## 年度总览
指标 | 数值 | 单位
基年 | 2025 | 年
目标年 | 2028 | 年
规划状态 | 可行
规划年化资本费 | 15000000 | 元/年
运行变动费用 | 138028463.4344 | 元/年
年总成本 | 153028463.4344 | 元/年
本地负荷 | 829822.6582 | MWh
固定外送 | 0 | MWh
缺供电量 | 0 | MWh
缺供小时数 | 0 | h
在线备用不足积分 | 0 | MW·h
最大功率平衡残差 | 2.8422e-14 | MW
水电未用月预算 | 11129.3869 | MWh
煤电实际发电量 | 429660.0273 | MWh
燃气实际发电量 | 44088.9334 | MWh
常规水电实际发电量 | 55096.2131 | MWh
生物质实际发电量 | 68820.2358 | MWh
风电实际发电量 | 112305.7824 | MWh
光伏实际发电量 | 123961.0858 | MWh
抽水蓄能充电量 | 17337.7211 | MWh
抽水蓄能放电量 | 14013.8119 | MWh
新型储能充电量 | 5238.0688 | MWh
新型储能放电量 | 4452.3585 | MWh
弃风 | 2040.1058 | MWh
弃光 | 6947.3996 | MWh
储能年末内部库存 | 33.0469 | MWh

## 电站装机
类别 | 电站ID | 电站 | 技术 | 容量MW | 入选 | 年化资本费元
存量 | 1 | Synthetic coal | 煤电 | 55 | 1 | 0
存量 | 2 | Synthetic gas | 燃气 | 40 | 1 | 0
存量 | 3 | Synthetic hydro | 常规水电 | 18 | 1 | 0
存量 | 4 | Synthetic biomass | 生物质 | 10 | 1 | 0
存量 | 5 | Synthetic pumped | 抽水蓄能 | 12 | 1 | 0
存量 | 6 | Synthetic battery | 新型储能 | 10 | 1 | 0
存量 | 7 | Synthetic wind | 风电 | 28 | 1 | 0
存量 | 8 | Synthetic PV | 光伏 | 55 | 1 | 0
候选 | 101 | Candidate coal | 煤电 | 20 | 0 | 56000000
候选 | 102 | Candidate gas | 燃气 | 15 | 1 | 15000000
候选 | 103 | Candidate hydro | 常规水电 | 10 | 0 | 59000000
候选 | 104 | Candidate biomass | 生物质 | 8 | 0 | 32000000
候选 | 105 | Candidate pumped | 抽水蓄能 | 10 | 0 | 17000000
候选 | 106 | Candidate battery | 新型储能 | 10 | 0 | 14000000
候选 | 107 | Candidate wind | 风电 | 20 | 0 | 26000000
候选 | 108 | Candidate PV | 光伏 | 20 | 0 | 17000000

## 8760小时平衡
小时 | 本地负荷MW | 外送MW | 总需求MW | 煤电MW | 燃气MW | 常规水电MW | 生物质MW | 风电可用MW | 光伏可用MW | 风电实际MW | 光伏实际MW | 弃风MW | 弃光MW | 抽蓄充电MW | 抽蓄放电MW | 电池充电MW | 电池放电MW | 储能总充电MW | 储能总放电MW | 储能期末库存MWh | 火电合计MW | 缺供MW | 备用需求MW | 可用备用MW | 备用缺口MW | 过剩MW | 平衡残差MW
0 | 87.845 | 0 | 87.845 | 50.5027 | 2 | 9.006 | 10 | 16.3363 | 0 | 16.3363 | 0 | 0 | 0 | 0 | 0 | 0 | 0 | 0 | 0 | 0 | 62.5027 | 0 | 2.6353 | 42.4973 | 0 | 1.4211e-14 | 0
1 | 88.7178 | 0 | 88.7178 | 51.101 | 2 | 9.0923 | 10 | 16.5245 | 0 | 16.5245 | 0 | 0 | 0 | 0 | 0 | 0 | 0 | 0 | 0 | 0 | 63.101 | 0 | 2.6615 | 41.899 | 0 | 0 | 0
2 | 88.5984 | 0 | 88.5984 | 52.0939 | 2 | 9.2353 | 10 | 15.2691 | 0 | 15.2691 | 0 | 0 | 0 | 0 | 0 | 0 | 0 | 0 | 0 | 0 | 64.0939 | 0 | 2.658 | 40.9061 | 0 | 0 | 0
3 | 86.3845 | 0 | 86.3845 | 51.0186 | 2 | 9.0804 | 10 | 14.2855 | 0 | 14.2855 | 0 | 0 | 0 | 0 | 0 | 0 | 0 | 0 | 0 | 0 | 63.0186 | 0 | 2.5915 | 41.9814 | 0 | 0 | 0
4 | 86.9965 | 0 | 86.9965 | 49.6356 | 2 | 8.8811 | 10 | 16.4798 | 0 | 16.4798 | 0 | 0 | 0 | 0 | 0 | 0 | 0 | 0 | 0 | 0 | 61.6356 | 0 | 2.6099 | 43.3644 | 0 | 0 | 0
5 | 89.1868 | 0 | 89.1868 | 52.6717 | 2 | 9.3186 | 10 | 15.1966 | 0 | 15.1966 | 0 | 0 | 0 | 0 | 0 | 0 | 0 | 0 | 0 | 0 | 64.6717 | 0 | 2.6756 | 40.3283 | 0 | 0 | 0
6 | 87.8354 | 0 | 87.8354 | 53.209 | 2 | 9.396 | 10 | 13.2304 | 0 | 13.2304 | 0 | 0 | 0 | 0 | 0 | 0 | 0 | 0 | 0 | 0 | 65.209 | 0 | 2.6351 | 39.791 | 0 | 0 | 0
7 | 90.4596 | 0 | 90.4596 | 44.4126 | 2 | 8.1285 | 10 | 14.7658 | 11.1527 | 14.7658 | 11.1527 | 0 | 0 | 0 | 0 | 0 | 0 | 0 | 0 | 0 | 56.4126 | 0 | 2.7138 | 48.5874 | 0 | 0 | 0
8 | 90.2674 | 0 | 90.2674 | 42.9 | 2 | 7.1274 | 4.5645 | 14.1516 | 19.5238 | 14.1516 | 19.5238 | 0 | 0 | 0 | 0 | 0 | 0 | 0 | 0 | 0 | 49.4645 | 0 | 2.708 | 55.5355 | 0 | 0 | 0
9 | 88.9595 | 0 | 88.9595 | 42.9 | 2 | 7.1054e-15 | 4 | 13.9836 | 27.8223 | 13.9836 | 27.8223 | 0 | 0 | 1.7464 | 0 | 0 | 0 | 1.7464 | 0 | 1.5718 | 48.9 | 0 | 2.6688 | 62.0387 | 0 | 0 | 0
10 | 86.1105 | 0 | 86.1105 | 42.9 | 2 | 7.1054e-15 | 4 | 11.3267 | 37.6442 | 11.3267 | 37.6442 | 0 | 0 | 11.7605 | 0 | 0 | 0 | 11.7605 | 0 | 12.1562 | 48.9 | 0 | 2.5833 | 60.7775 | 0 | 0 | 0
11 | 86.5797 | 0 | 86.5797 | 42.9 | 2 | 0 | 4 | 12.3238 | 40.7063 | 12.3238 | 40.7063 | 0 | 0 | 12 | 0 | 3.3504 | 0 | 15.3504 | 0 | 26.0451 | 48.9 | 0 | 2.5974 | 60.3253 | 0 | 0 | 0
12 | 88.2533 | 0 | 88.2533 | 42.9 | 2 | 0 | 4 | 11.5362 | 39.9756 | 11.5362 | 39.9756 | 0 | 0 | 12 | 0 | 0.1585 | 0 | 12.1585 | 0 | 36.9913 | 48.9 | 0 | 2.6476 | 60.7273 | 0 | 0 | 0
13 | 83.9831 | 0 | 83.9831 | 42.9 | 2 | 7.1054e-15 | 4 | 11.9112 | 38.6304 | 11.9112 | 38.6304 | 0 | 0 | 12 | 0 | 3.4585 | 0 | 15.4585 | 0 | 50.9799 | 48.9 | 0 | 2.5195 | 60.3117 | 0 | 0 | 0
14 | 84.4436 | 0 | 84.4436 | 42.9 | 2 | 0 | 4 | 14.3388 | 39.1071 | 13.2453 | 36.1247 | 1.0935 | 2.9824 | 3.8264 | 0 | 10 | 0 | 13.8264 | 0 | 63.6432 | 48.9 | 0 | 2.5333 | 60.0039 | 0 | 0 | -1.4211e-14
15 | 82.5197 | 0 | 82.5197 | 42.9 | 2 | 7.1054e-15 | 4 | 13.9704 | 29.7089 | 12.2644 | 26.0809 | 1.706 | 3.628 | 0 | 0 | 4.7256 | 0 | 4.7256 | 0 | 68 | 48.9 | 0 | 2.4756 | 72.9917 | 0 | 3.5527e-15 | 0
16 | 86.2704 | 0 | 86.2704 | 42.9 | 2 | 3.1617 | 4 | 13.6843 | 20.5243 | 13.6843 | 20.5243 | 0 | 0 | 0 | 0 | 0 | 0 | 0 | 0 | 68 | 48.9 | 0 | 2.5881 | 81.4951 | 0 | 0 | 0
17 | 94.1794 | 0 | 94.1794 | 42.9 | 2 | 8.7184 | 6.3935 | 15.084 | 9.8707 | 15.084 | 9.8707 | 0 | 0 | 0 | 0 | 0 | 9.2128 | 0 | 9.2128 | 58.0074 | 51.2935 | 0 | 2.8254 | 66.4937 | 0 | 0 | 0
18 | 95.8175 | 0 | 95.8175 | 42.9 | 2 | 10.1114 | 4.677 | 15.5319 | 4.9932e-15 | 15.5319 | 4.9932e-15 | 0 | 0 | 0 | 11.3708 | 0 | 9.2263 | 0 | 20.5972 | 35.3657 | 49.577 | 0 | 2.8745 | 56.0521 | 0 | 1.4211e-14 | 0
19 | 104.9088 | 0 | 104.9088 | 55 | 2.25 | 11.4192 | 10 | 14.2396 | 0 | 14.2396 | 0 | 0 | 0 | 0 | 12 | 0 | 0 | 0 | 12 | 22.0324 | 67.25 | 0 | 3.1473 | 37.75 | 0 | 0 | 0
20 | 110.3487 | 0 | 110.3487 | 55 | 7.4202 | 12.1642 | 10 | 13.7644 | 0 | 13.7644 | 0 | 0 | 0 | 0 | 12 | 0 | 0 | 0 | 12 | 8.6991 | 72.4202 | 0 | 3.3105 | 32.5798 | 0 | 0 | 0
21 | 101.4982 | 0 | 101.4982 | 55 | 2.1769 | 10.8077 | 10 | 15.6846 | 0 | 15.6846 | 0 | 0 | 0 | 0 | 7.8292 | 0 | 0 | 0 | 7.8292 | 0 | 67.1769 | 0 | 3.0449 | 37.8231 | 0 | 0 | 0
22 | 99.1995 | 0 | 99.1995 | 55 | 8.0798 | 10.5301 | 10 | 15.5896 | 0 | 15.5896 | 0 | 0 | 0 | 0 | 0 | 0 | 0 | 0 | 0 | 0 | 73.0798 | 0 | 2.976 | 31.9202 | 0 | 0 | 0
23 | 94.8195 | 0 | 94.8195 | 55 | 4.0923 | 9.9555 | 10 | 15.7717 | 0 | 15.7717 | 0 | 0 | 0 | 0 | 0 | 0 | 0 | 0 | 0 | 0 | 69.0923 | 0 | 2.8446 | 35.9077 | 0 | 0 | 0
24 | 82.1497 | 0 | 82.1497 | 47.2054 | 2 | 8.5309 | 10 | 14.4134 | 0 | 14.4134 | 0 | 0 | 0 | 0 | 0 | 0 | 0 | 0 | 0 | 0 | 59.2054 | 0 | 2.4645 | 45.7946 | 0 | 0 | 0
25 | 83.9486 | 0 | 83.9486 | 49.2841 | 2 | 8.8305 | 10 | 13.834 | 0 | 13.834 | 0 | 0 | 0 | 0 | 0 | 0 | 0 | 0 | 0 | 0 | 61.2841 | 0 | 2.5185 | 43.7159 | 0 | 0 | 0
26 | 82.1346 | 0 | 82.1346 | 45.8035 | 2 | 8.3289 | 10 | 16.0022 | 0 | 16.0022 | 0 | 0 | 0 | 0 | 0 | 0 | 0 | 0 | 0 | 0 | 57.8035 | 0 | 2.464 | 47.1965 | 0 | 0 | 0
27 | 86.2979 | 0 | 86.2979 | 50.32 | 2 | 8.9797 | 10 | 14.9982 | 0 | 14.9982 | 0 | 0 | 0 | 0 | 0 | 0 | 0 | 0 | 0 | 0 | 62.32 | 0 | 2.5889 | 42.68 | 0 | 0 | 0
28 | 86.4132 | 0 | 86.4132 | 49.7242 | 2 | 8.8939 | 10 | 15.7951 | 0 | 15.7951 | 0 | 0 | 0 | 0 | 0 | 0 | 0 | 0 | 0 | 0 | 61.7242 | 0 | 2.5924 | 43.2758 | 0 | 0 | 0
29 | 87.1179 | 0 | 87.1179 | 54.4856 | 2 | 9.5799 | 10 | 11.0524 | 0 | 11.0524 | 0 | 0 | 0 | 0 | 0 | 0 | 0 | 0 | 0 | 0 | 66.4856 | 0 | 2.6135 | 38.5144 | 0 | 0 | 0
30 | 87.1177 | 0 | 87.1177 | 53.2261 | 2 | 9.3985 | 10 | 12.4932 | 0 | 12.4932 | 0 | 0 | 0 | 0 | 0 | 0 | 0 | 0 | 0 | 0 | 65.2261 | 0 | 2.6135 | 39.7739 | 0 | 0 | 0
31 | 84.9763 | 0 | 84.9763 | 42.9 | 2 | 7.6382 | 8.1098 | 12.7804 | 11.5479 | 12.7804 | 11.5479 | 0 | 0 | 0 | 0 | 0 | 0 | 0 | 0 | 0 | 53.0098 | 0 | 2.5493 | 51.9902 | 0 | 0 | 0
32 | 85.5108 | 0 | 85.5108 | 42.9 | 2 | 0.18826 | 4 | 11.2634 | 25.1592 | 11.2634 | 25.1592 | 0 | 0 | 0 | 0 | 0 | 0 | 0 | 0 | 0 | 48.9 | 0 | 2.5653 | 62.0941 | 0 | 0 | 0
33 | 85.6141 | 0 | 85.6141 | 42.9 | 2 | 7.1054e-15 | 4 | 12.2305 | 32.1422 | 12.2305 | 32.1422 | 0 | 0 | 7.6586 | 0 | 0 | 0 | 7.6586 | 0 | 6.8928 | 48.9 | 0 | 2.5684 | 61.2941 | 0 | 0 | 0
34 | 82.2621 | 0 | 82.2621 | 42.9 | 2 | 0 | 4 | 12.1649 | 41.0763 | 12.1649 | 41.0763 | 0 | 0 | 12 | 0 | 7.8791 | 0 | 19.8791 | 0 | 24.9569 | 48.9 | 0 | 2.4679 | 59.755 | 0 | 0 | 0
35 | 80.6999 | 0 | 80.6999 | 42.9 | 2 | 7.1054e-15 | 4 | 11.9907 | 41.6584 | 11.9907 | 41.6584 | 0 | 0 | 12 | 0 | 9.8492 | 0 | 21.8492 | 0 | 44.8374 | 48.9 | 0 | 2.421 | 59.5069 | 0 | 0 | 0
36 | 80.296 | 0 | 80.296 | 42.9 | 2 | 7.1054e-15 | 4 | 11.5208 | 51.1776 | 8.7025 | 38.6582 | 2.8183 | 12.5194 | 12 | 0 | 3.9648 | 0 | 15.9648 | 0 | 59.2928 | 48.9 | 0 | 2.4089 | 58.3163 | 0 | 5.3291e-15 | 0
37 | 82.3475 | 0 | 82.3475 | 42.9 | 2 | 7.1054e-15 | 4 | 11.2996 | 45.1872 | 8.6261 | 34.496 | 2.6735 | 10.6912 | 9.6747 | 0 | 0 | 0 | 9.6747 | 0 | 68 | 48.9 | 0 | 2.4704 | 69.357 | 0 | 0 | -1.7764e-15
38 | 80.7041 | 0 | 80.7041 | 42.9 | 2 | 0 | 4 | 10.1153 | 38.4799 | 6.6202 | 25.184 | 3.4951 | 13.2959 | 0 | 0 | 0 | 0 | 0 | 0 | 68 | 48.9 | 0 | 2.4211 | 82.1439 | 0 | 0 | 0
39 | 78.225 | 0 | 78.225 | 42.9 | 2 | 7.1054e-15 | 4 | 13.6801 | 34.2437 | 8.371 | 20.954 | 5.3092 | 13.2897 | 0 | 0 | 0 | 0 | 0 | 0 | 68 | 48.9 | 0 | 2.3467 | 81.9162 | 0 | 0 | 0
40 | 82.8136 | 0 | 82.8136 | 42.9 | 2 | 7.1054e-15 | 4 | 12.5822 | 24.6897 | 11.4485 | 22.4651 | 1.1337 | 2.2246 | 0 | 0 | 0 | 0 | 0 | 0 | 68 | 48.9 | 0 | 2.4844 | 83.8357 | 0 | 0 | 0
41 | 87.9831 | 0 | 87.9831 | 42.9 | 2 | 7.7407 | 8.8213 | 13.724 | 12.7971 | 13.724 | 12.7971 | 0 | 0 | 0 | 0 | 0 | 0 | 0 | 0 | 68 | 53.7213 | 0 | 2.6395 | 73.2787 | 0 | 0 | 0
42 | 94.4775 | 0 | 94.4775 | 42.9 | 2 | 10.2544 | 9.1128 | 13.0566 | 6.442e-15 | 13.0566 | 6.442e-15 | 0 | 0 | 0 | 7.1537 | 0 | 10 | 0 | 17.1537 | 49.2049 | 54.0128 | 0 | 2.8343 | 55.8335 | 0 | 0 | 0
43 | 99.7243 | 0 | 99.7243 | 45.0727 | 2 | 11.1687 | 10 | 11.0438 | 0 | 11.0438 | 0 | 0 | 0 | 0 | 12 | 0 | 8.4391 | 0 | 20.4391 | 26.7181 | 57.0727 | 0 | 2.9917 | 47.9273 | 0 | 1.4211e-14 | 0
44 | 104.9571 | 0 | 104.9571 | 55 | 2.6748 | 11.4804 | 10 | 13.8019 | 0 | 13.8019 | 0 | 0 | 0 | 0 | 12 | 0 | 0 | 0 | 12 | 13.3847 | 67.6748 | 0 | 3.1487 | 37.3252 | 0 | 0 | 0
45 | 101.1529 | 0 | 101.1529 | 51.4945 | 2 | 10.878 | 10 | 14.7803 | 0 | 14.7803 | 0 | 0 | 0 | 0 | 12 | 0 | 0 | 0 | 12 | 0.051413 | 63.4945 | 0 | 3.0346 | 41.5055 | 0 | 0 | 0
46 | 94.8365 | 0 | 94.8365 | 55 | 3.3554 | 9.856 | 10 | 16.5788 | 0 | 16.5788 | 0 | 0 | 0 | 0 | 0.046272 | 0 | 0 | 0 | 0.046272 | 0 | 68.3554 | 0 | 2.8451 | 36.6446 | 0 | 1.4211e-14 | 0
47 | 93.0582 | 0 | 93.0582 | 55 | 3.7666 | 9.9086 | 10 | 14.383 | 0 | 14.383 | 0 | 0 | 0 | 0 | 0 | 0 | 0 | 0 | 0 | 0 | 68.7666 | 0 | 2.7917 | 36.2334 | 0 | 0 | 0
48 | 86.0108 | 0 | 86.0108 | 51.8708 | 2 | 9.2032 | 10 | 12.9369 | 0 | 12.9369 | 0 | 0 | 0 | 0 | 0 | 0 | 0 | 0 | 0 | 0 | 63.8708 | 0 | 2.5803 | 41.1292 | 0 | 0 | 0
49 | 88.8429 | 0 | 88.8429 | 55 | 4.4493 | 10.007 | 10 | 9.3867 | 0 | 9.3867 | 0 | 0 | 0 | 0 | 0 | 0 | 0 | 0 | 0 | 0 | 69.4493 | 0 | 2.6653 | 35.5507 | 0 | 0 | 0
50 | 87.7571 | 0 | 87.7571 | 55 | 2.9975 | 9.7978 | 10 | 9.9618 | 0 | 9.9618 | 0 | 0 | 0 | 0 | 0 | 0 | 0 | 0 | 0 | 0 | 67.9975 | 0 | 2.6327 | 37.0025 | 0 | 0 | 0
51 | 89.8946 | 0 | 89.8946 | 55 | 4.6372 | 10.0341 | 10 | 10.2233 | 0 | 10.2233 | 0 | 0 | 0 | 0 | 0 | 0 | 0 | 0 | 0 | 0 | 69.6372 | 0 | 2.6968 | 35.3628 | 0 | 0 | 0
52 | 87.6336 | 0 | 87.6336 | 55 | 2.2614 | 9.6917 | 10 | 10.6804 | 0 | 10.6804 | 0 | 0 | 0 | 0 | 0 | 0 | 0 | 0 | 0 | 0 | 67.2614 | 0 | 2.629 | 37.7386 | 0 | 0 | 0
53 | 90.1295 | 0 | 90.1295 | 55 | 5.5446 | 10.1648 | 10 | 9.4202 | 0 | 9.4202 | 0 | 0 | 0 | 0 | 0 | 0 | 0 | 0 | 0 | 0 | 70.5446 | 0 | 2.7039 | 34.4554 | 0 | 0 | 0
54 | 89.7402 | 0 | 89.7402 | 55 | 4.1119 | 9.9584 | 10 | 10.67 | 0 | 10.67 | 0 | 0 | 0 | 0 | 0 | 0 | 0 | 0 | 0 | 0 | 69.1119 | 0 | 2.6922 | 35.8881 | 0 | 0 | 0
55 | 89.4716 | 0 | 89.4716 | 47.5633 | 2 | 8.5825 | 10 | 7.5447 | 13.7811 | 7.5447 | 13.7811 | 0 | 0 | 0 | 0 | 0 | 0 | 0 | 0 | 0 | 59.5633 | 0 | 2.6841 | 45.4367 | 0 | 0 | 0
56 | 88.4814 | 0 | 88.4814 | 42.9 | 2 | 2.9126 | 4 | 10.8772 | 25.7916 | 10.8772 | 25.7916 | 0 | 0 | 0 | 0 | 0 | 0 | 0 | 0 | 0 | 48.9 | 0 | 2.6544 | 59.7129 | 0 | 0 | 0
57 | 90.3235 | 0 | 90.3235 | 42.9 | 2 | 7.1054e-15 | 4 | 8.9007 | 36.9253 | 8.9007 | 36.9253 | 0 | 0 | 4.4026 | 0 | 0 | 0 | 4.4026 | 0 | 3.9623 | 48.9 | 0 | 2.7097 | 61.7042 | 0 | 0 | 0
58 | 85.8071 | 0 | 85.8071 | 42.9 | 2 | 0 | 4 | 7.7711 | 41.9528 | 7.7711 | 41.9528 | 0 | 0 | 12 | 0 | 0.81682 | 0 | 12.8168 | 0 | 15.5154 | 48.9 | 0 | 2.5742 | 60.6444 | 0 | 0 | 0
59 | 84.961 | 0 | 84.961 | 42.9 | 2 | 0 | 4 | 6.6665 | 50.5927 | 6.6665 | 50.5927 | 0 | 0 | 12 | 0 | 9.1982 | 0 | 21.1982 | 0 | 34.7957 | 48.9 | 0 | 2.5488 | 59.5889 | 0 | 0 | 0
60 | 84.5736 | 0 | 84.5736 | 42.9 | 2 | 0 | 4 | 7.8221 | 45.2476 | 7.8221 | 45.2476 | 0 | 0 | 12 | 0 | 5.3961 | 0 | 17.3961 | 0 | 50.5707 | 48.9 | 0 | 2.5372 | 60.0677 | 0 | 0 | 0
61 | 85.4208 | 0 | 85.4208 | 42.9 | 2 | 0 | 4 | 10.7629 | 49.7188 | 9.7523 | 45.0504 | 1.0106 | 4.6684 | 12 | 0 | 6.2819 | 0 | 18.2819 | 0 | 67.1623 | 48.9 | 0 | 2.5626 | 59.2409 | 0 | 3.5527e-15 | 0
62 | 85.0877 | 0 | 85.0877 | 42.9 | 2 | 0 | 4 | 6.5257 | 42.2746 | 4.9635 | 32.1549 | 1.5621 | 10.1197 | 0.93077 | 0 | 0 | 0 | 0.93077 | 0 | 68 | 48.9 | 0 | 2.5526 | 70.6702 | 0 | 3.2196e-15 | 0
63 | 85.0794 | 0 | 85.0794 | 42.9 | 2 | 0 | 4 | 7.188 | 34.3675 | 6.2581 | 29.9213 | 0.92993 | 4.4462 | 0 | 0 | 0 | 0 | 0 | 0 | 68 | 48.9 | 0 | 2.5524 | 83.5815 | 0 | 1.4211e-14 | 0
64 | 89.3744 | 0 | 89.3744 | 42.9 | 2 | 6.2839 | 4 | 9.1364 | 25.0541 | 9.1364 | 25.0541 | 0 | 0 | 0 | 0 | 0 | 0 | 0 | 0 | 68 | 48.9 | 0 | 2.6812 | 78.7662 | 0 | 0 | 0
65 | 93.0148 | 0 | 93.0148 | 45.7708 | 2 | 8.9978 | 10 | 8.8412 | 12.7304 | 8.8412 | 12.7304 | 0 | 0 | 0 | 0 | 0 | 4.6745 | 0 | 4.6745 | 62.9298 | 57.7708 | 0 | 2.7904 | 64.5547 | 0 | 0 | 0
66 | 95.5796 | 0 | 95.5796 | 43.6555 | 2 | 11.1269 | 10 | 7.2315 | 5.7209e-15 | 7.2315 | 5.7209e-15 | 0 | 0 | 0 | 11.5658 | 0 | 10 | 0 | 21.5658 | 39.2324 | 55.6555 | 0 | 2.8674 | 49.7788 | 0 | 0 | 0
67 | 103.4945 | 0 | 103.4945 | 53.6481 | 2 | 11.7308 | 10 | 10.351 | 0 | 10.351 | 0 | 0 | 0 | 0 | 12 | 0 | 3.7646 | 0 | 15.7646 | 21.8158 | 65.6481 | 0 | 3.1048 | 39.3519 | 0 | 0 | 0
68 | 106.8881 | 0 | 106.8881 | 55 | 7.6545 | 12.1979 | 10 | 10.0357 | 0 | 10.0357 | 0 | 0 | 0 | 0 | 12 | 0 | 0 | 0 | 12 | 8.4825 | 72.6545 | 0 | 3.2066 | 32.3455 | 0 | 0 | 0
69 | 105.9672 | 0 | 105.9672 | 55 | 11.3929 | 12.1075 | 10 | 9.8326 | 0 | 9.8326 | 0 | 0 | 0 | 0 | 7.6342 | 0 | 0 | 0 | 7.6342 | 0 | 76.3929 | 0 | 3.179 | 28.6071 | 0 | 0 | 0
70 | 97.6675 | 0 | 97.6675 | 55 | 10.6221 | 10.8964 | 10 | 11.149 | 0 | 11.149 | 0 | 0 | 0 | 0 | 0 | 0 | 0 | 0 | 0 | 0 | 75.6221 | 0 | 2.93 | 29.3779 | 0 | 0 | 0
71 | 96.8439 | 0 | 96.8439 | 55 | 9.008 | 10.6639 | 10 | 12.172 | 0 | 12.172 | 0 | 0 | 0 | 0 | 0 | 0 | 0 | 0 | 0 | 0 | 74.008 | 0 | 2.9053 | 30.992 | 0 | 0 | -1.4211e-14
72 | 85.1916 | 0 | 85.1916 | 50.8576 | 2 | 9.0572 | 10 | 13.2768 | 0 | 13.2768 | 0 | 0 | 0 | 0 | 0 | 0 | 0 | 0 | 0 | 0 | 62.8576 | 0 | 2.5557 | 42.1424 | 0 | 0 | 0
73 | 86.7222 | 0 | 86.7222 | 52.4457 | 2 | 9.286 | 10 | 12.9905 | 0 | 12.9905 | 0 | 0 | 0 | 0 | 0 | 0 | 0 | 0 | 0 | 0 | 64.4457 | 0 | 2.6017 | 40.5543 | 0 | 0 | 0
74 | 87.0756 | 0 | 87.0756 | 53.3887 | 2 | 9.4219 | 10 | 12.265 | 0 | 12.265 | 0 | 0 | 0 | 0 | 0 | 0 | 0 | 0 | 0 | 0 | 65.3887 | 0 | 2.6123 | 39.6113 | 0 | 0 | 0
75 | 88.2014 | 0 | 88.2014 | 55 | 3.2151 | 9.8292 | 10 | 10.1571 | 0 | 10.1571 | 0 | 0 | 0 | 0 | 0 | 0 | 0 | 0 | 0 | 0 | 68.2151 | 0 | 2.646 | 36.7849 | 0 | 0 | 0
76 | 91.558 | 0 | 91.558 | 55 | 4.5153 | 10.0165 | 10 | 12.0262 | 0 | 12.0262 | 0 | 0 | 0 | 0 | 0 | 0 | 0 | 0 | 0 | 0 | 69.5153 | 0 | 2.7467 | 35.4847 | 0 | 0 | 0
77 | 91.6925 | 0 | 91.6925 | 55 | 6.0514 | 10.2378 | 10 | 10.4032 | 0 | 10.4032 | 0 | 0 | 0 | 0 | 0 | 0 | 0 | 0 | 0 | 0 | 71.0514 | 0 | 2.7508 | 33.9486 | 0 | 0 | 0
78 | 90.6584 | 0 | 90.6584 | 55 | 4.7827 | 10.055 | 10 | 10.8207 | 0 | 10.8207 | 0 | 0 | 0 | 0 | 0 | 0 | 0 | 0 | 0 | 0 | 69.7827 | 0 | 2.7198 | 35.2173 | 0 | 0 | 0
79 | 89.123 | 0 | 89.123 | 47.5568 | 2 | 8.5816 | 10 | 9.767 | 11.2176 | 9.767 | 11.2176 | 0 | 0 | 0 | 0 | 0 | 0 | 0 | 0 | 0 | 59.5568 | 0 | 2.6737 | 45.4432 | 0 | 0 | 0
80 | 88.8086 | 0 | 88.8086 | 42.9 | 2 | 7.2964 | 5.7375 | 8.6234 | 22.2513 | 8.6234 | 22.2513 | 0 | 0 | 0 | 0 | 0 | 0 | 0 | 0 | 0 | 50.6375 | 0 | 2.6643 | 54.3625 | 0 | 0 | 0
81 | 89.6075 | 0 | 89.6075 | 42.9 | 2 | 2.6038 | 4 | 9.3019 | 28.8017 | 9.3019 | 28.8017 | 0 | 0 | 0 | 0 | 0 | 0 | 0 | 0 | 0 | 48.9 | 0 | 2.6882 | 59.9827 | 0 | 0 | 0
82 | 90.5133 | 0 | 90.5133 | 42.9 | 2 | 0 | 4 | 8.7201 | 38.1355 | 8.7201 | 38.1355 | 0 | 0 | 5.2422 | 0 | 0 | 0 | 5.2422 | 0 | 4.718 | 48.9 | 0 | 2.7154 | 61.5984 | 0 | 0 | 0
83 | 85.2706 | 0 | 85.2706 | 42.9 | 2 | 1.4211e-14 | 4 | 10.4576 | 46.0652 | 10.4576 | 46.0652 | 0 | 0 | 12 | 0 | 8.1522 | 0 | 20.1522 | 0 | 23.034 | 48.9 | 0 | 2.5581 | 59.7206 | 0 | 0 | 0
84 | 85.0161 | 0 | 85.0161 | 42.9 | 2 | 0 | 4 | 9.4281 | 47.4187 | 9.4281 | 47.4187 | 0 | 0 | 12 | 0 | 8.7308 | 0 | 20.7308 | 0 | 41.8833 | 48.9 | 0 | 2.5505 | 59.6477 | 0 | 0 | 0
85 | 84.1665 | 0 | 84.1665 | 42.9 | 2 | 1.4211e-14 | 4 | 8.0695 | 44.5546 | 7.9855 | 44.091 | 0.083968 | 0.46362 | 12 | 0 | 4.8101 | 0 | 16.8101 | 0 | 57.118 | 48.9 | 0 | 2.525 | 60.0725 | 0 | 7.1054e-15 | 0
86 | 86.645 | 0 | 86.645 | 42.9 | 2 | 0 | 4 | 9.5762 | 39.6339 | 9.5762 | 39.6339 | 0 | 0 | 11.4651 | 0 | 0 | 0 | 11.4651 | 0 | 67.4366 | 48.9 | 0 | 2.5994 | 70.8147 | 0 | 0 | 0
87 | 83.2256 | 0 | 83.2256 | 42.9 | 2 | 7.1054e-15 | 4 | 10.25 | 31.008 | 8.6833 | 26.2683 | 1.5668 | 4.7397 | 0.62598 | 0 | 0 | 0 | 0.62598 | 0 | 68 | 48.9 | 0 | 2.4968 | 71.3855 | 0 | 0 | -3.1086e-15
88 | 90.7828 | 0 | 90.7828 | 42.9 | 2 | 7.1887 | 4.9899 | 10.0369 | 23.6674 | 10.0369 | 23.6674 | 0 | 0 | 0 | 0 | 0 | 0 | 0 | 0 | 68 | 49.8899 | 0 | 2.7235 | 77.1101 | 0 | 0 | 0
89 | 95.5177 | 0 | 95.5177 | 42.9 | 2 | 9.0392 | 8.8788 | 12.1835 | 11.562 | 12.1835 | 11.562 | 0 | 0 | 0 | 0 | 0 | 8.9542 | 0 | 8.9542 | 58.2878 | 53.7788 | 0 | 2.8655 | 64.2671 | 0 | 0 | -1.4211e-14
90 | 96.4378 | 0 | 96.4378 | 42.9 | 2 | 10.6584 | 7.5856 | 11.8089 | 5.1206e-15 | 11.8089 | 5.1206e-15 | 0 | 0 | 0 | 12 | 0 | 9.4849 | 0 | 21.4849 | 34.6667 | 52.4856 | 0 | 2.8931 | 52.5144 | 0 | 0 | 0
91 | 101.5634 | 0 | 101.5634 | 54.8362 | 2 | 11.3596 | 10 | 11.3676 | 0 | 11.3676 | 0 | 0 | 0 | 0 | 12 | 0 | 0 | 0 | 12 | 21.3333 | 66.8362 | 0 | 3.0469 | 38.1638 | 0 | 0 | 0
92 | 106.7488 | 0 | 106.7488 | 55 | 6.955 | 12.0971 | 10 | 10.6967 | 0 | 10.6967 | 0 | 0 | 0 | 0 | 12 | 0 | 0 | 0 | 12 | 8 | 71.955 | 0 | 3.2025 | 33.045 | 0 | 0 | 0
93 | 104.6137 | 0 | 104.6137 | 55 | 7.8889 | 11.54 | 10 | 12.9848 | 0 | 12.9848 | 0 | 0 | 0 | 0 | 7.2 | 0 | 0 | 0 | 7.2 | 0 | 72.8889 | 0 | 3.1384 | 32.1111 | 0 | 0 | 0
94 | 98.9636 | 0 | 98.9636 | 55 | 10.9929 | 10.9499 | 10 | 12.0208 | 0 | 12.0208 | 0 | 0 | 0 | 0 | 0 | 0 | 0 | 0 | 0 | 0 | 75.9929 | 0 | 2.9689 | 29.0071 | 0 | 0 | 0
95 | 96.9887 | 0 | 96.9887 | 55 | 8.3681 | 10.5717 | 10 | 13.049 | 0 | 13.049 | 0 | 0 | 0 | 0 | 0 | 0 | 0 | 0 | 0 | 0 | 73.3681 | 0 | 2.9097 | 31.6319 | 0 | 0 | 0
96 | 86.2006 | 0 | 86.2006 | 48.8455 | 2 | 8.7673 | 10 | 16.5878 | 0 | 16.5878 | 0 | 0 | 0 | 0 | 0 | 0 | 0 | 0 | 0 | 0 | 60.8455 | 0 | 2.586 | 44.1545 | 0 | 0 | 0
97 | 84.3684 | 0 | 84.3684 | 47.4245 | 2 | 8.5625 | 10 | 16.3814 | 0 | 16.3814 | 0 | 0 | 0 | 0 | 0 | 0 | 0 | 0 | 0 | 0 | 59.4245 | 0 | 2.5311 | 45.5755 | 0 | 0 | 0
98 | 86.3585 | 0 | 86.3585 | 50.2229 | 2 | 8.9657 | 10 | 15.1699 | 0 | 15.1699 | 0 | 0 | 0 | 0 | 0 | 0 | 0 | 0 | 0 | 0 | 62.2229 | 0 | 2.5908 | 42.7771 | 0 | 0 | 0
99 | 88.3039 | 0 | 88.3039 | 52.8962 | 2 | 9.3509 | 10 | 14.0567 | 0 | 14.0567 | 0 | 0 | 0 | 0 | 0 | 0 | 0 | 0 | 0 | 0 | 64.8962 | 0 | 2.6491 | 40.1038 | 0 | 0 | 0
100 | 86.3213 | 0 | 86.3213 | 51.3379 | 2 | 9.1264 | 10 | 13.857 | 0 | 13.857 | 0 | 0 | 0 | 0 | 0 | 0 | 0 | 0 | 0 | 0 | 63.3379 | 0 | 2.5896 | 41.6621 | 0 | 0 | 0
101 | 85.9164 | 0 | 85.9164 | 50.7437 | 2 | 9.0408 | 10 | 14.132 | 0 | 14.132 | 0 | 0 | 0 | 0 | 0 | 0 | 0 | 0 | 0 | 0 | 62.7437 | 0 | 2.5775 | 42.2563 | 0 | 0 | 0
102 | 88.4677 | 0 | 88.4677 | 53.0887 | 2 | 9.3787 | 10 | 14.0004 | 0 | 14.0004 | 0 | 0 | 0 | 0 | 0 | 0 | 0 | 0 | 0 | 0 | 65.0887 | 0 | 2.654 | 39.9113 | 0 | 0 | 0
103 | 86.8434 | 0 | 86.8434 | 42.9 | 2 | 7.5439 | 7.4555 | 14.3824 | 12.5615 | 14.3824 | 12.5615 | 0 | 0 | 0 | 0 | 0 | 0 | 0 | 0 | 0 | 52.3555 | 0 | 2.6053 | 52.6445 | 0 | 0 | 0
104 | 85.3902 | 0 | 85.3902 | 42.9 | 2 | 0 | 4 | 14.4308 | 23.7162 | 14.4308 | 23.7162 | 0 | 0 | 1.6568 | 0 | 0 | 0 | 1.6568 | 0 | 1.4911 | 48.9 | 0 | 2.5617 | 62.05 | 0 | 0 | 0
105 | 87.8832 | 0 | 87.8832 | 42.9 | 2 | 0 | 4 | 12.6845 | 31.7537 | 12.6845 | 31.7537 | 0 | 0 | 5.4549 | 0 | 0 | 0 | 5.4549 | 0 | 6.4005 | 48.9 | 0 | 2.6365 | 61.5716 | 0 | 0 | 0
106 | 87.2286 | 0 | 87.2286 | 42.9 | 2 | 7.1054e-15 | 4 | 12.3233 | 37.9128 | 12.3233 | 37.9128 | 0 | 0 | 11.9075 | 0 | 0 | 0 | 11.9075 | 0 | 17.1173 | 48.9 | 0 | 2.6169 | 60.759 | 0 | 0 | 0
107 | 86.6499 | 0 | 86.6499 | 42.9 | 2 | 7.1054e-15 | 4 | 11.753 | 43.6581 | 11.753 | 43.6581 | 0 | 0 | 12 | 0 | 5.6611 | 0 | 17.6611 | 0 | 33.1366 | 48.9 | 0 | 2.5995 | 60.0343 | 0 | 0 | 0
108 | 84.2893 | 0 | 84.2893 | 42.9 | 2 | 0 | 4 | 12.8765 | 43.3236 | 12.8765 | 43.3236 | 0 | 0 | 12 | 0 | 8.8108 | 0 | 20.8108 | 0 | 52.0597 | 48.9 | 0 | 2.5287 | 59.6376 | 0 | 0 | 0
109 | 83.941 | 0 | 83.941 | 42.9 | 2 | 0 | 4 | 11.8807 | 41.2425 | 11.7584 | 40.8179 | 0.12232 | 0.4246 | 10.3142 | 0 | 7.2211 | 0 | 17.5353 | 0 | 68 | 48.9 | 0 | 2.5182 | 59.9813 | 0 | 0 | -3.5527e-15
110 | 85.137 | 0 | 85.137 | 42.9 | 2 | 7.1054e-15 | 4 | 12.8743 | 40.3112 | 8.7717 | 27.4653 | 4.1026 | 12.8459 | 0 | 0 | 0 | 0 | 0 | 0 | 68 | 48.9 | 0 | 2.5541 | 82.1241 | 0 | 0 | 0
111 | 82.7074 | 0 | 82.7074 | 42.9 | 2 | 0 | 4 | 13.7974 | 30.7146 | 10.4793 | 23.3281 | 3.3181 | 7.3865 | 0 | 0 | 0 | 0 | 0 | 0 | 68 | 48.9 | 0 | 2.4812 | 82.9104 | 0 | 0 | 0
112 | 86.8801 | 0 | 86.8801 | 42.9 | 2 | 3.9466 | 4 | 12.7809 | 21.2526 | 12.7809 | 21.2526 | 0 | 0 | 0 | 0 | 0 | 0 | 0 | 0 | 68 | 48.9 | 0 | 2.6064 | 80.8091 | 0 | 0 | 0
113 | 89.6339 | 0 | 89.6339 | 42.9 | 2 | 8.0498 | 5.1075 | 14.604 | 11.1137 | 14.604 | 11.1137 | 0 | 0 | 0 | 0 | 0 | 5.8589 | 0 | 5.8589 | 61.6452 | 50.0075 | 0 | 2.689 | 71.1337 | 0 | 0 | 0
114 | 94.4505 | 0 | 94.4505 | 42.9 | 2 | 9.4683 | 4 | 14.0822 | 5.373e-15 | 14.0822 | 5.373e-15 | 0 | 0 | 0 | 12 | 0 | 10 | 0 | 22 | 37.4653 | 48.9 | 0 | 2.8335 | 56.7535 | 0 | 0 | 0
115 | 101.3698 | 0 | 101.3698 | 49.0808 | 2 | 10.902 | 10 | 14.8068 | 0 | 14.8068 | 0 | 0 | 0 | 0 | 12 | 0 | 2.5802 | 0 | 14.5802 | 21.3333 | 61.0808 | 0 | 3.0411 | 43.9192 | 0 | 0 | 0
116 | 108.9357 | 0 | 108.9357 | 55 | 5.8801 | 11.9422 | 10 | 14.1134 | 0 | 14.1134 | 0 | 0 | 0 | 0 | 12 | 0 | 0 | 0 | 12 | 8 | 70.8801 | 0 | 3.2681 | 34.1199 | 0 | 0 | 0
117 | 102.7269 | 0 | 102.7269 | 55 | 4.0037 | 10.9802 | 10 | 15.5429 | 0 | 15.5429 | 0 | 0 | 0 | 0 | 7.2 | 0 | 0 | 0 | 7.2 | 0 | 69.0037 | 0 | 3.0818 | 35.9963 | 0 | 0 | 0
118 | 99.4447 | 0 | 99.4447 | 55 | 8.2405 | 10.5533 | 10 | 15.6509 | 0 | 15.6509 | 0 | 0 | 0 | 0 | 0 | 0 | 0 | 0 | 0 | 0 | 73.2405 | 0 | 2.9833 | 31.7595 | 0 | 0 | 0
119 | 95.4482 | 0 | 95.4482 | 55 | 5.1454 | 10.1073 | 10 | 15.1955 | 0 | 15.1955 | 0 | 0 | 0 | 0 | 0 | 0 | 0 | 0 | 0 | 0 | 70.1454 | 0 | 2.8634 | 34.8546 | 0 | 0 | 0
120 | 78.0365 | 0 | 78.0365 | 42.9 | 2 | 7.7758 | 9.0646 | 16.2961 | 0 | 16.2961 | 0 | 0 | 0 | 0 | 0 | 0 | 0 | 0 | 0 | 0 | 53.9646 | 0 | 2.3411 | 51.0354 | 0 | 0 | 0
121 | 80.0794 | 0 | 80.0794 | 43.5664 | 2 | 8.0066 | 10 | 16.5063 | 0 | 16.5063 | 0 | 0 | 0 | 0 | 0 | 0 | 0 | 0 | 0 | 0 | 55.5664 | 0 | 2.4024 | 49.4336 | 0 | 0 | 0
122 | 83.2924 | 0 | 83.2924 | 47.5108 | 2 | 8.5749 | 10 | 15.2066 | 0 | 15.2066 | 0 | 0 | 0 | 0 | 0 | 0 | 0 | 0 | 0 | 0 | 59.5108 | 0 | 2.4988 | 45.4892 | 0 | 0 | 0
123 | 84.6653 | 0 | 84.6653 | 47.8225 | 2 | 8.6199 | 10 | 16.2229 | 0 | 16.2229 | 0 | 0 | 0 | 0 | 0 | 0 | 0 | 0 | 0 | 0 | 59.8225 | 0 | 2.54 | 45.1775 | 0 | 0 | 0
124 | 84.3464 | 0 | 84.3464 | 47.1866 | 2 | 8.5282 | 10 | 16.6316 | 0 | 16.6316 | 0 | 0 | 0 | 0 | 0 | 0 | 0 | 0 | 0 | 0 | 59.1866 | 0 | 2.5304 | 45.8134 | 0 | 0 | 0
125 | 83.1231 | 0 | 83.1231 | 47.9387 | 2 | 8.6366 | 10 | 14.5478 | 0 | 14.5478 | 0 | 0 | 0 | 0 | 0 | 0 | 0 | 0 | 0 | 0 | 59.9387 | 0 | 2.4937 | 45.0613 | 0 | 0 | 0
126 | 82.5004 | 0 | 82.5004 | 46.8942 | 2 | 8.4861 | 10 | 15.1202 | 0 | 15.1202 | 0 | 0 | 0 | 0 | 0 | 0 | 0 | 0 | 0 | 0 | 58.8942 | 0 | 2.475 | 46.1058 | 0 | 0 | 0
127 | 82.458 | 0 | 82.458 | 42.9 | 2 | 7.15 | 4.7215 | 14.1337 | 11.5528 | 14.1337 | 11.5528 | 0 | 0 | 0 | 0 | 0 | 0 | 0 | 0 | 0 | 49.6215 | 0 | 2.4737 | 55.3785 | 0 | 0 | 0
128 | 81.1516 | 0 | 81.1516 | 42.9 | 2 | 7.1054e-15 | 4 | 14.2611 | 21.4187 | 14.2611 | 21.4187 | 0 | 0 | 3.4281 | 0 | 0 | 0 | 3.4281 | 0 | 3.0853 | 48.9 | 0 | 2.4345 | 61.8269 | 0 | 0 | 0
129 | 81.5989 | 0 | 81.5989 | 42.9 | 2 | 0 | 4 | 13.0478 | 30.4701 | 13.0478 | 30.4701 | 0 | 0 | 10.8189 | 0 | 0 | 0 | 10.8189 | 0 | 12.8223 | 48.9 | 0 | 2.448 | 60.8961 | 0 | 0 | 0
130 | 81.863 | 0 | 81.863 | 42.9 | 2 | 0 | 4 | 13.2001 | 41.7124 | 13.2001 | 41.7124 | 0 | 0 | 12 | 0 | 9.9495 | 0 | 21.9495 | 0 | 32.7953 | 48.9 | 0 | 2.4559 | 59.4942 | 0 | 0 | 0
131 | 80.9529 | 0 | 80.9529 | 42.9 | 2 | 0 | 4 | 10.7615 | 43.0544 | 10.7615 | 43.0544 | 0 | 0 | 12 | 0 | 9.7631 | 0 | 21.7631 | 0 | 52.5964 | 48.9 | 0 | 2.4286 | 59.5177 | 0 | 0 | 0
132 | 78.7356 | 0 | 78.7356 | 42.9 | 2 | 7.1054e-15 | 4 | 15.1714 | 43.4182 | 11.3459 | 32.4702 | 3.8255 | 10.9481 | 12 | 0 | 1.9805 | 0 | 13.9805 | 0 | 65.2223 | 48.9 | 0 | 2.3621 | 58.6372 | 0 | 5.3291e-15 | 0
133 | 77.5256 | 0 | 77.5256 | 42.9 | 2 | 0 | 4 | 12.5584 | 41.0737 | 7.4256 | 24.2863 | 5.1328 | 16.7874 | 3.0863 | 0 | 0 | 0 | 3.0863 | 0 | 68 | 48.9 | 0 | 2.3258 | 69.1092 | 0 | 3.1086e-15 | 0
134 | 77.9065 | 0 | 77.9065 | 42.9 | 2 | 0 | 4 | 12.1887 | 35.5217 | 7.4103 | 21.5962 | 4.7783 | 13.9256 | 0 | 0 | 0 | 0 | 0 | 0 | 68 | 48.9 | 0 | 2.3372 | 81.903 | 0 | 0 | 0
135 | 76.9943 | 0 | 76.9943 | 42.9 | 2 | 7.1054e-15 | 4 | 11.5933 | 29.4227 | 7.9409 | 20.1534 | 3.6523 | 9.2693 | 0 | 0 | 0 | 0 | 0 | 0 | 68 | 48.9 | 0 | 2.3098 | 82.6312 | 0 | 0 | 0
136 | 80.8188 | 0 | 80.8188 | 42.9 | 2 | 0 | 4 | 12.4933 | 21.9886 | 11.5647 | 20.3541 | 0.92868 | 1.6345 | 0 | 0 | 0 | 0 | 0 | 0 | 68 | 48.9 | 0 | 2.4246 | 83.9358 | 0 | 0 | 0
137 | 84.7653 | 0 | 84.7653 | 42.9 | 2 | 6.8573 | 4 | 15.2253 | 12.2362 | 15.2253 | 12.2362 | 0 | 0 | 0 | 0 | 0 | 1.5465 | 0 | 1.5465 | 66.3225 | 48.9 | 0 | 2.543 | 76.9132 | 0 | 0 | 0
138 | 91.7302 | 0 | 91.7302 | 42.9 | 2 | 7.0547 | 4 | 14.7778 | 4.956e-15 | 14.7778 | 4.956e-15 | 0 | 0 | 0 | 10.9977 | 0 | 10 | 0 | 20.9977 | 43.2564 | 48.9 | 0 | 2.7519 | 59.7392 | 0 | 0 | 0
139 | 96.4058 | 0 | 96.4058 | 42.9 | 2 | 9.9787 | 5.4602 | 17.1744 | 0 | 17.1744 | 0 | 0 | 0 | 0 | 12 | 0 | 6.8926 | 0 | 18.8926 | 22.447 | 50.3602 | 0 | 2.8922 | 54.6398 | 0 | 0 | 0
140 | 100.7165 | 0 | 100.7165 | 51.6491 | 2 | 10.9003 | 10 | 14.1671 | 0 | 14.1671 | 0 | 0 | 0 | 0 | 12 | 0 | 0 | 0 | 12 | 9.1137 | 63.6491 | 0 | 3.0215 | 41.3509 | 0 | 0 | 0
141 | 97.0097 | 0 | 97.0097 | 50.8991 | 2 | 10.245 | 10 | 15.6632 | 0 | 15.6632 | 0 | 0 | 0 | 0 | 8.2023 | 0 | 0 | 0 | 8.2023 | 0 | 62.8991 | 0 | 2.9103 | 42.1009 | 0 | 0 | 0
142 | 93.3586 | 0 | 93.3586 | 54.7173 | 2 | 9.6133 | 10 | 17.0279 | 0 | 17.0279 | 0 | 0 | 0 | 0 | 0 | 0 | 0 | 0 | 0 | 0 | 66.7173 | 0 | 2.8008 | 38.2827 | 0 | 0 | 0
143 | 87.4824 | 0 | 87.4824 | 50.851 | 2 | 9.0562 | 10 | 15.5752 | 0 | 15.5752 | 0 | 0 | 0 | 0 | 0 | 0 | 0 | 0 | 0 | 0 | 62.851 | 0 | 2.6245 | 42.149 | 0 | 0 | 0
144 | 78.1786 | 0 | 78.1786 | 43.4382 | 2 | 7.9881 | 10 | 14.7523 | 0 | 14.7523 | 0 | 0 | 0 | 0 | 0 | 0 | 0 | 0 | 0 | 0 | 55.4382 | 0 | 2.3454 | 49.5618 | 0 | 0 | 0
145 | 79.9931 | 0 | 79.9931 | 45.2021 | 2 | 8.2423 | 10 | 14.5487 | 0 | 14.5487 | 0 | 0 | 0 | 0 | 0 | 0 | 0 | 0 | 0 | 0 | 57.2021 | 0 | 2.3998 | 47.7979 | 0 | 0 | -1.4211e-14
146 | 80.3487 | 0 | 80.3487 | 46.7462 | 2 | 8.4648 | 10 | 13.1377 | 0 | 13.1377 | 0 | 0 | 0 | 0 | 0 | 0 | 0 | 0 | 0 | 0 | 58.7462 | 0 | 2.4105 | 46.2538 | 0 | 0 | 0
147 | 84.3202 | 0 | 84.3202 | 51.4361 | 2 | 9.1405 | 10 | 11.7435 | 0 | 11.7435 | 0 | 0 | 0 | 0 | 0 | 0 | 0 | 0 | 0 | 0 | 63.4361 | 0 | 2.5296 | 41.5639 | 0 | 0 | 0
148 | 83.6698 | 0 | 83.6698 | 50.3958 | 2 | 8.9906 | 10 | 12.2834 | 0 | 12.2834 | 0 | 0 | 0 | 0 | 0 | 0 | 0 | 0 | 0 | 0 | 62.3958 | 0 | 2.5101 | 42.6042 | 0 | 0 | 0
149 | 81.4827 | 0 | 81.4827 | 47.8627 | 2 | 8.6256 | 10 | 12.9944 | 0 | 12.9944 | 0 | 0 | 0 | 0 | 0 | 0 | 0 | 0 | 0 | 0 | 59.8627 | 0 | 2.4445 | 45.1373 | 0 | 0 | 0
150 | 86.0882 | 0 | 86.0882 | 53.3524 | 2 | 9.4167 | 10 | 11.3192 | 0 | 11.3192 | 0 | 0 | 0 | 0 | 0 | 0 | 0 | 0 | 0 | 0 | 65.3524 | 0 | 2.5826 | 39.6476 | 0 | 0 | 0
151 | 83.4558 | 0 | 83.4558 | 42.9 | 2 | 7.2593 | 5.4799 | 11.762 | 14.0547 | 11.762 | 14.0547 | 0 | 0 | 0 | 0 | 0 | 0 | 0 | 0 | 0 | 50.3799 | 0 | 2.5037 | 54.6201 | 0 | 1.4211e-14 | 0
152 | 85.3581 | 0 | 85.3581 | 42.9 | 2 | 2.4016 | 4 | 9.1415 | 24.915 | 9.1415 | 24.915 | 0 | 0 | 0 | 0 | 0 | 0 | 0 | 0 | 0 | 48.9 | 0 | 2.5607 | 60.1595 | 0 | 0 | 0
153 | 84.2851 | 0 | 84.2851 | 42.9 | 2 | 0 | 4 | 10.2152 | 35.2756 | 10.2152 | 35.2756 | 0 | 0 | 10.1057 | 0 | 0 | 0 | 10.1057 | 0 | 9.0951 | 48.9 | 0 | 2.5286 | 60.9859 | 0 | 0 | 0
154 | 82.9746 | 0 | 82.9746 | 42.9 | 2 | 1.4211e-14 | 4 | 10.0891 | 41.9379 | 10.0891 | 41.9379 | 0 | 0 | 12 | 0 | 5.9524 | 0 | 17.9524 | 0 | 25.383 | 48.9 | 0 | 2.4892 | 59.9976 | 0 | 0 | 0
155 | 79.1839 | 0 | 79.1839 | 42.9 | 2 | 7.1054e-15 | 4 | 11.5723 | 55 | 9.0885 | 43.1953 | 2.4838 | 11.8047 | 12 | 0 | 10 | 0 | 22 | 0 | 45.4025 | 48.9 | 0 | 2.3755 | 57.6883 | 0 | 0 | 0
156 | 78.3375 | 0 | 78.3375 | 42.9 | 2 | 0 | 4 | 11.7146 | 50.5213 | 8.8803 | 38.2978 | 2.8343 | 12.2235 | 12 | 0 | 5.7406 | 0 | 17.7406 | 0 | 61.4951 | 48.9 | 0 | 2.3501 | 58.1279 | 0 | 0 | -1.0658e-14
157 | 77.777 | 0 | 77.777 | 42.9 | 2 | 0 | 4 | 11.4175 | 48.023 | 6.9351 | 29.1696 | 4.4824 | 18.8534 | 7.2277 | 0 | 0 | 0 | 7.2277 | 0 | 68 | 48.9 | 0 | 2.3333 | 68.4094 | 0 | 0 | -1.7764e-15
158 | 78.4642 | 0 | 78.4642 | 42.9 | 2 | 7.1054e-15 | 4 | 11.1613 | 46.328 | 5.7398 | 23.8244 | 5.4215 | 22.5035 | 0 | 0 | 0 | 0 | 0 | 0 | 68 | 48.9 | 0 | 2.3539 | 80.7417 | 0 | 0 | 0
159 | 76.4009 | 0 | 76.4009 | 42.9 | 2 | 7.1054e-15 | 4 | 11.2158 | 34.3185 | 6.7739 | 20.727 | 4.4419 | 13.5915 | 0 | 0 | 0 | 0 | 0 | 0 | 68 | 48.9 | 0 | 2.292 | 81.9874 | 0 | 0 | 0
160 | 82.6697 | 0 | 82.6697 | 42.9 | 2 | 7.1054e-15 | 4 | 11.0174 | 23.9749 | 10.6325 | 23.1372 | 0.38496 | 0.83771 | 0 | 0 | 0 | 0 | 0 | 0 | 68 | 48.9 | 0 | 2.4801 | 84.1046 | 0 | 1.4211e-14 | 0
161 | 85.7539 | 0 | 85.7539 | 42.9 | 2 | 7.8139 | 6.1584 | 11.0803 | 12.6309 | 11.0803 | 12.6309 | 0 | 0 | 0 | 0 | 0 | 3.1704 | 0 | 3.1704 | 64.5612 | 51.0584 | 0 | 2.5726 | 72.7712 | 0 | 0 | 0
162 | 91.4285 | 0 | 91.4285 | 42.9 | 2 | 10.0169 | 4.1837 | 11.8934 | 6.2421e-15 | 11.8934 | 6.2421e-15 | 0 | 0 | 0 | 10.4345 | 0 | 10 | 0 | 20.4345 | 42.1208 | 49.0837 | 0 | 2.7429 | 57.4818 | 0 | 0 | 0
163 | 97.4879 | 0 | 97.4879 | 44.5539 | 2 | 10.6371 | 10 | 13.0282 | 0 | 13.0282 | 0 | 0 | 0 | 0 | 12 | 0 | 5.2687 | 0 | 17.2687 | 23.0728 | 56.5539 | 0 | 2.9246 | 48.4461 | 0 | 0 | -1.4211e-14
164 | 103.9654 | 0 | 103.9654 | 55 | 3.3534 | 11.5782 | 10 | 12.0339 | 0 | 12.0339 | 0 | 0 | 0 | 0 | 12 | 0 | 0 | 0 | 12 | 9.7394 | 68.3534 | 0 | 3.119 | 36.6466 | 0 | 0 | 0
165 | 96.3358 | 0 | 96.3358 | 52.6855 | 2 | 10.5836 | 10 | 12.3013 | 0 | 12.3013 | 0 | 0 | 0 | 0 | 8.7655 | 0 | 0 | 0 | 8.7655 | 0 | 64.6855 | 0 | 2.8901 | 40.3145 | 0 | 0 | 0
166 | 92.2894 | 0 | 92.2894 | 55 | 5.049 | 10.0934 | 10 | 12.147 | 0 | 12.147 | 0 | 0 | 0 | 0 | 0 | 0 | 0 | 0 | 0 | 0 | 70.049 | 0 | 2.7687 | 34.951 | 0 | 0 | 0
167 | 88.381 | 0 | 88.381 | 54.0085 | 2 | 9.5112 | 10 | 12.8614 | 0 | 12.8614 | 0 | 0 | 0 | 0 | 0 | 0 | 0 | 0 | 0 | 0 | 66.0085 | 0 | 2.6514 | 38.9915 | 0 | 0 | 0
168 | 86.6117 | 0 | 86.6117 | 50.8433 | 2 | 9.0551 | 10 | 14.7133 | 0 | 14.7133 | 0 | 0 | 0 | 0 | 0 | 0 | 0 | 0 | 0 | 0 | 62.8433 | 0 | 2.5984 | 42.1567 | 0 | 0 | 0
169 | 85.7131 | 0 | 85.7131 | 51.6438 | 2 | 9.1705 | 10 | 12.8988 | 0 | 12.8988 | 0 | 0 | 0 | 0 | 0 | 0 | 0 | 0 | 0 | 0 | 63.6438 | 0 | 2.5714 | 41.3562 | 0 | 0 | 0
170 | 85.4534 | 0 | 85.4534 | 51.7242 | 2 | 9.1821 | 10 | 12.5471 | 0 | 12.5471 | 0 | 0 | 0 | 0 | 0 | 0 | 0 | 0 | 0 | 0 | 63.7242 | 0 | 2.5636 | 41.2758 | 0 | 0 | 0
171 | 84.9192 | 0 | 84.9192 | 50.0304 | 2 | 8.938 | 10 | 13.9508 | 0 | 13.9508 | 0 | 0 | 0 | 0 | 0 | 0 | 0 | 0 | 0 | 0 | 62.0304 | 0 | 2.5476 | 42.9696 | 0 | 0 | 0
172 | 84.9342 | 0 | 84.9342 | 50.8707 | 2 | 9.0591 | 10 | 13.0044 | 0 | 13.0044 | 0 | 0 | 0 | 0 | 0 | 0 | 0 | 0 | 0 | 0 | 62.8707 | 0 | 2.548 | 42.1293 | 0 | 0 | 0
173 | 86.3555 | 0 | 86.3555 | 51.3508 | 2 | 9.1283 | 10 | 13.8765 | 0 | 13.8765 | 0 | 0 | 0 | 0 | 0 | 0 | 0 | 0 | 0 | 0 | 63.3508 | 0 | 2.5907 | 41.6492 | 0 | 0 | 0
174 | 89.4776 | 0 | 89.4776 | 54.6282 | 2 | 9.6005 | 10 | 13.249 | 0 | 13.249 | 0 | 0 | 0 | 0 | 0 | 0 | 0 | 0 | 0 | 0 | 66.6282 | 0 | 2.6843 | 38.3718 | 0 | 0 | 0
175 | 88.8514 | 0 | 88.8514 | 42.9 | 2 | 7.8709 | 9.7247 | 11.3718 | 14.984 | 11.3718 | 14.984 | 0 | 0 | 0 | 0 | 0 | 0 | 0 | 0 | 0 | 54.6247 | 0 | 2.6655 | 50.3753 | 0 | 0 | 0
176 | 86.0684 | 0 | 86.0684 | 42.9 | 2 | 7.1054e-15 | 4 | 10.4517 | 29.8639 | 10.4517 | 29.8639 | 0 | 0 | 3.1472 | 0 | 0 | 0 | 3.1472 | 0 | 2.8324 | 48.9 | 0 | 2.5821 | 61.8623 | 0 | 1.4211e-14 | 0
177 | 89.1144 | 0 | 89.1144 | 42.9 | 2 | 0 | 4 | 10.7705 | 38.3663 | 10.7705 | 38.3663 | 0 | 0 | 8.9224 | 0 | 0 | 0 | 8.9224 | 0 | 10.8626 | 48.9 | 0 | 2.6734 | 61.1349 | 0 | 0 | 0
178 | 83.8267 | 0 | 83.8267 | 42.9 | 2 | 0 | 4 | 10.0175 | 49.7591 | 9.5399 | 47.3868 | 0.47759 | 2.3723 | 12 | 0 | 10 | 0 | 22 | 0 | 30.8822 | 48.9 | 0 | 2.5148 | 59.129 | 0 | 1.4211e-14 | 0
179 | 87.2144 | 0 | 87.2144 | 42.9 | 2 | 0 | 4 | 10.1035 | 55 | 9.3603 | 50.9541 | 0.74324 | 4.0459 | 12 | 0 | 10 | 0 | 22 | 0 | 50.9017 | 48.9 | 0 | 2.6164 | 58.8847 | 0 | 0 | 0
180 | 84.6124 | 0 | 84.6124 | 42.9 | 2 | 7.1054e-15 | 4 | 10.23 | 51.7979 | 8.1482 | 41.2572 | 2.0818 | 10.5407 | 12 | 0 | 1.693 | 0 | 13.693 | 0 | 63.2626 | 48.9 | 0 | 2.5384 | 58.9444 | 0 | 3.5527e-15 | 0
181 | 82.1433 | 0 | 82.1433 | 42.9 | 2 | 0 | 4 | 9.0268 | 50.276 | 5.8614 | 32.6457 | 3.1654 | 17.6303 | 5.2638 | 0 | 0 | 0 | 5.2638 | 0 | 68 | 48.9 | 0 | 2.4643 | 68.9766 | 0 | 0 | -6.2172e-15
182 | 81.7869 | 0 | 81.7869 | 42.9 | 2 | 0 | 4 | 9.9661 | 49.4808 | 5.5134 | 27.3735 | 4.4527 | 22.1073 | 0 | 0 | 0 | 0 | 0 | 0 | 68 | 48.9 | 0 | 2.4536 | 80.9136 | 0 | 1.4211e-14 | 0
183 | 84.5447 | 0 | 84.5447 | 42.9 | 2 | 0 | 4 | 10.5585 | 41.492 | 7.2305 | 28.4141 | 3.3279 | 13.0779 | 0 | 0 | 0 | 0 | 0 | 0 | 68 | 48.9 | 0 | 2.5363 | 82.1924 | 0 | 1.4211e-14 | 0
184 | 87.8527 | 0 | 87.8527 | 42.9 | 2 | 2.4981 | 4 | 10.801 | 25.6536 | 10.801 | 25.6536 | 0 | 0 | 0 | 0 | 0 | 0 | 0 | 0 | 68 | 48.9 | 0 | 2.6356 | 82.0752 | 0 | 0 | 0
185 | 91.6698 | 0 | 91.6698 | 44.6226 | 2 | 8.5039 | 10 | 10.7839 | 13.3639 | 10.7839 | 13.3639 | 0 | 0 | 0 | 0 | 0 | 2.3955 | 0 | 2.3955 | 65.4018 | 56.6226 | 0 | 2.7501 | 67.9819 | 0 | 0 | 0
186 | 93.901 | 0 | 93.901 | 42.9 | 2 | 10.2713 | 9.962 | 12.346 | 6.4205e-15 | 12.346 | 6.4205e-15 | 0 | 0 | 0 | 6.4217 | 0 | 10 | 0 | 16.4217 | 47.4201 | 54.862 | 0 | 2.817 | 55.7163 | 0 | 0 | 0
187 | 100.442 | 0 | 100.442 | 48.1597 | 2 | 11.2684 | 10 | 10.9703 | 0 | 10.9703 | 0 | 0 | 0 | 0 | 12 | 0 | 6.0436 | 0 | 18.0436 | 27.5315 | 60.1597 | 0 | 3.0133 | 44.8403 | 0 | 0 | 0
188 | 106.8242 | 0 | 106.8242 | 55 | 5.9269 | 11.949 | 10 | 11.9483 | 0 | 11.9483 | 0 | 0 | 0 | 0 | 12 | 0 | 0 | 0 | 12 | 14.1982 | 70.9269 | 0 | 3.2047 | 34.0731 | 0 | 0 | 0
189 | 103.7063 | 0 | 103.7063 | 53.3505 | 2 | 11.1455 | 10 | 15.2103 | 0 | 15.2103 | 0 | 0 | 0 | 0 | 12 | 0 | 0 | 0 | 12 | 0.86483 | 65.3505 | 0 | 3.1112 | 39.6495 | 0 | 0 | 0
190 | 98.7656 | 0 | 98.7656 | 55 | 7.7099 | 10.589 | 10 | 14.6884 | 0 | 14.6884 | 0 | 0 | 0 | 0 | 0.77834 | 0 | 0 | 0 | 0.77834 | 0 | 72.7099 | 0 | 2.963 | 32.2901 | 0 | 0 | 0
191 | 91.3016 | 0 | 91.3016 | 54.1944 | 2 | 9.538 | 10 | 15.5693 | 0 | 15.5693 | 0 | 0 | 0 | 0 | 0 | 0 | 0 | 0 | 0 | 0 | 66.1944 | 0 | 2.739 | 38.8056 | 0 | 0 | 0
192 | 85.8321 | 0 | 85.8321 | 53.0961 | 2 | 9.3797 | 10 | 11.3563 | 0 | 11.3563 | 0 | 0 | 0 | 0 | 0 | 0 | 0 | 0 | 0 | 0 | 65.0961 | 0 | 2.575 | 39.9039 | 0 | 0 | 0
193 | 88.8581 | 0 | 88.8581 | 55 | 2.5655 | 9.7356 | 10 | 11.5571 | 0 | 11.5571 | 0 | 0 | 0 | 0 | 0 | 0 | 0 | 0 | 0 | 0 | 67.5655 | 0 | 2.6657 | 37.4345 | 0 | 0 | 0
194 | 87.5809 | 0 | 87.5809 | 53.7267 | 2 | 9.4706 | 10 | 12.3836 | 0 | 12.3836 | 0 | 0 | 0 | 0 | 0 | 0 | 0 | 0 | 0 | 0 | 65.7267 | 0 | 2.6274 | 39.2733 | 0 | 0 | 0
195 | 86.9669 | 0 | 86.9669 | 52.8277 | 2 | 9.3411 | 10 | 12.7982 | 0 | 12.7982 | 0 | 0 | 0 | 0 | 0 | 0 | 0 | 0 | 0 | 0 | 64.8277 | 0 | 2.609 | 40.1723 | 0 | 0 | 0
196 | 90.3151 | 0 | 90.3151 | 55 | 4.0416 | 9.9482 | 10 | 11.3253 | 0 | 11.3253 | 0 | 0 | 0 | 0 | 0 | 0 | 0 | 0 | 0 | 0 | 69.0416 | 0 | 2.7095 | 35.9584 | 0 | 0 | 0
197 | 90.6943 | 0 | 90.6943 | 55 | 5.8298 | 10.2059 | 10 | 9.6586 | 0 | 9.6586 | 0 | 0 | 0 | 0 | 0 | 0 | 0 | 0 | 0 | 0 | 70.8298 | 0 | 2.7208 | 34.1702 | 0 | 0 | 0
198 | 91.3234 | 0 | 91.3234 | 55 | 6.1977 | 10.2589 | 10 | 9.8668 | 0 | 9.8668 | 0 | 0 | 0 | 0 | 0 | 0 | 0 | 0 | 0 | 0 | 71.1977 | 0 | 2.7397 | 33.8023 | 0 | 0 | 0
199 | 89.1679 | 0 | 89.1679 | 48.1208 | 2 | 8.6628 | 10 | 8.1519 | 12.2324 | 8.1519 | 12.2324 | 0 | 0 | 0 | 0 | 0 | 0 | 0 | 0 | 0 | 60.1208 | 0 | 2.675 | 44.8792 | 0 | 0 | 0
200 | 88.2839 | 0 | 88.2839 | 42.9 | 2 | 7.1039 | 4.4015 | 8.4724 | 23.4061 | 8.4724 | 23.4061 | 0 | 0 | 0 | 0 | 0 | 0 | 0 | 0 | 0 | 49.3015 | 0 | 2.6485 | 55.6985 | 0 | 0 | 0
201 | 90.9792 | 0 | 90.9792 | 42.9 | 2 | 0 | 4 | 7.7575 | 35.1176 | 7.7575 | 35.1176 | 0 | 0 | 0.79586 | 0 | 0 | 0 | 0.79586 | 0 | 0.71628 | 48.9 | 0 | 2.7294 | 62.1584 | 0 | 0 | 0
202 | 89.4286 | 0 | 89.4286 | 42.9 | 2 | 0 | 4 | 8.894 | 40.6945 | 8.894 | 40.6945 | 0 | 0 | 9.06 | 0 | 0 | 0 | 9.06 | 0 | 8.8703 | 48.9 | 0 | 2.6829 | 61.1176 | 0 | 0 | 0
203 | 88.5981 | 0 | 88.5981 | 42.9 | 2 | 0 | 4 | 7.6011 | 49.3819 | 7.6011 | 49.3819 | 0 | 0 | 12 | 0 | 5.2849 | 0 | 17.2849 | 0 | 24.5427 | 48.9 | 0 | 2.6579 | 60.0817 | 0 | 0 | 0
204 | 88.4026 | 0 | 88.4026 | 42.9 | 2 | 0 | 4 | 6.4977 | 49.2353 | 6.4977 | 49.2353 | 0 | 0 | 12 | 0 | 4.2304 | 0 | 16.2304 | 0 | 39.2429 | 48.9 | 0 | 2.6521 | 60.2145 | 0 | 0 | 0
205 | 87.1567 | 0 | 87.1567 | 42.9 | 2 | 0 | 4 | 9.2204 | 44.8328 | 9.2204 | 44.8328 | 0 | 0 | 12 | 0 | 3.7965 | 0 | 15.7965 | 0 | 53.5431 | 48.9 | 0 | 2.6147 | 60.2692 | 0 | 0 | 0
206 | 84.0624 | 0 | 84.0624 | 42.9 | 2 | 7.1054e-15 | 4 | 11.2215 | 39.9867 | 11.1805 | 39.8406 | 0.040995 | 0.14608 | 7.4775 | 0 | 8.3813 | 0 | 15.8588 | 0 | 68 | 48.9 | 0 | 2.5219 | 60.2378 | 0 | 0 | 0
207 | 83.0171 | 0 | 83.0171 | 42.9 | 2 | 0 | 4 | 9.4824 | 34.0935 | 7.4241 | 26.693 | 2.0583 | 7.4005 | 0 | 0 | 0 | 0 | 0 | 0 | 68 | 48.9 | 0 | 2.4905 | 83.0674 | 0 | 0 | 0
208 | 88.7615 | 0 | 88.7615 | 42.9 | 2 | 6.9653 | 4 | 8.5448 | 24.3515 | 8.5448 | 24.3515 | 0 | 0 | 0 | 0 | 0 | 0 | 0 | 0 | 68 | 48.9 | 0 | 2.6628 | 78.1705 | 0 | 0 | 0
209 | 91.2712 | 0 | 91.2712 | 44.5943 | 2 | 8.5245 | 10 | 10.2886 | 13.2975 | 10.2886 | 13.2975 | 0 | 0 | 0 | 0 | 0 | 2.5663 | 0 | 2.5663 | 65.2165 | 56.5943 | 0 | 2.7381 | 67.8394 | 0 | 0 | 0
210 | 97.0131 | 0 | 97.0131 | 42.9 | 2 | 10.8755 | 9.3607 | 10.6604 | 6.0287e-15 | 10.6604 | 6.0287e-15 | 0 | 0 | 0 | 11.2164 | 0 | 10 | 0 | 21.2164 | 41.9073 | 54.2607 | 0 | 2.9104 | 51.5228 | 0 | 0 | 0
211 | 103.8739 | 0 | 103.8739 | 51.393 | 2 | 11.7096 | 10 | 10.8985 | 0 | 10.8985 | 0 | 0 | 0 | 0 | 12 | 0 | 5.8728 | 0 | 17.8728 | 22.204 | 63.393 | 0 | 3.1162 | 41.607 | 0 | 0 | 0
212 | 110.8906 | 0 | 110.8906 | 55 | 11.615 | 12.7686 | 10 | 9.507 | 0 | 9.507 | 0 | 0 | 0 | 0 | 12 | 0 | 0 | 0 | 12 | 8.8707 | 76.615 | 0 | 3.3267 | 28.385 | 0 | 0 | 0
213 | 106.1017 | 0 | 106.1017 | 55 | 9.3153 | 11.8585 | 10 | 11.9443 | 0 | 11.9443 | 0 | 0 | 0 | 0 | 7.9836 | 0 | 0 | 0 | 7.9836 | 0 | 74.3153 | 0 | 3.1831 | 30.6847 | 0 | 0 | 0
214 | 102.0591 | 0 | 102.0591 | 55 | 14.1386 | 11.4031 | 10 | 11.5174 | 0 | 11.5174 | 0 | 0 | 0 | 0 | 0 | 0 | 0 | 0 | 0 | 0 | 79.1386 | 0 | 3.0618 | 25.8614 | 0 | 0 | 0
215 | 97.9718 | 0 | 97.9718 | 55 | 11.1736 | 10.9759 | 10 | 10.8222 | 0 | 10.8222 | 0 | 0 | 0 | 0 | 0 | 0 | 0 | 0 | 0 | 0 | 76.1736 | 0 | 2.9392 | 28.8264 | 0 | 0 | 0
216 | 87.4412 | 0 | 87.4412 | 51.2097 | 2 | 9.1079 | 10 | 15.1236 | 0 | 15.1236 | 0 | 0 | 0 | 0 | 0 | 0 | 0 | 0 | 0 | 0 | 63.2097 | 0 | 2.6232 | 41.7903 | 0 | 0 | 0
217 | 87.9945 | 0 | 87.9945 | 52.6876 | 2 | 9.3209 | 10 | 13.986 | 0 | 13.986 | 0 | 0 | 0 | 0 | 0 | 0 | 0 | 0 | 0 | 0 | 64.6876 | 0 | 2.6398 | 40.3124 | 0 | 0 | 0
218 | 87.4269 | 0 | 87.4269 | 53.1181 | 2 | 9.3829 | 10 | 12.9259 | 0 | 12.9259 | 0 | 0 | 0 | 0 | 0 | 0 | 0 | 0 | 0 | 0 | 65.1181 | 0 | 2.6228 | 39.8819 | 0 | 0 | 0
219 | 88.1917 | 0 | 88.1917 | 53.8071 | 2 | 9.4822 | 10 | 12.9024 | 0 | 12.9024 | 0 | 0 | 0 | 0 | 0 | 0 | 0 | 0 | 0 | 0 | 65.8071 | 0 | 2.6457 | 39.1929 | 0 | 0 | 0
220 | 91.9801 | 0 | 91.9801 | 55 | 2.9487 | 9.7908 | 10 | 14.2406 | 0 | 14.2406 | 0 | 0 | 0 | 0 | 0 | 0 | 0 | 0 | 0 | 0 | 67.9487 | 0 | 2.7594 | 37.0513 | 0 | 0 | 0
221 | 90.7722 | 0 | 90.7722 | 55 | 3.1437 | 9.8189 | 10 | 12.8097 | 0 | 12.8097 | 0 | 0 | 0 | 0 | 0 | 0 | 0 | 0 | 0 | 0 | 68.1437 | 0 | 2.7232 | 36.8563 | 0 | 0 | 0
222 | 93.0642 | 0 | 93.0642 | 55 | 5.2813 | 10.1269 | 10 | 12.656 | 0 | 12.656 | 0 | 0 | 0 | 0 | 0 | 0 | 0 | 0 | 0 | 0 | 70.2813 | 0 | 2.7919 | 34.7187 | 0 | 0 | 0
223 | 88.9661 | 0 | 88.9661 | 42.9 | 2 | 7.9 | 9.9264 | 12.9142 | 13.3255 | 12.9142 | 13.3255 | 0 | 0 | 0 | 0 | 0 | 0 | 0 | 0 | 0 | 54.8264 | 0 | 2.669 | 50.1736 | 0 | 0 | 0
224 | 90.036 | 0 | 90.036 | 42.9 | 2 | 2.7937 | 4 | 14.0054 | 24.3368 | 14.0054 | 24.3368 | 0 | 0 | 0 | 0 | 0 | 0 | 0 | 0 | 0 | 48.9 | 0 | 2.7011 | 59.8168 | 0 | 0 | -1.4211e-14
225 | 87.5496 | 0 | 87.5496 | 42.9 | 2 | 0 | 4 | 11.1651 | 34.162 | 11.1651 | 34.162 | 0 | 0 | 6.6775 | 0 | 0 | 0 | 6.6775 | 0 | 6.0098 | 48.9 | 0 | 2.6265 | 61.4176 | 0 | 0 | 0
226 | 88.8628 | 0 | 88.8628 | 42.9 | 2 | 0 | 4 | 11.7485 | 42.1274 | 11.7485 | 42.1274 | 0 | 0 | 12 | 0 | 1.9132 | 0 | 13.9132 | 0 | 18.5736 | 48.9 | 0 | 2.6659 | 60.5064 | 0 | 0 | 0
227 | 86.7076 | 0 | 86.7076 | 42.9 | 2 | 7.1054e-15 | 4 | 10.5812 | 44.4231 | 10.5812 | 44.4231 | 0 | 0 | 12 | 0 | 5.1966 | 0 | 17.1966 | 0 | 34.1647 | 48.9 | 0 | 2.6012 | 60.0928 | 0 | 0 | 0
228 | 89.6831 | 0 | 89.6831 | 42.9 | 2 | 7.1054e-15 | 4 | 13.3776 | 45.0794 | 13.3776 | 45.0794 | 0 | 0 | 12 | 0 | 5.6739 | 0 | 17.6739 | 0 | 50.1958 | 48.9 | 0 | 2.6905 | 60.0327 | 0 | 1.4211e-14 | 0
229 | 85.8276 | 0 | 85.8276 | 42.9 | 2 | 0 | 4 | 10.5039 | 46.4505 | 10.4187 | 46.074 | 0.085137 | 0.37649 | 10.6558 | 0 | 8.9094 | 0 | 19.5652 | 0 | 68 | 48.9 | 0 | 2.5748 | 59.7364 | 0 | 3.5527e-15 | 0
230 | 86.5985 | 0 | 86.5985 | 42.9 | 2 | 0 | 4 | 10.5896 | 40.7089 | 7.7822 | 29.9163 | 2.8075 | 10.7926 | 0 | 0 | 0 | 0 | 0 | 0 | 68 | 48.9 | 0 | 2.598 | 82.5458 | 0 | 0 | 0
231 | 87.6582 | 0 | 87.6582 | 42.9 | 2 | 7.1054e-15 | 4 | 11.4513 | 34.9018 | 9.5751 | 29.1832 | 1.8763 | 5.7186 | 0 | 0 | 0 | 0 | 0 | 0 | 68 | 48.9 | 0 | 2.6297 | 83.3021 | 0 | 0 | -1.4211e-14
232 | 87.8105 | 0 | 87.8105 | 42.9 | 2 | 1.4411 | 4 | 11.7785 | 25.6909 | 11.7785 | 25.6909 | 0 | 0 | 0 | 0 | 0 | 0 | 0 | 0 | 68 | 48.9 | 0 | 2.6343 | 82.999 | 0 | 0 | 0
233 | 93.1118 | 0 | 93.1118 | 42.9 | 2 | 8.5775 | 9.1249 | 12.9255 | 12.0805 | 12.9255 | 12.0805 | 0 | 0 | 0 | 0 | 0 | 5.5034 | 0 | 5.5034 | 62.0307 | 54.0249 | 0 | 2.7934 | 67.4716 | 0 | 0 | 0
234 | 99.8452 | 0 | 99.8452 | 42.9 | 2 | 10.9612 | 9.1716 | 12.8124 | 6.4321e-15 | 12.8124 | 6.4321e-15 | 0 | 0 | 0 | 12 | 0 | 10 | 0 | 22 | 37.8508 | 54.0716 | 0 | 2.9954 | 50.9284 | 0 | 0 | 0
235 | 106.6184 | 0 | 106.6184 | 53.1198 | 2 | 11.5352 | 10 | 15.0277 | 0 | 15.0277 | 0 | 0 | 0 | 0 | 12 | 0 | 2.9357 | 0 | 14.9357 | 21.3333 | 65.1198 | 0 | 3.1986 | 39.8802 | 0 | 0 | 0
236 | 108.2685 | 0 | 108.2685 | 55 | 6.3012 | 12.0029 | 10 | 12.9644 | 0 | 12.9644 | 0 | 0 | 0 | 0 | 12 | 0 | 0 | 0 | 12 | 8 | 71.3012 | 0 | 3.2481 | 33.6988 | 0 | 0 | 0
237 | 106.7418 | 0 | 106.7418 | 55 | 8.388 | 11.612 | 10 | 14.5418 | 0 | 14.5418 | 0 | 0 | 0 | 0 | 7.2 | 0 | 0 | 0 | 7.2 | 0 | 73.388 | 0 | 3.2023 | 31.612 | 0 | 0 | 0
238 | 100.8776 | 0 | 100.8776 | 55 | 11.1776 | 10.9765 | 10 | 13.7236 | 0 | 13.7236 | 0 | 0 | 0 | 0 | 0 | 0 | 0 | 0 | 0 | 0 | 76.1776 | 0 | 3.0263 | 28.8224 | 0 | 0 | 0
239 | 95.5264 | 0 | 95.5264 | 55 | 7.0635 | 10.3837 | 10 | 13.0793 | 0 | 13.0793 | 0 | 0 | 0 | 0 | 0 | 0 | 0 | 0 | 0 | 0 | 72.0635 | 0 | 2.8658 | 32.9365 | 0 | 1.4211e-14 | 0
240 | 85.5427 | 0 | 85.5427 | 48.6007 | 2 | 8.732 | 10 | 16.2101 | 0 | 16.2101 | 0 | 0 | 0 | 0 | 0 | 0 | 0 | 0 | 0 | 0 | 60.6007 | 0 | 2.5663 | 44.3993 | 0 | 0 | -1.4211e-14
241 | 86.7008 | 0 | 86.7008 | 49.182 | 2 | 8.8157 | 10 | 16.7031 | 0 | 16.7031 | 0 | 0 | 0 | 0 | 0 | 0 | 0 | 0 | 0 | 0 | 61.182 | 0 | 2.601 | 43.818 | 0 | 0 | 0
242 | 85.9268 | 0 | 85.9268 | 49.6873 | 2 | 8.8886 | 10 | 15.351 | 0 | 15.351 | 0 | 0 | 0 | 0 | 0 | 0 | 0 | 0 | 0 | 0 | 61.6873 | 0 | 2.5778 | 43.3127 | 0 | 0 | 0
243 | 84.0773 | 0 | 84.0773 | 47.0273 | 2 | 8.5053 | 10 | 16.5447 | 0 | 16.5447 | 0 | 0 | 0 | 0 | 0 | 0 | 0 | 0 | 0 | 0 | 59.0273 | 0 | 2.5223 | 45.9727 | 0 | 0 | 0
244 | 86.6398 | 0 | 86.6398 | 49.148 | 2 | 8.8108 | 10 | 16.681 | 0 | 16.681 | 0 | 0 | 0 | 0 | 0 | 0 | 0 | 0 | 0 | 0 | 61.148 | 0 | 2.5992 | 43.852 | 0 | 0 | -1.4211e-14
245 | 86.8726 | 0 | 86.8726 | 48.4003 | 2 | 8.7031 | 10 | 17.7692 | 0 | 17.7692 | 0 | 0 | 0 | 0 | 0 | 0 | 0 | 0 | 0 | 0 | 60.4003 | 0 | 2.6062 | 44.5997 | 0 | 0 | 0
246 | 88.1799 | 0 | 88.1799 | 51.8591 | 2 | 9.2015 | 10 | 15.1192 | 0 | 15.1192 | 0 | 0 | 0 | 0 | 0 | 0 | 0 | 0 | 0 | 0 | 63.8591 | 0 | 2.6454 | 41.1409 | 0 | 1.4211e-14 | 0
247 | 85.483 | 0 | 85.483 | 42.9 | 2 | 7.5926 | 7.7935 | 15.2632 | 9.9337 | 15.2632 | 9.9337 | 0 | 0 | 0 | 0 | 0 | 0 | 0 | 0 | 0 | 52.6935 | 0 | 2.5645 | 52.3065 | 0 | 0 | 0
248 | 85.6105 | 0 | 85.6105 | 42.9 | 2 | 2.5434 | 4 | 13.944 | 20.223 | 13.944 | 20.223 | 0 | 0 | 0 | 0 | 0 | 0 | 0 | 0 | 0 | 48.9 | 0 | 2.5683 | 60.0355 | 0 | 0 | 0
249 | 84.0758 | 0 | 84.0758 | 42.9 | 2 | 0 | 4 | 12.6423 | 30.6724 | 12.6423 | 30.6724 | 0 | 0 | 8.1389 | 0 | 0 | 0 | 8.1389 | 0 | 7.325 | 48.9 | 0 | 2.5223 | 61.2336 | 0 | 0 | 0
250 | 86.9733 | 0 | 86.9733 | 42.9 | 2 | 7.1054e-15 | 4 | 14.616 | 32.4363 | 14.616 | 32.4363 | 0 | 0 | 8.979 | 0 | 0 | 0 | 8.979 | 0 | 15.4061 | 48.9 | 0 | 2.6092 | 61.1278 | 0 | 0 | 0
251 | 85.3466 | 0 | 85.3466 | 42.9 | 2 | 0 | 4 | 12.9005 | 37.845 | 12.9005 | 37.845 | 0 | 0 | 12 | 0 | 2.2989 | 0 | 14.2989 | 0 | 28.3256 | 48.9 | 0 | 2.5604 | 60.4578 | 0 | 0 | 0
252 | 84.1612 | 0 | 84.1612 | 42.9 | 2 | 0 | 4 | 13.0122 | 41.6695 | 13.0122 | 41.6695 | 0 | 0 | 12 | 0 | 7.4205 | 0 | 19.4205 | 0 | 45.9669 | 48.9 | 0 | 2.5248 | 59.8127 | 0 | 0 | 0
253 | 84.9844 | 0 | 84.9844 | 42.9 | 2 | 0 | 4 | 14.6248 | 41.2972 | 14.6248 | 41.2972 | 0 | 0 | 12 | 0 | 7.8376 | 0 | 19.8376 | 0 | 63.9928 | 48.9 | 0 | 2.5495 | 59.7602 | 0 | 0 | 0
254 | 82.121 | 0 | 82.121 | 42.9 | 2 | 0 | 4 | 14.4288 | 36.4777 | 10.6495 | 26.9231 | 3.7793 | 9.5546 | 0.21542 | 0 | 4.1361 | 0 | 4.3516 | 0 | 68 | 48.9 | 0 | 2.4636 | 60.0313 | 0 | 2.6645e-15 | 0
255 | 82.0951 | 0 | 82.0951 | 42.9 | 2 | 0 | 4 | 12.4337 | 27.408 | 10.3595 | 22.8357 | 2.0742 | 4.5723 | 0 | 0 | 0 | 0 | 0 | 0 | 68 | 48.9 | 0 | 2.4629 | 83.4215 | 0 | 0 | 0
256 | 85.5151 | 0 | 85.5151 | 42.9 | 2 | 1.1383 | 4 | 14.6517 | 20.8251 | 14.6517 | 20.8251 | 0 | 0 | 0 | 0 | 0 | 0 | 0 | 0 | 68 | 48.9 | 0 | 2.5655 | 83.2637 | 0 | 0 | 0
257 | 88.923 | 0 | 88.923 | 42.9 | 2 | 7.9177 | 4.5966 | 16.3514 | 9.7042 | 16.3514 | 9.7042 | 0 | 0 | 0 | 0 | 0 | 5.4531 | 0 | 5.4531 | 62.0853 | 49.4966 | 0 | 2.6677 | 72.0503 | 0 | 0 | 0
258 | 97.0277 | 0 | 97.0277 | 42.9 | 2 | 10.262 | 4.319 | 15.5467 | 5.3522e-15 | 15.5467 | 5.3522e-15 | 0 | 0 | 0 | 12 | 0 | 10 | 0 | 22 | 37.9054 | 49.219 | 0 | 2.9108 | 55.781 | 0 | 0 | 0
259 | 100.9596 | 0 | 100.9596 | 47.6785 | 2 | 10.7584 | 10 | 15.5367 | 0 | 15.5367 | 0 | 0 | 0 | 0 | 12 | 0 | 2.986 | 0 | 14.986 | 21.3333 | 59.6785 | 0 | 3.0288 | 45.3215 | 0 | 0 | 0
260 | 104.5511 | 0 | 104.5511 | 52.9015 | 2 | 11.0808 | 10 | 16.5688 | 0 | 16.5688 | 0 | 0 | 0 | 0 | 12 | 0 | 0 | 0 | 12 | 8 | 64.9015 | 0 | 3.1365 | 40.0985 | 0 | 0 | 0
261 | 102.7583 | 0 | 102.7583 | 55 | 3.1317 | 10.8546 | 10 | 16.572 | 0 | 16.572 | 0 | 0 | 0 | 0 | 7.2 | 0 | 0 | 0 | 7.2 | 0 | 68.1317 | 0 | 3.0828 | 36.8683 | 0 | 0 | 0
262 | 96.2555 | 0 | 96.2555 | 55 | 5.0082 | 10.0875 | 10 | 16.1598 | 0 | 16.1598 | 0 | 0 | 0 | 0 | 0 | 0 | 0 | 0 | 0 | 0 | 70.0082 | 0 | 2.8877 | 34.9918 | 0 | 1.4211e-14 | 0
263 | 93.1159 | 0 | 93.1159 | 55 | 2.6983 | 9.7547 | 10 | 15.6629 | 0 | 15.6629 | 0 | 0 | 0 | 0 | 0 | 0 | 0 | 0 | 0 | 0 | 67.6983 | 0 | 2.7935 | 37.3017 | 0 | 0 | 0
264 | 83.5338 | 0 | 83.5338 | 46.4034 | 2 | 8.4154 | 10 | 16.7151 | 0 | 16.7151 | 0 | 0 | 0 | 0 | 0 | 0 | 0 | 0 | 0 | 0 | 58.4034 | 0 | 2.506 | 46.5966 | 0 | 0 | 0
265 | 81.4145 | 0 | 81.4145 | 45.5344 | 2 | 8.2902 | 10 | 15.59 | 0 | 15.59 | 0 | 0 | 0 | 0 | 0 | 0 | 0 | 0 | 0 | 0 | 57.5344 | 0 | 2.4424 | 47.4656 | 0 | 0 | 0
266 | 85.727 | 0 | 85.727 | 49.0769 | 2 | 8.8006 | 10 | 15.8495 | 0 | 15.8495 | 0 | 0 | 0 | 0 | 0 | 0 | 0 | 0 | 0 | 0 | 61.0769 | 0 | 2.5718 | 43.9231 | 0 | 0 | 0
267 | 83.7213 | 0 | 83.7213 | 48.0233 | 2 | 8.6488 | 10 | 15.0492 | 0 | 15.0492 | 0 | 0 | 0 | 0 | 0 | 0 | 0 | 0 | 0 | 0 | 60.0233 | 0 | 2.5116 | 44.9767 | 0 | 0 | 0
268 | 84.0661 | 0 | 84.0661 | 47.8173 | 2 | 8.6191 | 10 | 15.6297 | 0 | 15.6297 | 0 | 0 | 0 | 0 | 0 | 0 | 0 | 0 | 0 | 0 | 59.8173 | 0 | 2.522 | 45.1827 | 0 | 0 | 0
269 | 85.3526 | 0 | 85.3526 | 49.277 | 2 | 8.8294 | 10 | 15.2462 | 0 | 15.2462 | 0 | 0 | 0 | 0 | 0 | 0 | 0 | 0 | 0 | 0 | 61.277 | 0 | 2.5606 | 43.723 | 0 | 0 | 0
270 | 83.8888 | 0 | 83.8888 | 49.2341 | 2 | 8.8233 | 10 | 13.8314 | 0 | 13.8314 | 0 | 0 | 0 | 0 | 0 | 0 | 0 | 0 | 0 | 0 | 61.2341 | 0 | 2.5167 | 43.7659 | 0 | 0 | 0
271 | 86.7662 | 0 | 86.7662 | 42.9 | 2 | 7.6594 | 8.2566 | 12.4307 | 13.5195 | 12.4307 | 13.5195 | 0 | 0 | 0 | 0 | 0 | 0 | 0 | 0 | 0 | 53.1566 | 0 | 2.603 | 51.8434 | 0 | 0 | 0
272 | 84.0039 | 0 | 84.0039 | 42.9 | 2 | 7.1054e-15 | 4 | 13.3072 | 24.9795 | 13.3072 | 24.9795 | 0 | 0 | 3.1827 | 0 | 0 | 0 | 3.1827 | 0 | 2.8644 | 48.9 | 0 | 2.5201 | 61.8578 | 0 | 0 | 0
273 | 83.5146 | 0 | 83.5146 | 42.9 | 2 | 0 | 4 | 11.5924 | 33.3551 | 11.5924 | 33.3551 | 0 | 0 | 10.3328 | 0 | 0 | 0 | 10.3328 | 0 | 12.164 | 48.9 | 0 | 2.5054 | 60.9573 | 0 | 0 | 0
274 | 85.0418 | 0 | 85.0418 | 42.9 | 2 | 0 | 4 | 12.3655 | 43.898 | 12.3655 | 43.898 | 0 | 0 | 12 | 0 | 8.1217 | 0 | 20.1217 | 0 | 30.4518 | 48.9 | 0 | 2.5513 | 59.7244 | 0 | 0 | 0
275 | 83.9947 | 0 | 83.9947 | 42.9 | 2 | 1.4211e-14 | 4 | 13.3217 | 51.6032 | 11.715 | 45.3797 | 1.6066 | 6.2235 | 12 | 0 | 10 | 0 | 22 | 0 | 50.4714 | 48.9 | 0 | 2.5198 | 58.5017 | 0 | 0 | 0
276 | 85.1614 | 0 | 85.1614 | 42.9 | 2 | 1.4211e-14 | 4 | 15.2616 | 53.3774 | 11.5248 | 40.3079 | 3.7368 | 13.0694 | 12 | 0 | 3.5714 | 0 | 15.5714 | 0 | 64.564 | 48.9 | 0 | 2.5548 | 58.1809 | 0 | 3.5527e-15 | 0
277 | 83.7874 | 0 | 83.7874 | 42.9 | 2 | 0 | 4 | 13.1368 | 46.7733 | 8.4871 | 30.2181 | 4.6497 | 16.5552 | 3.8178 | 0 | 0 | 0 | 3.8178 | 0 | 68 | 48.9 | 0 | 2.5136 | 69.1072 | 0 | 0 | 0
278 | 83.1888 | 0 | 83.1888 | 42.9 | 2 | 7.1054e-15 | 4 | 13.0686 | 46.56 | 7.5149 | 26.7739 | 5.5536 | 19.7862 | 0 | 0 | 0 | 0 | 0 | 0 | 68 | 48.9 | 0 | 2.4957 | 81.0672 | 0 | 0 | 0
279 | 82.3551 | 0 | 82.3551 | 42.9 | 2 | 0 | 4 | 13.8945 | 32.5903 | 9.9999 | 23.4553 | 3.8946 | 9.135 | 0 | 0 | 0 | 0 | 0 | 0 | 68 | 48.9 | 0 | 2.4707 | 82.6176 | 0 | 0 | 0
280 | 84.0967 | 0 | 84.0967 | 42.9 | 2 | 7.1054e-15 | 4 | 14.9927 | 25.2199 | 13.1226 | 22.0741 | 1.8701 | 3.1458 | 0 | 0 | 0 | 0 | 0 | 0 | 68 | 48.9 | 0 | 2.5229 | 83.6269 | 0 | 0 | 0
281 | 87.916 | 0 | 87.916 | 42.9 | 2 | 7.6943 | 5.908 | 13.9629 | 12.86 | 13.9629 | 12.86 | 0 | 0 | 0 | 0 | 0 | 2.5908 | 0 | 2.5908 | 65.1899 | 50.808 | 0 | 2.6375 | 73.6012 | 0 | 0 | 0
282 | 96.0021 | 0 | 96.0021 | 42.9 | 2 | 10.2632 | 4.3275 | 14.5113 | 6.6e-15 | 14.5113 | 6.6e-15 | 0 | 0 | 0 | 12 | 0 | 10 | 0 | 22 | 41.0101 | 49.2275 | 0 | 2.8801 | 55.7725 | 0 | 0 | 0
283 | 98.2231 | 0 | 98.2231 | 43.5172 | 2 | 10.5713 | 10 | 14.2862 | 0 | 14.2862 | 0 | 0 | 0 | 0 | 12 | 0 | 5.8483 | 0 | 17.8483 | 21.3333 | 55.5172 | 0 | 2.9467 | 49.4828 | 0 | 0 | 0
284 | 104.3316 | 0 | 104.3316 | 53.2457 | 2 | 11.1304 | 10 | 15.9555 | 0 | 15.9555 | 0 | 0 | 0 | 0 | 12 | 0 | 0 | 0 | 12 | 8 | 65.2457 | 0 | 3.1299 | 39.7543 | 0 | 0 | 0
285 | 99.8686 | 0 | 99.8686 | 54.8764 | 2 | 10.6737 | 10 | 15.1185 | 0 | 15.1185 | 0 | 0 | 0 | 0 | 7.2 | 0 | 0 | 0 | 7.2 | 0 | 66.8764 | 0 | 2.9961 | 38.1236 | 0 | 0 | 0
286 | 95.2708 | 0 | 95.2708 | 55 | 3.7015 | 9.8992 | 10 | 16.6701 | 0 | 16.6701 | 0 | 0 | 0 | 0 | 0 | 0 | 0 | 0 | 0 | 0 | 68.7015 | 0 | 2.8581 | 36.2985 | 0 | 0 | 0
287 | 93.8623 | 0 | 93.8623 | 55 | 3.4905 | 9.8688 | 10 | 15.503 | 0 | 15.503 | 0 | 0 | 0 | 0 | 0 | 0 | 0 | 0 | 0 | 0 | 68.4905 | 0 | 2.8159 | 36.5095 | 0 | 0 | 0
288 | 81.8031 | 0 | 81.8031 | 47.6577 | 2 | 8.5961 | 10 | 13.5493 | 0 | 13.5493 | 0 | 0 | 0 | 0 | 0 | 0 | 0 | 0 | 0 | 0 | 59.6577 | 0 | 2.4541 | 45.3423 | 0 | 0 | 0
289 | 82.3762 | 0 | 82.3762 | 49.8498 | 2 | 8.912 | 10 | 11.6143 | 0 | 11.6143 | 0 | 0 | 0 | 0 | 0 | 0 | 0 | 0 | 0 | 0 | 61.8498 | 0 | 2.4713 | 43.1502 | 0 | 0 | 0
290 | 84.9686 | 0 | 84.9686 | 51.2698 | 2 | 9.1166 | 10 | 12.5821 | 0 | 12.5821 | 0 | 0 | 0 | 0 | 0 | 0 | 0 | 0 | 0 | 0 | 63.2698 | 0 | 2.5491 | 41.7302 | 0 | 0 | 0
291 | 81.3357 | 0 | 81.3357 | 48.3509 | 2 | 8.696 | 10 | 12.2888 | 0 | 12.2888 | 0 | 0 | 0 | 0 | 0 | 0 | 0 | 0 | 0 | 0 | 60.3509 | 0 | 2.4401 | 44.6491 | 0 | 0 | 0
292 | 83.0403 | 0 | 83.0403 | 50.7193 | 2 | 9.0373 | 10 | 11.2837 | 0 | 11.2837 | 0 | 0 | 0 | 0 | 0 | 0 | 0 | 0 | 0 | 0 | 62.7193 | 0 | 2.4912 | 42.2807 | 0 | 0 | 0
293 | 85.0439 | 0 | 85.0439 | 53.546 | 2 | 9.4446 | 10 | 10.0533 | 0 | 10.0533 | 0 | 0 | 0 | 0 | 0 | 0 | 0 | 0 | 0 | 0 | 65.546 | 0 | 2.5513 | 39.454 | 0 | 0 | 0
294 | 86.3011 | 0 | 86.3011 | 55 | 3.398 | 9.8555 | 10 | 8.0475 | 0 | 8.0475 | 0 | 0 | 0 | 0 | 0 | 0 | 0 | 0 | 0 | 0 | 68.398 | 0 | 2.589 | 36.602 | 0 | 0 | 0
295 | 82.6515 | 0 | 82.6515 | 42.9 | 2 | 7.3201 | 5.9021 | 10.717 | 13.8123 | 10.717 | 13.8123 | 0 | 0 | 0 | 0 | 0 | 0 | 0 | 0 | 0 | 50.8021 | 0 | 2.4795 | 54.1979 | 0 | 0 | 0
296 | 84.6891 | 0 | 84.6891 | 42.9 | 2 | 2.0388 | 4 | 8.7172 | 25.0331 | 8.7172 | 25.0331 | 0 | 0 | 0 | 0 | 0 | 0 | 0 | 0 | 0 | 48.9 | 0 | 2.5407 | 60.4766 | 0 | 0 | -1.4211e-14
297 | 83.6963 | 0 | 83.6963 | 42.9 | 2 | 0 | 4 | 9.0545 | 38.9131 | 9.0545 | 38.9131 | 0 | 0 | 12 | 0 | 1.1712 | 0 | 13.1712 | 0 | 11.8798 | 48.9 | 0 | 2.5109 | 60.5998 | 0 | 0 | 0
298 | 83.4385 | 0 | 83.4385 | 42.9 | 2 | 1.4211e-14 | 4 | 9.8194 | 45.392 | 9.8194 | 45.392 | 0 | 0 | 12 | 0 | 8.6729 | 0 | 20.6729 | 0 | 30.6758 | 48.9 | 0 | 2.5032 | 59.655 | 0 | 0 | 0
299 | 82.4017 | 0 | 82.4017 | 42.9 | 2 | 0 | 4 | 8.8936 | 50.3341 | 8.3341 | 47.1676 | 0.55948 | 3.1665 | 12 | 0 | 10 | 0 | 22 | 0 | 50.6954 | 48.9 | 0 | 2.4721 | 59.0186 | 0 | 0 | 0
300 | 82.5377 | 0 | 82.5377 | 42.9 | 2 | 7.1054e-15 | 4 | 8.6857 | 54.8003 | 6.4968 | 40.9898 | 2.1889 | 13.8105 | 12 | 0 | 1.8489 | 0 | 13.8489 | 0 | 63.2 | 48.9 | 0 | 2.4761 | 58.4994 | 0 | 3.5527e-15 | 0
301 | 79.271 | 0 | 79.271 | 42.9 | 2 | 0 | 4 | 7.713 | 48.2891 | 4.9175 | 30.7869 | 2.7955 | 17.5022 | 5.3333 | 0 | 0 | 0 | 5.3333 | 0 | 68 | 48.9 | 0 | 2.3781 | 69.0306 | 0 | 0 | -1.7764e-15
302 | 79.5599 | 0 | 79.5599 | 42.9 | 2 | 0 | 4 | 10.0094 | 49.0535 | 5.1959 | 25.4639 | 4.8135 | 23.5896 | 0 | 0 | 0 | 0 | 0 | 0 | 68 | 48.9 | 0 | 2.3868 | 80.6814 | 0 | 1.4211e-14 | 0
303 | 77.3556 | 0 | 77.3556 | 42.9 | 2 | 0 | 4 | 8.9882 | 33.7203 | 5.9886 | 22.467 | 2.9996 | 11.2533 | 0 | 0 | 0 | 0 | 0 | 0 | 68 | 48.9 | 0 | 2.3207 | 82.4636 | 0 | 0 | 0
304 | 85.1827 | 0 | 85.1827 | 42.9 | 2 | 7.1054e-15 | 4 | 9.4726 | 27.3668 | 9.3294 | 26.9533 | 0.14313 | 0.41351 | 0 | 0 | 0 | 0 | 0 | 0 | 68 | 48.9 | 0 | 2.5555 | 84.1885 | 0 | 0 | 0
305 | 87.1338 | 0 | 87.1338 | 42.9 | 2 | 8.0707 | 9.2243 | 8.6604 | 14.3918 | 8.6604 | 14.3918 | 0 | 0 | 0 | 0 | 0 | 1.8867 | 0 | 1.8867 | 65.9536 | 54.1243 | 0 | 2.614 | 70.989 | 0 | 0 | 0
306 | 92.0852 | 0 | 92.0852 | 42.9 | 2 | 10.2514 | 7.2342 | 10.6883 | 5.9979e-15 | 10.6883 | 5.9979e-15 | 0 | 0 | 0 | 9.0114 | 0 | 10 | 0 | 19.0114 | 45.0944 | 52.1342 | 0 | 2.7626 | 55.8544 | 0 | 0 | 0
307 | 96.9254 | 0 | 96.9254 | 44.5849 | 2 | 10.8266 | 10 | 10.9616 | 0 | 10.9616 | 0 | 0 | 0 | 0 | 12 | 0 | 6.5524 | 0 | 18.5524 | 24.654 | 56.5849 | 0 | 2.9078 | 48.4151 | 0 | 0 | 0
308 | 102.9977 | 0 | 102.9977 | 55 | 3.0494 | 11.5344 | 10 | 11.4139 | 0 | 11.4139 | 0 | 0 | 0 | 0 | 12 | 0 | 0 | 0 | 12 | 11.3207 | 68.0494 | 0 | 3.0899 | 36.9506 | 0 | 0 | 0
309 | 99.04 | 0 | 99.04 | 55 | 3.5341 | 11.3432 | 10 | 8.974 | 0 | 8.974 | 0 | 0 | 0 | 0 | 10.1886 | 0 | 0 | 0 | 10.1886 | 0 | 68.5341 | 0 | 2.9712 | 36.4659 | 0 | 0 | 0
310 | 95.7558 | 0 | 95.7558 | 55 | 11.1896 | 10.9782 | 10 | 8.588 | 0 | 8.588 | 0 | 0 | 0 | 0 | 0 | 0 | 0 | 0 | 0 | 0 | 76.1896 | 0 | 2.8727 | 28.8104 | 0 | 0 | -1.4211e-14
311 | 91.0126 | 0 | 91.0126 | 55 | 4.84 | 10.0633 | 10 | 11.1094 | 0 | 11.1094 | 0 | 0 | 0 | 0 | 0 | 0 | 0 | 0 | 0 | 0 | 69.84 | 0 | 2.7304 | 35.16 | 0 | 0 | 0
312 | 81.0414 | 0 | 81.0414 | 52.3891 | 2 | 9.2779 | 10 | 7.3744 | 0 | 7.3744 | 0 | 0 | 0 | 0 | 0 | 0 | 0 | 0 | 0 | 0 | 64.3891 | 0 | 2.4312 | 40.6109 | 0 | 0 | 0
313 | 79.2596 | 0 | 79.2596 | 50.7947 | 2 | 9.0481 | 10 | 7.4167 | 0 | 7.4167 | 0 | 0 | 0 | 0 | 0 | 0 | 0 | 0 | 0 | 0 | 62.7947 | 0 | 2.3778 | 42.2053 | 0 | 0 | 0
314 | 82.6872 | 0 | 82.6872 | 52.5836 | 2 | 9.3059 | 10 | 8.7978 | 0 | 8.7978 | 0 | 0 | 0 | 0 | 0 | 0 | 0 | 0 | 0 | 0 | 64.5836 | 0 | 2.4806 | 40.4164 | 0 | 0 | 0
315 | 81.1632 | 0 | 81.1632 | 52.6467 | 2 | 9.315 | 10 | 7.2015 | 0 | 7.2015 | 0 | 0 | 0 | 0 | 0 | 0 | 0 | 0 | 0 | 0 | 64.6467 | 0 | 2.4349 | 40.3533 | 0 | 0 | 0
316 | 84.3825 | 0 | 84.3825 | 55 | 3.1207 | 9.8155 | 10 | 6.4462 | 0 | 6.4462 | 0 | 0 | 0 | 0 | 0 | 0 | 0 | 0 | 0 | 0 | 68.1207 | 0 | 2.5315 | 36.8793 | 0 | 0 | 0
317 | 84.2786 | 0 | 84.2786 | 54.4864 | 2 | 9.5801 | 10 | 8.2121 | 0 | 8.2121 | 0 | 0 | 0 | 0 | 0 | 0 | 0 | 0 | 0 | 0 | 66.4864 | 0 | 2.5284 | 38.5136 | 0 | 0 | 0
318 | 81.0246 | 0 | 81.0246 | 50.7058 | 2 | 9.0353 | 10 | 9.2835 | 0 | 9.2835 | 0 | 0 | 0 | 0 | 0 | 0 | 0 | 0 | 0 | 0 | 62.7058 | 0 | 2.4307 | 42.2942 | 0 | 0 | 0
319 | 81.1752 | 0 | 81.1752 | 42.9 | 2 | 7.8794 | 9.7837 | 5.7114 | 12.9008 | 5.7114 | 12.9008 | 0 | 0 | 0 | 0 | 0 | 0 | 0 | 0 | 0 | 54.6837 | 0 | 2.4353 | 50.3163 | 0 | 0 | 0
320 | 84.6005 | 0 | 84.6005 | 42.9 | 2 | 5.6621 | 4 | 5.7861 | 24.2523 | 5.7861 | 24.2523 | 0 | 0 | 0 | 0 | 0 | 0 | 0 | 0 | 0 | 48.9 | 0 | 2.538 | 57.3096 | 0 | 0 | -1.4211e-14
321 | 82.3027 | 0 | 82.3027 | 42.9 | 2 | 0 | 4 | 3.7656 | 34.3654 | 3.7656 | 34.3654 | 0 | 0 | 4.7283 | 0 | 0 | 0 | 4.7283 | 0 | 4.2555 | 48.9 | 0 | 2.4691 | 61.6631 | 0 | 0 | 0
322 | 81.0613 | 0 | 81.0613 | 42.9 | 2 | 1.4211e-14 | 4 | 5.287 | 39.4794 | 5.287 | 39.4794 | 0 | 0 | 12 | 0 | 0.6051 | 0 | 12.6051 | 0 | 15.6134 | 48.9 | 0 | 2.4318 | 60.6711 | 0 | 0 | 0
323 | 81.3161 | 0 | 81.3161 | 42.9 | 2 | 7.1054e-15 | 4 | 6.1491 | 46.0731 | 6.1491 | 46.0731 | 0 | 0 | 12 | 0 | 7.806 | 0 | 19.806 | 0 | 33.6102 | 48.9 | 0 | 2.4395 | 59.7642 | 0 | 0 | 0
324 | 79.7233 | 0 | 79.7233 | 42.9 | 2 | 0 | 4 | 6.3407 | 47.5495 | 6.2152 | 46.6081 | 0.12553 | 0.94139 | 12 | 0 | 10 | 0 | 22 | 0 | 53.6297 | 48.9 | 0 | 2.3917 | 59.3535 | 0 | 0 | 0
325 | 78.4829 | 0 | 78.4829 | 42.9 | 2 | 7.1054e-15 | 4 | 4.9645 | 47.1419 | 4.2745 | 40.5903 | 0.68994 | 6.5516 | 12 | 0 | 3.2819 | 0 | 15.2819 | 0 | 67.4555 | 48.9 | 0 | 2.3545 | 59.4219 | 0 | 1.7764e-15 | 0
326 | 76.9542 | 0 | 76.9542 | 42.9 | 2 | 0 | 4 | 5.5899 | 41.5785 | 3.3964 | 25.2628 | 2.1935 | 16.3157 | 0.60502 | 0 | 0 | 0 | 0.60502 | 0 | 68 | 48.9 | 0 | 2.3086 | 69.8513 | 0 | 7.8826e-15 | 0
327 | 79.3456 | 0 | 79.3456 | 42.9 | 2 | 0 | 4 | 6.2384 | 36.9011 | 4.4027 | 26.0428 | 1.8357 | 10.8583 | 0 | 0 | 0 | 0 | 0 | 0 | 68 | 48.9 | 0 | 2.3804 | 82.6599 | 0 | 0 | -1.4211e-14
328 | 81.1486 | 0 | 81.1486 | 42.9 | 2 | 0 | 4 | 7.1349 | 25.4897 | 7.0526 | 25.1959 | 0.082234 | 0.29379 | 0 | 0 | 0 | 0 | 0 | 0 | 68 | 48.9 | 0 | 2.4345 | 84.2113 | 0 | 0 | 0
329 | 88.9761 | 0 | 88.9761 | 42.9 | 2 | 8.6468 | 6.7665 | 7.2046 | 13.1155 | 7.2046 | 13.1155 | 0 | 0 | 0 | 0 | 0 | 8.3427 | 0 | 8.3427 | 58.9511 | 51.6665 | 0 | 2.6693 | 66.9908 | 0 | 0 | 0
330 | 91.1192 | 0 | 91.1192 | 42.9 | 2 | 10.5334 | 6.2025 | 7.4832 | 6.4424e-15 | 7.4832 | 6.4424e-15 | 0 | 0 | 0 | 12 | 0 | 10 | 0 | 22 | 34.7712 | 51.1025 | 0 | 2.7336 | 53.8975 | 0 | 0 | 0
331 | 94.3899 | 0 | 94.3899 | 51.2295 | 2 | 10.8537 | 10 | 8.2103 | 0 | 8.2103 | 0 | 0 | 0 | 0 | 12 | 0 | 0.096393 | 0 | 12.0964 | 21.3333 | 63.2295 | 0 | 2.8317 | 41.7705 | 0 | 0 | 0
332 | 102.0699 | 0 | 102.0699 | 55 | 5.1103 | 11.8313 | 10 | 8.1283 | 0 | 8.1283 | 0 | 0 | 0 | 0 | 12 | 0 | 0 | 0 | 12 | 8 | 70.1103 | 0 | 3.0621 | 34.8897 | 0 | 0 | 0
333 | 99.6553 | 0 | 99.6553 | 55 | 5.9486 | 11.2605 | 10 | 10.2462 | 0 | 10.2462 | 0 | 0 | 0 | 0 | 7.2 | 0 | 0 | 0 | 7.2 | 0 | 70.9486 | 0 | 2.9897 | 34.0514 | 0 | 0 | 0
334 | 91.0239 | 0 | 91.0239 | 55 | 8.2458 | 10.554 | 10 | 7.2241 | 0 | 7.2241 | 0 | 0 | 0 | 0 | 0 | 0 | 0 | 0 | 0 | 0 | 73.2458 | 0 | 2.7307 | 31.7542 | 0 | 0 | 0
335 | 90.4533 | 0 | 90.4533 | 55 | 6.2631 | 10.2683 | 10 | 8.9218 | 0 | 8.9218 | 0 | 0 | 0 | 0 | 0 | 0 | 0 | 0 | 0 | 0 | 71.2631 | 0 | 2.7136 | 33.7369 | 0 | 0 | 0
336 | 80.6195 | 0 | 80.6195 | 47.9466 | 2 | 8.6377 | 10 | 12.0352 | 0 | 12.0352 | 0 | 0 | 0 | 0 | 0 | 0 | 0 | 0 | 0 | 0 | 59.9466 | 0 | 2.4186 | 45.0534 | 0 | 0 | 0
337 | 79.8917 | 0 | 79.8917 | 47.1174 | 2 | 8.5183 | 10 | 12.256 | 0 | 12.256 | 0 | 0 | 0 | 0 | 0 | 0 | 0 | 0 | 0 | 0 | 59.1174 | 0 | 2.3968 | 45.8826 | 0 | 0 | 0
338 | 84.9501 | 0 | 84.9501 | 53.5676 | 2 | 9.4477 | 10 | 9.9348 | 0 | 9.9348 | 0 | 0 | 0 | 0 | 0 | 0 | 0 | 0 | 0 | 0 | 65.5676 | 0 | 2.5485 | 39.4324 | 0 | 0 | 0
339 | 81.5202 | 0 | 81.5202 | 48.943 | 2 | 8.7813 | 10 | 11.7959 | 0 | 11.7959 | 0 | 0 | 0 | 0 | 0 | 0 | 0 | 0 | 0 | 0 | 60.943 | 0 | 2.4456 | 44.057 | 0 | 0 | 0
340 | 82.5245 | 0 | 82.5245 | 50.8181 | 2 | 9.0515 | 10 | 10.655 | 0 | 10.655 | 0 | 0 | 0 | 0 | 0 | 0 | 0 | 0 | 0 | 0 | 62.8181 | 0 | 2.4757 | 42.1819 | 0 | 0 | 0
341 | 84.9134 | 0 | 84.9134 | 53.5036 | 2 | 9.4385 | 10 | 9.9713 | 0 | 9.9713 | 0 | 0 | 0 | 0 | 0 | 0 | 0 | 0 | 0 | 0 | 65.5036 | 0 | 2.5474 | 39.4964 | 0 | 0 | 0
342 | 84.2442 | 0 | 84.2442 | 52.3601 | 2 | 9.2737 | 10 | 10.6105 | 0 | 10.6105 | 0 | 0 | 0 | 0 | 0 | 0 | 0 | 0 | 0 | 0 | 64.3601 | 0 | 2.5273 | 40.6399 | 0 | 0 | 0
343 | 86.5403 | 0 | 86.5403 | 44.2586 | 2 | 8.1063 | 10 | 9.7629 | 12.4125 | 9.7629 | 12.4125 | 0 | 0 | 0 | 0 | 0 | 0 | 0 | 0 | 0 | 56.2586 | 0 | 2.5962 | 48.7414 | 0 | 0 | 0
344 | 83.1775 | 0 | 83.1775 | 42.9 | 2 | 0 | 4 | 10.6045 | 23.8889 | 10.6045 | 23.8889 | 0 | 0 | 0.2158 | 0 | 0 | 0 | 0.2158 | 0 | 0.19422 | 48.9 | 0 | 2.4953 | 62.2314 | 0 | 0 | 0
345 | 83.4945 | 0 | 83.4945 | 42.9 | 2 | 0 | 4 | 7.7499 | 37.0878 | 7.7499 | 37.0878 | 0 | 0 | 10.2432 | 0 | 0 | 0 | 10.2432 | 0 | 9.4131 | 48.9 | 0 | 2.5048 | 60.9686 | 0 | 0 | 0
346 | 82.2003 | 0 | 82.2003 | 42.9 | 2 | 0 | 4 | 8.3618 | 43.8952 | 8.3618 | 43.8952 | 0 | 0 | 12 | 0 | 6.9567 | 0 | 18.9567 | 0 | 26.6269 | 48.9 | 0 | 2.466 | 59.8712 | 0 | 0 | 0
347 | 81.9565 | 0 | 81.9565 | 42.9 | 2 | 0 | 4 | 9.7181 | 48.2185 | 9.235 | 45.8215 | 0.48309 | 2.3969 | 12 | 0 | 10 | 0 | 22 | 0 | 46.6464 | 48.9 | 0 | 2.4587 | 59.1252 | 0 | 0 | 0
348 | 82.2184 | 0 | 82.2184 | 42.9 | 2 | 0 | 4 | 8.9859 | 49.0126 | 7.7551 | 42.2996 | 1.2307 | 6.7129 | 12 | 0 | 4.7364 | 0 | 16.7364 | 0 | 61.8131 | 48.9 | 0 | 2.4666 | 59.1503 | 0 | 3.5527e-15 | 0
349 | 79.7755 | 0 | 79.7755 | 42.9 | 2 | 7.1054e-15 | 4 | 8.7423 | 47.3159 | 5.8871 | 31.8628 | 2.8552 | 15.4531 | 6.8743 | 0 | 0 | 0 | 6.8743 | 0 | 68 | 48.9 | 0 | 2.3933 | 69.087 | 0 | 0 | -1.7764e-15
350 | 77.5464 | 0 | 77.5464 | 42.9 | 2 | 0 | 4 | 9.8025 | 46.7956 | 4.9614 | 23.685 | 4.8411 | 23.1107 | 0 | 0 | 0 | 0 | 0 | 0 | 68 | 48.9 | 0 | 2.3264 | 80.7383 | 0 | 0 | 0
351 | 80.9436 | 0 | 80.9436 | 42.9 | 2 | 0 | 4 | 8.2832 | 37.6739 | 5.7754 | 26.2681 | 2.5077 | 11.4058 | 0 | 0 | 0 | 0 | 0 | 0 | 68 | 48.9 | 0 | 2.4283 | 82.5063 | 0 | 0 | 0
352 | 85.203 | 0 | 85.203 | 42.9 | 2 | 0.51957 | 4 | 9.2375 | 26.5459 | 9.2375 | 26.5459 | 0 | 0 | 0 | 0 | 0 | 0 | 0 | 0 | 68 | 48.9 | 0 | 2.5561 | 83.8045 | 0 | 0 | 0
353 | 89.3473 | 0 | 89.3473 | 45.8053 | 2 | 8.534 | 10 | 9.6716 | 11.9148 | 9.6716 | 11.9148 | 0 | 0 | 0 | 0 | 0 | 1.4216 | 0 | 1.4216 | 66.458 | 57.8053 | 0 | 2.6804 | 67.7731 | 0 | 0 | 0
354 | 92.1036 | 0 | 92.1036 | 44.4315 | 2 | 10.0857 | 10 | 12.0223 | 6.2075e-15 | 12.0223 | 6.2075e-15 | 0 | 0 | 0 | 3.5641 | 0 | 10 | 0 | 13.5641 | 51.6514 | 56.4315 | 0 | 2.7631 | 57.0044 | 0 | 0 | 0
355 | 98.0204 | 0 | 98.0204 | 44.8846 | 2 | 10.9368 | 10 | 11.1817 | 0 | 11.1817 | 0 | 0 | 0 | 0 | 12 | 0 | 7.0175 | 0 | 19.0175 | 30.7066 | 56.8846 | 0 | 2.9406 | 48.1154 | 0 | 0 | 0
356 | 102.4374 | 0 | 102.4374 | 55 | 2.9571 | 11.5211 | 10 | 10.9592 | 0 | 10.9592 | 0 | 0 | 0 | 0 | 12 | 0 | 0 | 0 | 12 | 17.3732 | 67.9571 | 0 | 3.0731 | 37.0429 | 0 | 0 | 0
357 | 97.4912 | 0 | 97.4912 | 52.0604 | 2 | 10.9596 | 10 | 10.4712 | 0 | 10.4712 | 0 | 0 | 0 | 0 | 12 | 0 | 0 | 0 | 12 | 4.0399 | 64.0604 | 0 | 2.9247 | 40.9396 | 0 | 0 | 0
358 | 92.4767 | 0 | 92.4767 | 55 | 2.4045 | 10.2363 | 10 | 11.2 | 0 | 11.2 | 0 | 0 | 0 | 0 | 3.6359 | 0 | 0 | 0 | 3.6359 | 0 | 67.4045 | 0 | 2.7743 | 37.5955 | 0 | 0 | 0
359 | 89.772 | 0 | 89.772 | 55 | 3.7734 | 9.9096 | 10 | 11.089 | 0 | 11.089 | 0 | 0 | 0 | 0 | 0 | 0 | 0 | 0 | 0 | 0 | 68.7734 | 0 | 2.6932 | 36.2266 | 0 | 0 | 0
360 | 84.8774 | 0 | 84.8774 | 54.5537 | 2 | 9.5898 | 10 | 8.7339 | 0 | 8.7339 | 0 | 0 | 0 | 0 | 0 | 0 | 0 | 0 | 0 | 0 | 66.5537 | 0 | 2.5463 | 38.4463 | 0 | 0 | 0
361 | 89.4455 | 0 | 89.4455 | 55 | 5.2876 | 10.1278 | 10 | 9.0301 | 0 | 9.0301 | 0 | 0 | 0 | 0 | 0 | 0 | 0 | 0 | 0 | 0 | 70.2876 | 0 | 2.6834 | 34.7124 | 0 | 1.4211e-14 | 0
362 | 86.3569 | 0 | 86.3569 | 54.7256 | 2 | 9.6145 | 10 | 10.0167 | 0 | 10.0167 | 0 | 0 | 0 | 0 | 0 | 0 | 0 | 0 | 0 | 0 | 66.7256 | 0 | 2.5907 | 38.2744 | 0 | 0 | -1.4211e-14
363 | 88.511 | 0 | 88.511 | 55 | 4.3339 | 9.9904 | 10 | 9.1868 | 0 | 9.1868 | 0 | 0 | 0 | 0 | 0 | 0 | 0 | 0 | 0 | 0 | 69.3339 | 0 | 2.6553 | 35.6661 | 0 | 0 | 0
364 | 87.5661 | 0 | 87.5661 | 55 | 4.3859 | 9.9979 | 10 | 8.1824 | 0 | 8.1824 | 0 | 0 | 0 | 0 | 0 | 0 | 0 | 0 | 0 | 0 | 69.3859 | 0 | 2.627 | 35.6141 | 0 | 0 | 0
365 | 90.5944 | 0 | 90.5944 | 55 | 7.9111 | 10.5058 | 10 | 7.1775 | 0 | 7.1775 | 0 | 0 | 0 | 0 | 0 | 0 | 0 | 0 | 0 | 0 | 72.9111 | 0 | 2.7178 | 32.0889 | 0 | 0 | 0
366 | 91.1687 | 0 | 91.1687 | 55 | 8.4366 | 10.5815 | 10 | 7.1505 | 0 | 7.1505 | 0 | 0 | 0 | 0 | 0 | 0 | 0 | 0 | 0 | 0 | 73.4366 | 0 | 2.7351 | 31.5634 | 0 | 0 | 0
367 | 89.9799 | 0 | 89.9799 | 49.8151 | 2 | 8.907 | 10 | 8.0856 | 11.1722 | 8.0856 | 11.1722 | 0 | 0 | 0 | 0 | 0 | 0 | 0 | 0 | 0 | 61.8151 | 0 | 2.6994 | 43.1849 | 0 | 0 | 0
368 | 92.0753 | 0 | 92.0753 | 42.9 | 2 | 7.8442 | 9.5397 | 7.2096 | 22.5817 | 7.2096 | 22.5817 | 0 | 0 | 0 | 0 | 0 | 0 | 0 | 0 | 0 | 54.4397 | 0 | 2.7623 | 50.5603 | 0 | 0 | 0
369 | 90.3987 | 0 | 90.3987 | 42.9 | 2 | 0 | 4 | 7.9268 | 36.1139 | 7.9268 | 36.1139 | 0 | 0 | 2.5419 | 0 | 0 | 0 | 2.5419 | 0 | 2.2877 | 48.9 | 0 | 2.712 | 61.9385 | 0 | 0 | 0
370 | 90.7438 | 0 | 90.7438 | 42.9 | 2 | 0 | 4 | 4.4002 | 45.8771 | 4.4002 | 45.8771 | 0 | 0 | 8.4335 | 0 | 0 | 0 | 8.4335 | 0 | 9.8778 | 48.9 | 0 | 2.7223 | 61.1965 | 0 | 0 | 0
371 | 89.7739 | 0 | 89.7739 | 42.9 | 2 | 0 | 4 | 6.1173 | 48.8931 | 6.1173 | 48.8931 | 0 | 0 | 12 | 0 | 2.1364 | 0 | 14.1364 | 0 | 22.6475 | 48.9 | 0 | 2.6932 | 60.4782 | 0 | 0 | 0
372 | 85.3645 | 0 | 85.3645 | 42.9 | 2 | 0 | 4 | 5.5219 | 52.6113 | 5.5219 | 52.6113 | 0 | 0 | 12 | 0 | 9.6686 | 0 | 21.6686 | 0 | 42.3616 | 48.9 | 0 | 2.5609 | 59.5296 | 0 | 0 | 0
373 | 85.8538 | 0 | 85.8538 | 42.9 | 2 | 0 | 4 | 5.0405 | 44.282 | 5.0405 | 44.282 | 0 | 0 | 12 | 0 | 0.36867 | 0 | 12.3687 | 0 | 53.5015 | 48.9 | 0 | 2.5756 | 60.7009 | 0 | 0 | 0
374 | 85.9111 | 0 | 85.9111 | 42.9 | 2 | 0 | 4 | 4.7953 | 40.9717 | 4.7953 | 40.9717 | 0 | 0 | 6.358 | 0 | 2.3979 | 0 | 8.7558 | 0 | 61.4343 | 48.9 | 0 | 2.5773 | 61.1559 | 0 | 0 | 0
375 | 82.4229 | 0 | 82.4229 | 42.9 | 2 | 7.1054e-15 | 4 | 5.1484 | 34.5006 | 5.1484 | 34.5006 | 0 | 0 | 0 | 0 | 6.1261 | 0 | 6.1261 | 0 | 67.0823 | 48.9 | 0 | 2.4727 | 73.4871 | 0 | 0 | 0
376 | 90.2747 | 0 | 90.2747 | 42.9 | 2 | 7.3913 | 6.396 | 6.1415 | 25.4459 | 6.1415 | 25.4459 | 0 | 0 | 0 | 0 | 0 | 0 | 0 | 0 | 67.0823 | 51.296 | 0 | 2.7082 | 75.704 | 0 | 0 | 0
377 | 93.1506 | 0 | 93.1506 | 50.2714 | 2 | 9.0718 | 10 | 8.0627 | 13.0571 | 8.0627 | 13.0571 | 0 | 0 | 0 | 0 | 0 | 0.68751 | 0 | 0.68751 | 66.3366 | 62.2714 | 0 | 2.7945 | 64.0411 | 0 | 0 | 0
378 | 100.7723 | 0 | 100.7723 | 48.4493 | 2 | 11.8802 | 10 | 6.4428 | 6.5768e-15 | 6.4428 | 6.5768e-15 | 0 | 0 | 0 | 12 | 0 | 10 | 0 | 22 | 42.1567 | 60.4493 | 0 | 3.0232 | 44.5507 | 0 | 0 | -1.4211e-14
379 | 104.4618 | 0 | 104.4618 | 53.2158 | 2 | 12.1211 | 10 | 8.2193 | 0 | 8.2193 | 0 | 0 | 0 | 0 | 12 | 0 | 6.9055 | 0 | 18.9055 | 21.3333 | 65.2158 | 0 | 3.1339 | 39.7842 | 0 | 0 | -1.4211e-14
380 | 109.3283 | 0 | 109.3283 | 55 | 10.7768 | 12.6478 | 10 | 8.9037 | 0 | 8.9037 | 0 | 0 | 0 | 0 | 12 | 0 | 0 | 0 | 12 | 8 | 75.7768 | 0 | 3.2798 | 29.2232 | 0 | 0 | 0
381 | 104.3349 | 0 | 104.3349 | 55 | 10.0047 | 11.8449 | 10 | 10.2853 | 0 | 10.2853 | 0 | 0 | 0 | 0 | 7.2 | 0 | 0 | 0 | 7.2 | 0 | 75.0047 | 0 | 3.13 | 29.9953 | 0 | 0 | 0
382 | 101.3011 | 0 | 101.3011 | 55 | 14.4376 | 11.4462 | 10 | 10.4174 | 0 | 10.4174 | 0 | 0 | 0 | 0 | 0 | 0 | 0 | 0 | 0 | 0 | 79.4376 | 0 | 3.039 | 25.5624 | 0 | 0 | 0
383 | 96.5203 | 0 | 96.5203 | 55 | 11.3034 | 10.9946 | 10 | 9.2224 | 0 | 9.2224 | 0 | 0 | 0 | 0 | 0 | 0 | 0 | 0 | 0 | 0 | 76.3034 | 0 | 2.8956 | 28.6966 | 0 | 0 | 0
384 | 87.6383 | 0 | 87.6383 | 55 | 3.5913 | 9.8834 | 10 | 9.1636 | 0 | 9.1636 | 0 | 0 | 0 | 0 | 0 | 0 | 0 | 0 | 0 | 0 | 68.5913 | 0 | 2.6291 | 36.4087 | 0 | 1.4211e-14 | 0
385 | 88.138 | 0 | 88.138 | 55 | 2.9249 | 9.7873 | 10 | 10.4257 | 0 | 10.4257 | 0 | 0 | 0 | 0 | 0 | 0 | 0 | 0 | 0 | 0 | 67.9249 | 0 | 2.6441 | 37.0751 | 0 | 0 | 0
386 | 85.6824 | 0 | 85.6824 | 55 | 4.2701 | 9.9812 | 10 | 6.4312 | 0 | 6.4312 | 0 | 0 | 0 | 0 | 0 | 0 | 0 | 0 | 0 | 0 | 69.2701 | 0 | 2.5705 | 35.7299 | 0 | 0 | 0
387 | 89.6007 | 0 | 89.6007 | 55 | 7.4015 | 10.4324 | 10 | 6.7669 | 0 | 6.7669 | 0 | 0 | 0 | 0 | 0 | 0 | 0 | 0 | 0 | 0 | 72.4015 | 0 | 2.688 | 32.5985 | 0 | 0 | 0
388 | 90.0155 | 0 | 90.0155 | 55 | 7.661 | 10.4698 | 10 | 6.8848 | 0 | 6.8848 | 0 | 0 | 0 | 0 | 0 | 0 | 0 | 0 | 0 | 0 | 72.661 | 0 | 2.7005 | 32.339 | 0 | 0 | 0
389 | 88.0278 | 0 | 88.0278 | 55 | 4.6697 | 10.0387 | 10 | 8.3194 | 0 | 8.3194 | 0 | 0 | 0 | 0 | 0 | 0 | 0 | 0 | 0 | 0 | 69.6697 | 0 | 2.6408 | 35.3303 | 0 | 0 | 0
390 | 90.5438 | 0 | 90.5438 | 55 | 8.4411 | 10.5822 | 10 | 6.5205 | 0 | 6.5205 | 0 | 0 | 0 | 0 | 0 | 0 | 0 | 0 | 0 | 0 | 73.4411 | 0 | 2.7163 | 31.5589 | 0 | 0 | 0
391 | 86.8724 | 0 | 86.8724 | 48.3367 | 2 | 8.6939 | 10 | 7.3664 | 10.4754 | 7.3664 | 10.4754 | 0 | 0 | 0 | 0 | 0 | 0 | 0 | 0 | 0 | 60.3367 | 0 | 2.6062 | 44.6633 | 0 | 0 | 0
392 | 87.7635 | 0 | 87.7635 | 42.9 | 2 | 7.4399 | 6.7334 | 8.5674 | 20.1228 | 8.5674 | 20.1228 | 0 | 0 | 0 | 0 | 0 | 0 | 0 | 0 | 0 | 51.6334 | 0 | 2.6329 | 53.3666 | 0 | 0 | 0
393 | 87.4664 | 0 | 87.4664 | 42.9 | 2 | 1.6543 | 4 | 6.6557 | 30.2564 | 6.6557 | 30.2564 | 0 | 0 | 0 | 0 | 0 | 0 | 0 | 0 | 0 | 48.9 | 0 | 2.624 | 60.8126 | 0 | 0 | -1.4211e-14
394 | 86.7318 | 0 | 86.7318 | 42.9 | 2 | 7.1054e-15 | 4 | 4.2196 | 35.9776 | 4.2196 | 35.9776 | 0 | 0 | 2.3653 | 0 | 0 | 0 | 2.3653 | 0 | 2.1288 | 48.9 | 0 | 2.602 | 61.9607 | 0 | 0 | 0
395 | 86.8638 | 0 | 86.8638 | 42.9 | 2 | 0 | 4 | 5.8541 | 37.4592 | 5.8541 | 37.4592 | 0 | 0 | 5.3494 | 0 | 0 | 0 | 5.3494 | 0 | 6.9433 | 48.9 | 0 | 2.6059 | 61.5849 | 0 | 0 | 0
396 | 84.4202 | 0 | 84.4202 | 42.9 | 2 | 0 | 4 | 5.9183 | 40.2379 | 5.9183 | 40.2379 | 0 | 0 | 10.636 | 0 | 0 | 0 | 10.636 | 0 | 16.5157 | 48.9 | 0 | 2.5326 | 60.9191 | 0 | 0 | 0
397 | 86.2999 | 0 | 86.2999 | 42.9 | 2 | 0 | 4 | 4.8942 | 38.6826 | 4.8942 | 38.6826 | 0 | 0 | 6.1769 | 0 | 0 | 0 | 6.1769 | 0 | 22.0749 | 48.9 | 0 | 2.589 | 61.4807 | 0 | 0 | 0
398 | 85.1597 | 0 | 85.1597 | 42.9 | 2 | 0.090451 | 4 | 5.5947 | 30.5746 | 5.5947 | 30.5746 | 0 | 0 | 0 | 0 | 0 | 0 | 0 | 0 | 22.0749 | 48.9 | 0 | 2.5548 | 74.1796 | 0 | 0 | 0
399 | 84.9372 | 0 | 84.9372 | 42.9 | 2 | 0.72438 | 4 | 6.4785 | 28.8343 | 6.4785 | 28.8343 | 0 | 0 | 0 | 0 | 0 | 0 | 0 | 0 | 22.0749 | 48.9 | 0 | 2.5481 | 73.6255 | 0 | 0 | 0
400 | 90.246 | 0 | 90.246 | 43.5013 | 2 | 7.9972 | 10 | 6.3932 | 20.3542 | 6.3932 | 20.3542 | 0 | 0 | 0 | 0 | 0 | 0 | 0 | 0 | 22.0749 | 55.5013 | 0 | 2.7074 | 61.4987 | 0 | 0 | -1.4211e-14
401 | 91.3433 | 0 | 91.3433 | 50.4889 | 2 | 9.3763 | 10 | 6.7871 | 10.1079 | 6.7871 | 10.1079 | 0 | 0 | 0 | 2.5831 | 0 | 0 | 0 | 2.5831 | 19.2047 | 62.4889 | 0 | 2.7403 | 51.928 | 0 | 0 | 0
402 | 98.9199 | 0 | 98.9199 | 55 | 2.5254 | 11.4589 | 10 | 7.9356 | 4.7945e-15 | 7.9356 | 4.7945e-15 | 0 | 0 | 0 | 12 | 0 | 0 | 0 | 12 | 5.8714 | 67.5254 | 0 | 2.9676 | 37.4746 | 0 | 0 | 0
403 | 103.2199 | 0 | 103.2199 | 55 | 13.0609 | 12.0093 | 10 | 7.8655 | 0 | 7.8655 | 0 | 0 | 0 | 0 | 5.2842 | 0 | 0 | 0 | 5.2842 | 0 | 78.0609 | 0 | 3.0966 | 26.9391 | 0 | 0 | 0
404 | 106.6102 | 0 | 106.6102 | 55 | 21.9901 | 12.5344 | 10 | 7.0857 | 0 | 7.0857 | 0 | 0 | 0 | 0 | 0 | 0 | 0 | 0 | 0 | 0 | 86.9901 | 0 | 3.1983 | 18.0099 | 0 | 1.4211e-14 | 0
405 | 103.7849 | 0 | 103.7849 | 55 | 17.2986 | 11.8585 | 10 | 9.6278 | 0 | 9.6278 | 0 | 0 | 0 | 0 | 0 | 0 | 0 | 0 | 0 | 0 | 82.2986 | 0 | 3.1135 | 22.7014 | 0 | 0 | 0
406 | 98.0185 | 0 | 98.0185 | 55 | 13.0771 | 11.2502 | 10 | 8.6912 | 0 | 8.6912 | 0 | 0 | 0 | 0 | 0 | 0 | 0 | 0 | 0 | 0 | 78.0771 | 0 | 2.9406 | 26.9229 | 0 | 0 | 0
407 | 95.8728 | 0 | 95.8728 | 55 | 10.7609 | 10.9164 | 10 | 9.1955 | 0 | 9.1955 | 0 | 0 | 0 | 0 | 0 | 0 | 0 | 0 | 0 | 0 | 75.7609 | 0 | 2.8762 | 29.2391 | 0 | 0 | 0
408 | 89.9154 | 0 | 89.9154 | 55 | 5.5134 | 10.1603 | 10 | 9.2417 | 0 | 9.2417 | 0 | 0 | 0 | 0 | 0 | 0 | 0 | 0 | 0 | 0 | 70.5134 | 0 | 2.6975 | 34.4866 | 0 | 0 | 0
409 | 91.0432 | 0 | 91.0432 | 55 | 5.1993 | 10.1151 | 10 | 10.7288 | 0 | 10.7288 | 0 | 0 | 0 | 0 | 0 | 0 | 0 | 0 | 0 | 0 | 70.1993 | 0 | 2.7313 | 34.8007 | 0 | 0 | 0
410 | 91.6299 | 0 | 91.6299 | 55 | 7.2744 | 10.4141 | 10 | 8.9414 | 0 | 8.9414 | 0 | 0 | 0 | 0 | 0 | 0 | 0 | 0 | 0 | 0 | 72.2744 | 0 | 2.7489 | 32.7256 | 0 | 0 | 0
411 | 92.433 | 0 | 92.433 | 55 | 8.0477 | 10.5255 | 10 | 8.8598 | 0 | 8.8598 | 0 | 0 | 0 | 0 | 0 | 0 | 0 | 0 | 0 | 0 | 73.0477 | 0 | 2.773 | 31.9523 | 0 | 0 | 0
412 | 92.919 | 0 | 92.919 | 55 | 7.3976 | 10.4318 | 10 | 10.0896 | 0 | 10.0896 | 0 | 0 | 0 | 0 | 0 | 0 | 0 | 0 | 0 | 0 | 72.3976 | 0 | 2.7876 | 32.6024 | 0 | 0 | 0
413 | 91.7206 | 0 | 91.7206 | 55 | 6.8324 | 10.3504 | 10 | 9.5379 | 0 | 9.5379 | 0 | 0 | 0 | 0 | 0 | 0 | 0 | 0 | 0 | 0 | 71.8324 | 0 | 2.7516 | 33.1676 | 0 | 0 | 0
414 | 89.5177 | 0 | 89.5177 | 55 | 6.0772 | 10.2416 | 10 | 8.1989 | 0 | 8.1989 | 0 | 0 | 0 | 0 | 0 | 0 | 0 | 0 | 0 | 0 | 71.0772 | 0 | 2.6855 | 33.9228 | 0 | 0 | 0
415 | 92.4339 | 0 | 92.4339 | 52.657 | 2 | 9.3165 | 10 | 8.1935 | 10.2671 | 8.1935 | 10.2671 | 0 | 0 | 0 | 0 | 0 | 0 | 0 | 0 | 0 | 64.657 | 0 | 2.773 | 40.343 | 0 | 0 | 0
416 | 88.7309 | 0 | 88.7309 | 42.9 | 2 | 7.7773 | 9.0749 | 7.8 | 19.1788 | 7.8 | 19.1788 | 0 | 0 | 0 | 0 | 0 | 0 | 0 | 0 | 0 | 53.9749 | 0 | 2.6619 | 51.0251 | 0 | 0 | 0
417 | 88.8164 | 0 | 88.8164 | 42.9 | 2 | 5.9705 | 4 | 6.9763 | 26.9695 | 6.9763 | 26.9695 | 0 | 0 | 0 | 0 | 0 | 0 | 0 | 0 | 0 | 48.9 | 0 | 2.6645 | 57.0401 | 0 | 0 | 0
418 | 90.7651 | 0 | 90.7651 | 42.9 | 2 | 0 | 4 | 7.9392 | 34.979 | 7.9392 | 34.979 | 0 | 0 | 1.0531 | 0 | 0 | 0 | 1.0531 | 0 | 0.94779 | 48.9 | 0 | 2.723 | 62.126 | 0 | 0 | 0
419 | 89.3448 | 0 | 89.3448 | 42.9 | 2 | 1.4211e-14 | 4 | 8.2767 | 36.4955 | 8.2767 | 36.4955 | 0 | 0 | 4.3273 | 0 | 0 | 0 | 4.3273 | 0 | 4.8424 | 48.9 | 0 | 2.6803 | 61.7136 | 0 | 0 | 0
420 | 88.2915 | 0 | 88.2915 | 42.9 | 2 | 0 | 4 | 7.7436 | 39.3647 | 7.7436 | 39.3647 | 0 | 0 | 7.7169 | 0 | 0 | 0 | 7.7169 | 0 | 11.7875 | 48.9 | 0 | 2.6487 | 61.2867 | 0 | 0 | 0
421 | 87.2597 | 0 | 87.2597 | 42.9 | 2 | 0 | 4 | 5.7085 | 35.6605 | 5.7085 | 35.6605 | 0 | 0 | 3.0093 | 0 | 0 | 0 | 3.0093 | 0 | 14.4959 | 48.9 | 0 | 2.6178 | 61.8796 | 0 | 0 | 0
422 | 84.5505 | 0 | 84.5505 | 42.9 | 2 | 7.1054e-15 | 4 | 9.1601 | 35.464 | 9.1601 | 35.464 | 0 | 0 | 8.9736 | 0 | 0 | 0 | 8.9736 | 0 | 22.5721 | 48.9 | 0 | 2.5365 | 61.1285 | 0 | 0 | 0
423 | 88.1666 | 0 | 88.1666 | 42.9 | 2 | 0.8315 | 4 | 8.4269 | 30.0082 | 8.4269 | 30.0082 | 0 | 0 | 0 | 0 | 0 | 0 | 0 | 0 | 22.5721 | 48.9 | 0 | 2.645 | 73.5318 | 0 | 0 | 0
424 | 88.7517 | 0 | 88.7517 | 42.9 | 2 | 7.6778 | 8.3848 | 7.8036 | 19.9854 | 7.8036 | 19.9854 | 0 | 0 | 0 | 0 | 0 | 0 | 0 | 0 | 22.5721 | 53.2848 | 0 | 2.6626 | 63.7152 | 0 | 0 | 0
425 | 92.8411 | 0 | 92.8411 | 42.9 | 2 | 9.0729 | 9.646 | 9.7873 | 11.0141 | 9.7873 | 11.0141 | 0 | 0 | 0 | 8.4208 | 0 | 0 | 0 | 8.4208 | 13.2156 | 54.546 | 0 | 2.7852 | 54.0332 | 0 | 0 | 0
426 | 98.801 | 0 | 98.801 | 53.8349 | 2 | 11.2 | 10 | 9.872 | 4.8401e-15 | 9.872 | 4.8401e-15 | 0 | 0 | 0 | 11.894 | 0 | 0 | 0 | 11.894 | 0 | 65.8349 | 0 | 2.964 | 39.1651 | 0 | 0 | 0
427 | 105.8571 | 0 | 105.8571 | 55 | 20.4821 | 12.3172 | 10 | 8.0579 | 0 | 8.0579 | 0 | 0 | 0 | 0 | 0 | 0 | 0 | 0 | 0 | 0 | 85.4821 | 0 | 3.1757 | 19.5179 | 0 | 0 | 0
428 | 110.0747 | 0 | 110.0747 | 55 | 23.7248 | 12.7844 | 10 | 8.5655 | 0 | 8.5655 | 0 | 0 | 0 | 0 | 0 | 0 | 0 | 0 | 0 | 0 | 88.7248 | 0 | 3.3022 | 16.2752 | 0 | 1.4211e-14 | 0
429 | 105.0511 | 0 | 105.0511 | 55 | 18.4914 | 12.0303 | 10 | 9.5294 | 0 | 9.5294 | 0 | 0 | 0 | 0 | 0 | 0 | 0 | 0 | 0 | 0 | 83.4914 | 0 | 3.1515 | 21.5086 | 0 | 0 | 0
430 | 99.1746 | 0 | 99.1746 | 55 | 13.4984 | 11.3109 | 10 | 9.3653 | 0 | 9.3653 | 0 | 0 | 0 | 0 | 0 | 0 | 0 | 0 | 0 | 0 | 78.4984 | 0 | 2.9752 | 26.5016 | 0 | 0 | 0
431 | 98.7171 | 0 | 98.7171 | 55 | 11.2003 | 10.9797 | 10 | 11.537 | 0 | 11.537 | 0 | 0 | 0 | 0 | 0 | 0 | 0 | 0 | 0 | 0 | 76.2003 | 0 | 2.9615 | 28.7997 | 0 | 0 | 0
432 | 82.3045 | 0 | 82.3045 | 49.723 | 2 | 8.8937 | 10 | 11.6878 | 0 | 11.6878 | 0 | 0 | 0 | 0 | 0 | 0 | 0 | 0 | 0 | 0 | 61.723 | 0 | 2.4691 | 43.277 | 0 | 0 | 0
433 | 86.0492 | 0 | 86.0492 | 53.2455 | 2 | 9.4013 | 10 | 11.4024 | 0 | 11.4024 | 0 | 0 | 0 | 0 | 0 | 0 | 0 | 0 | 0 | 0 | 65.2455 | 0 | 2.5815 | 39.7545 | 0 | 0 | 0
434 | 86.6414 | 0 | 86.6414 | 52.7794 | 2 | 9.3341 | 10 | 12.5279 | 0 | 12.5279 | 0 | 0 | 0 | 0 | 0 | 0 | 0 | 0 | 0 | 0 | 64.7794 | 0 | 2.5992 | 40.2206 | 0 | 0 | 0
435 | 88.67 | 0 | 88.67 | 55 | 3.153 | 9.8202 | 10 | 10.6968 | 0 | 10.6968 | 0 | 0 | 0 | 0 | 0 | 0 | 0 | 0 | 0 | 0 | 68.153 | 0 | 2.6601 | 36.847 | 0 | 0 | 0
436 | 89.2479 | 0 | 89.2479 | 55 | 3.7178 | 9.9016 | 10 | 10.6286 | 0 | 10.6286 | 0 | 0 | 0 | 0 | 0 | 0 | 0 | 0 | 0 | 0 | 68.7178 | 0 | 2.6774 | 36.2822 | 0 | 0 | 0
437 | 86.4671 | 0 | 86.4671 | 53.8973 | 2 | 9.4952 | 10 | 11.0746 | 0 | 11.0746 | 0 | 0 | 0 | 0 | 0 | 0 | 0 | 0 | 0 | 0 | 65.8973 | 0 | 2.594 | 39.1027 | 0 | 0 | 0
438 | 85.9347 | 0 | 85.9347 | 52.0239 | 2 | 9.2252 | 10 | 12.6856 | 0 | 12.6856 | 0 | 0 | 0 | 0 | 0 | 0 | 0 | 0 | 0 | 0 | 64.0239 | 0 | 2.578 | 40.9761 | 0 | 0 | 0
439 | 85.5032 | 0 | 85.5032 | 42.9 | 2 | 7.5703 | 7.6388 | 10.8552 | 14.5388 | 10.8552 | 14.5388 | 0 | 0 | 0 | 0 | 0 | 0 | 0 | 0 | 0 | 52.5388 | 0 | 2.5651 | 52.4612 | 0 | 0 | 0
440 | 87.1941 | 0 | 87.1941 | 42.9 | 2 | 2.5336 | 4 | 8.4414 | 27.3192 | 8.4414 | 27.3192 | 0 | 0 | 0 | 0 | 0 | 0 | 0 | 0 | 0 | 48.9 | 0 | 2.6158 | 60.0441 | 0 | 0 | 0
441 | 89.1544 | 0 | 89.1544 | 42.9 | 2 | 7.1054e-15 | 4 | 7.5831 | 37.04 | 7.5831 | 37.04 | 0 | 0 | 4.3687 | 0 | 0 | 0 | 4.3687 | 0 | 3.9318 | 48.9 | 0 | 2.6746 | 61.7084 | 0 | 1.4211e-14 | 0
442 | 87.5921 | 0 | 87.5921 | 42.9 | 2 | 0 | 4 | 8.4811 | 44.6683 | 8.4811 | 44.6683 | 0 | 0 | 12 | 0 | 2.4572 | 0 | 14.4572 | 0 | 16.9973 | 48.9 | 0 | 2.6278 | 60.4378 | 0 | 0 | 0
443 | 85.4741 | 0 | 85.4741 | 42.9 | 2 | 0 | 4 | 6.9845 | 51.1456 | 6.9845 | 51.1456 | 0 | 0 | 12 | 0 | 9.556 | 0 | 21.556 | 0 | 36.6075 | 48.9 | 0 | 2.5642 | 59.5438 | 0 | 0 | 0
444 | 85.8859 | 0 | 85.8859 | 42.9 | 2 | 1.4211e-14 | 4 | 8.6696 | 53.8517 | 8.1349 | 50.5308 | 0.53464 | 3.3209 | 12 | 0 | 9.6798 | 0 | 21.6798 | 0 | 56.3318 | 48.9 | 0 | 2.5766 | 59.0426 | 0 | 7.1054e-15 | 0
445 | 82.0269 | 0 | 82.0269 | 42.9 | 2 | 0 | 4 | 9.0963 | 54.7909 | 6.4252 | 38.7017 | 2.6711 | 16.0892 | 12 | 0 | 0 | 0 | 12 | 0 | 67.1318 | 48.9 | 0 | 2.4608 | 68.3846 | 0 | 1.4211e-14 | 0
446 | 82.4888 | 0 | 82.4888 | 42.9 | 2 | 0 | 4 | 9.4125 | 43.3533 | 6.1637 | 28.3897 | 3.2488 | 14.9636 | 0.96462 | 0 | 0 | 0 | 0.96462 | 0 | 68 | 48.9 | 0 | 2.4747 | 69.8434 | 0 | 9.5479e-15 | 0
447 | 81.9435 | 0 | 81.9435 | 42.9 | 2 | 7.1054e-15 | 4 | 8.8018 | 37.9474 | 6.2213 | 26.8221 | 2.5805 | 11.1252 | 0 | 0 | 0 | 0 | 0 | 0 | 68 | 48.9 | 0 | 2.4583 | 82.5325 | 0 | 0 | 0
448 | 85.6723 | 0 | 85.6723 | 42.9 | 2 | 0 | 4 | 11.174 | 29.3258 | 10.1456 | 26.6267 | 1.0284 | 2.6991 | 0 | 0 | 0 | 0 | 0 | 0 | 68 | 48.9 | 0 | 2.5702 | 83.7892 | 0 | 0 | 0
449 | 89.2204 | 0 | 89.2204 | 42.9 | 2 | 8.2355 | 7.6236 | 9.9178 | 13.912 | 9.9178 | 13.912 | 0 | 0 | 0 | 0 | 0 | 4.6314 | 0 | 4.6314 | 62.9765 | 52.5236 | 0 | 2.6766 | 69.845 | 0 | 0 | 0
450 | 96.0658 | 0 | 96.0658 | 42.9 | 2 | 10.6181 | 6.7908 | 11.7568 | 6.5262e-15 | 11.7568 | 6.5262e-15 | 0 | 0 | 0 | 12 | 0 | 10 | 0 | 22 | 38.7966 | 51.6908 | 0 | 2.882 | 53.3092 | 0 | 0 | 0
451 | 99.7199 | 0 | 99.7199 | 48.5785 | 2 | 11.0065 | 10 | 12.3272 | 0 | 12.3272 | 0 | 0 | 0 | 0 | 12 | 0 | 3.8076 | 0 | 15.8076 | 21.3333 | 60.5785 | 0 | 2.9916 | 44.4215 | 0 | 0 | 0
452 | 106.294 | 0 | 106.294 | 55 | 5.7488 | 11.9233 | 10 | 11.6218 | 0 | 11.6218 | 0 | 0 | 0 | 0 | 12 | 0 | 0 | 0 | 12 | 8 | 70.7488 | 0 | 3.1888 | 34.2512 | 0 | 0 | 0
453 | 103.5381 | 0 | 103.5381 | 55 | 6.8293 | 11.3874 | 10 | 13.1214 | 0 | 13.1214 | 0 | 0 | 0 | 0 | 7.2 | 0 | 0 | 0 | 7.2 | 0 | 71.8293 | 0 | 3.1061 | 33.1707 | 0 | 1.4211e-14 | 0
454 | 95.6453 | 0 | 95.6453 | 55 | 8.1253 | 10.5367 | 10 | 11.9834 | 0 | 11.9834 | 0 | 0 | 0 | 0 | 0 | 0 | 0 | 0 | 0 | 0 | 73.1253 | 0 | 2.8694 | 31.8747 | 0 | 0 | 0
455 | 91.3445 | 0 | 91.3445 | 55 | 4.0339 | 9.9471 | 10 | 12.3634 | 0 | 12.3634 | 0 | 0 | 0 | 0 | 0 | 0 | 0 | 0 | 0 | 0 | 69.0339 | 0 | 2.7403 | 35.9661 | 0 | 0 | 0
456 | 82.817 | 0 | 82.817 | 48.5514 | 2 | 8.7249 | 10 | 13.5408 | 0 | 13.5408 | 0 | 0 | 0 | 0 | 0 | 0 | 0 | 0 | 0 | 0 | 60.5514 | 0 | 2.4845 | 44.4486 | 0 | 0 | 0
457 | 81.6672 | 0 | 81.6672 | 46.8301 | 2 | 8.4769 | 10 | 14.3603 | 0 | 14.3603 | 0 | 0 | 0 | 0 | 0 | 0 | 0 | 0 | 0 | 0 | 58.8301 | 0 | 2.45 | 46.1699 | 0 | 0 | 0
458 | 84.4918 | 0 | 84.4918 | 50.9063 | 2 | 9.0642 | 10 | 12.5212 | 0 | 12.5212 | 0 | 0 | 0 | 0 | 0 | 0 | 0 | 0 | 0 | 0 | 62.9063 | 0 | 2.5348 | 42.0937 | 0 | 0 | 0
459 | 85.8358 | 0 | 85.8358 | 50.8872 | 2 | 9.0614 | 10 | 13.8872 | 0 | 13.8872 | 0 | 0 | 0 | 0 | 0 | 0 | 0 | 0 | 0 | 0 | 62.8872 | 0 | 2.5751 | 42.1128 | 0 | 0 | 0
460 | 84.1705 | 0 | 84.1705 | 49.7951 | 2 | 8.9041 | 10 | 13.4713 | 0 | 13.4713 | 0 | 0 | 0 | 0 | 0 | 0 | 0 | 0 | 0 | 0 | 61.7951 | 0 | 2.5251 | 43.2049 | 0 | 0 | 0
461 | 85.0343 | 0 | 85.0343 | 51.6149 | 2 | 9.1663 | 10 | 12.2532 | 0 | 12.2532 | 0 | 0 | 0 | 0 | 0 | 0 | 0 | 0 | 0 | 0 | 63.6149 | 0 | 2.551 | 41.3851 | 0 | 0 | 0
462 | 86.4708 | 0 | 86.4708 | 53.6324 | 2 | 9.457 | 10 | 11.3814 | 0 | 11.3814 | 0 | 0 | 0 | 0 | 0 | 0 | 0 | 0 | 0 | 0 | 65.6324 | 0 | 2.5941 | 39.3676 | 0 | 0 | 0
463 | 84.7846 | 0 | 84.7846 | 42.9 | 2 | 7.5827 | 7.7244 | 12.2995 | 12.278 | 12.2995 | 12.278 | 0 | 0 | 0 | 0 | 0 | 0 | 0 | 0 | 0 | 52.6244 | 0 | 2.5435 | 52.3756 | 0 | 0 | 0
464 | 83.8944 | 0 | 83.8944 | 42.9 | 2 | 0 | 4 | 10.7176 | 26.4713 | 10.7176 | 26.4713 | 0 | 0 | 2.1945 | 0 | 0 | 0 | 2.1945 | 0 | 1.9751 | 48.9 | 0 | 2.5168 | 61.9822 | 0 | 0 | 0
465 | 84.714 | 0 | 84.714 | 42.9 | 2 | 7.1054e-15 | 4 | 11.3028 | 32.5961 | 11.3028 | 32.5961 | 0 | 0 | 8.0849 | 0 | 0 | 0 | 8.0849 | 0 | 9.2515 | 48.9 | 0 | 2.5414 | 61.2404 | 0 | 0 | 0
466 | 83.9251 | 0 | 83.9251 | 42.9 | 2 | 0 | 4 | 9.3754 | 41.6926 | 9.3754 | 41.6926 | 0 | 0 | 12 | 0 | 4.0429 | 0 | 16.0429 | 0 | 23.7789 | 48.9 | 0 | 2.5178 | 60.2381 | 0 | 0 | 0
467 | 81.5192 | 0 | 81.5192 | 42.9 | 2 | 0 | 4 | 11.1672 | 43.7142 | 11.1139 | 43.5054 | 0.053342 | 0.20881 | 12 | 0 | 10 | 0 | 22 | 0 | 43.7984 | 48.9 | 0 | 2.4456 | 59.4549 | 0 | 1.4211e-14 | 0
468 | 83.3346 | 0 | 83.3346 | 42.9 | 2 | 7.1054e-15 | 4 | 9.4015 | 49.0349 | 8.7014 | 45.3834 | 0.7001 | 3.6515 | 12 | 0 | 7.6501 | 0 | 19.6501 | 0 | 61.6515 | 48.9 | 0 | 2.5 | 59.2358 | 0 | 3.5527e-15 | 0
469 | 83.391 | 0 | 83.391 | 42.9 | 2 | 0 | 4 | 10.0649 | 45.6664 | 7.5029 | 34.0421 | 2.562 | 11.6244 | 7.0539 | 0 | 0 | 0 | 7.0539 | 0 | 68 | 48.9 | 0 | 2.5017 | 69.5836 | 0 | 0 | -2.6645e-15
470 | 80.0002 | 0 | 80.0002 | 42.9 | 2 | 0 | 4 | 10.804 | 43.5322 | 6.1839 | 24.9164 | 4.6202 | 18.6159 | 0 | 0 | 0 | 0 | 0 | 0 | 68 | 48.9 | 0 | 2.4 | 81.3322 | 0 | 0 | 0
471 | 80.0926 | 0 | 80.0926 | 42.9 | 2 | 7.1054e-15 | 4 | 9.5767 | 34.5147 | 6.775 | 24.4176 | 2.8016 | 10.0971 | 0 | 0 | 0 | 0 | 0 | 0 | 68 | 48.9 | 0 | 2.4028 | 82.6341 | 0 | 0 | 0
472 | 86.5502 | 0 | 86.5502 | 42.9 | 2 | 3.9762 | 4 | 10.4418 | 23.2321 | 10.4418 | 23.2321 | 0 | 0 | 0 | 0 | 0 | 0 | 0 | 0 | 68 | 48.9 | 0 | 2.5965 | 80.7832 | 0 | 0 | 0
473 | 87.8879 | 0 | 87.8879 | 42.9 | 2 | 8.0175 | 5.4148 | 11.809 | 12.4194 | 11.809 | 12.4194 | 0 | 0 | 0 | 0 | 0 | 5.3272 | 0 | 5.3272 | 62.2219 | 50.3148 | 0 | 2.6366 | 71.358 | 0 | 0 | 0
474 | 93.9551 | 0 | 93.9551 | 42.9 | 2 | 10.305 | 4.6177 | 12.1323 | 5.7386e-15 | 12.1323 | 5.7386e-15 | 0 | 0 | 0 | 12 | 0 | 10 | 0 | 22 | 38.042 | 49.5177 | 0 | 2.8187 | 55.4823 | 0 | 0 | 0
475 | 100.9397 | 0 | 100.9397 | 51.3703 | 2 | 11.3085 | 10 | 11.1489 | 0 | 11.1489 | 0 | 0 | 0 | 0 | 12 | 0 | 3.1119 | 0 | 15.1119 | 21.3333 | 63.3703 | 0 | 3.0282 | 41.6297 | 0 | 0 | 0
476 | 105.295 | 0 | 105.295 | 55 | 2.534 | 11.4601 | 10 | 14.3009 | 0 | 14.3009 | 0 | 0 | 0 | 0 | 12 | 0 | 0 | 0 | 12 | 8 | 67.534 | 0 | 3.1589 | 37.466 | 0 | 0 | 0
477 | 99.4859 | 0 | 99.4859 | 55 | 2.7513 | 10.7998 | 10 | 13.7348 | 0 | 13.7348 | 0 | 0 | 0 | 0 | 7.2 | 0 | 0 | 0 | 7.2 | 0 | 67.7513 | 0 | 2.9846 | 37.2487 | 0 | 0 | 0
478 | 97.5519 | 0 | 97.5519 | 55 | 8.2869 | 10.5599 | 10 | 13.705 | 0 | 13.705 | 0 | 0 | 0 | 0 | 0 | 0 | 0 | 0 | 0 | 0 | 73.2869 | 0 | 2.9266 | 31.7131 | 0 | 0 | 0
479 | 93.5779 | 0 | 93.5779 | 55 | 5.4435 | 10.1502 | 10 | 12.9842 | 0 | 12.9842 | 0 | 0 | 0 | 0 | 0 | 0 | 0 | 0 | 0 | 0 | 70.4435 | 0 | 2.8073 | 34.5565 | 0 | 0 | 0
480 | 85.0849 | 0 | 85.0849 | 47.0849 | 2 | 8.5136 | 10 | 17.4864 | 0 | 17.4864 | 0 | 0 | 0 | 0 | 0 | 0 | 0 | 0 | 0 | 0 | 59.0849 | 0 | 2.5525 | 45.9151 | 0 | 0 | 0
481 | 82.901 | 0 | 82.901 | 47.3789 | 2 | 8.5559 | 10 | 14.9662 | 0 | 14.9662 | 0 | 0 | 0 | 0 | 0 | 0 | 0 | 0 | 0 | 0 | 59.3789 | 0 | 2.487 | 45.6211 | 0 | 0 | 0
482 | 84.822 | 0 | 84.822 | 48.4704 | 2 | 8.7132 | 10 | 15.6384 | 0 | 15.6384 | 0 | 0 | 0 | 0 | 0 | 0 | 0 | 0 | 0 | 0 | 60.4704 | 0 | 2.5447 | 44.5296 | 0 | 0 | 0
483 | 83.7284 | 0 | 83.7284 | 48.5785 | 2 | 8.7288 | 10 | 14.4211 | 0 | 14.4211 | 0 | 0 | 0 | 0 | 0 | 0 | 0 | 0 | 0 | 0 | 60.5785 | 0 | 2.5119 | 44.4215 | 0 | 0 | 0
484 | 85.0363 | 0 | 85.0363 | 49.498 | 2 | 8.8613 | 10 | 14.6771 | 0 | 14.6771 | 0 | 0 | 0 | 0 | 0 | 0 | 0 | 0 | 0 | 0 | 61.498 | 0 | 2.5511 | 43.502 | 0 | 0 | 0
485 | 87.6651 | 0 | 87.6651 | 50.159 | 2 | 8.9565 | 10 | 16.5495 | 0 | 16.5495 | 0 | 0 | 0 | 0 | 0 | 0 | 0 | 0 | 0 | 0 | 62.159 | 0 | 2.63 | 42.841 | 0 | 1.4211e-14 | 0
486 | 84.0426 | 0 | 84.0426 | 47.6696 | 2 | 8.5978 | 10 | 15.7751 | 0 | 15.7751 | 0 | 0 | 0 | 0 | 0 | 0 | 0 | 0 | 0 | 0 | 59.6696 | 0 | 2.5213 | 45.3304 | 0 | 0 | 0
487 | 87.0932 | 0 | 87.0932 | 42.9 | 2 | 7.1011 | 4.3823 | 17.8149 | 12.8949 | 17.8149 | 12.8949 | 0 | 0 | 0 | 0 | 0 | 0 | 0 | 0 | 0 | 49.2823 | 0 | 2.6128 | 55.7177 | 0 | 0 | 0
488 | 84.3534 | 0 | 84.3534 | 42.9 | 2 | 0 | 4 | 13.9325 | 24.5755 | 13.9325 | 24.5755 | 0 | 0 | 3.0545 | 0 | 0 | 0 | 3.0545 | 0 | 2.7491 | 48.9 | 0 | 2.5306 | 61.8739 | 0 | 0 | 0
489 | 86.6656 | 0 | 86.6656 | 42.9 | 2 | 0 | 4 | 14.0882 | 36.5081 | 14.0882 | 36.5081 | 0 | 0 | 12 | 0 | 0.83058 | 0 | 12.8306 | 0 | 14.3148 | 48.9 | 0 | 2.6 | 60.6427 | 0 | 0 | 0
490 | 86.1527 | 0 | 86.1527 | 42.9 | 2 | 1.4211e-14 | 4 | 12.9585 | 40.6418 | 12.9585 | 40.6418 | 0 | 0 | 12 | 0 | 4.3475 | 0 | 16.3475 | 0 | 29.1231 | 48.9 | 0 | 2.5846 | 60.1998 | 0 | 0 | 0
491 | 84.8753 | 0 | 84.8753 | 42.9 | 2 | 0 | 4 | 13.977 | 43.8098 | 13.977 | 43.8098 | 0 | 0 | 12 | 0 | 9.8116 | 0 | 21.8116 | 0 | 48.9689 | 48.9 | 0 | 2.5463 | 59.5116 | 0 | 0 | 0
492 | 83.0265 | 0 | 83.0265 | 42.9 | 2 | 0 | 4 | 11.6575 | 47.1704 | 10.4689 | 42.361 | 1.1886 | 4.8094 | 12 | 0 | 6.7034 | 0 | 18.7034 | 0 | 65.9491 | 48.9 | 0 | 2.4908 | 59.1477 | 0 | 3.5527e-15 | 0
493 | 79.84 | 0 | 79.84 | 42.9 | 2 | 0 | 4 | 14.4759 | 47.6092 | 7.7454 | 25.4734 | 6.7305 | 22.1358 | 2.2788 | 0 | 0 | 0 | 2.2788 | 0 | 68 | 48.9 | 0 | 2.3952 | 68.3361 | 0 | 0 | -1.2434e-14
494 | 79.6051 | 0 | 79.6051 | 42.9 | 2 | 0 | 4 | 13.7203 | 44.3378 | 7.2563 | 23.4489 | 6.4641 | 20.8889 | 0 | 0 | 0 | 0 | 0 | 0 | 68 | 48.9 | 0 | 2.3882 | 80.8137 | 0 | 0 | 0
495 | 80.519 | 0 | 80.519 | 42.9 | 2 | 7.1054e-15 | 4 | 12.6075 | 33.387 | 8.6671 | 22.9519 | 3.9405 | 10.435 | 0 | 0 | 0 | 0 | 0 | 0 | 68 | 48.9 | 0 | 2.4156 | 82.4481 | 0 | 0 | 0
496 | 82.7692 | 0 | 82.7692 | 42.9 | 2 | 7.1054e-15 | 4 | 13.1708 | 25.8129 | 11.4428 | 22.4264 | 1.728 | 3.3866 | 0 | 0 | 0 | 0 | 0 | 0 | 68 | 48.9 | 0 | 2.4831 | 83.6145 | 0 | 0 | 0
497 | 89.2759 | 0 | 89.2759 | 42.9 | 2 | 4.5349 | 4 | 14.283 | 11.7919 | 14.283 | 11.7919 | 0 | 0 | 0 | 0 | 0 | 9.7661 | 0 | 9.7661 | 57.4072 | 48.9 | 0 | 2.6783 | 71.7587 | 0 | 0 | -1.4211e-14
498 | 95.3962 | 0 | 95.3962 | 42.9 | 2 | 10.1633 | 4.9613 | 14.6986 | 5.486e-15 | 14.6986 | 5.486e-15 | 0 | 0 | 0 | 12 | 0 | 8.673 | 0 | 20.673 | 34.6667 | 49.8613 | 0 | 2.8619 | 55.1387 | 0 | 0 | -1.4211e-14
499 | 98.2054 | 0 | 98.2054 | 49.0796 | 2 | 10.5301 | 10 | 14.5957 | 0 | 14.5957 | 0 | 0 | 0 | 0 | 12 | 0 | -1.6377e-15 | 0 | 12 | 21.3333 | 61.0796 | 0 | 2.9462 | 43.9204 | 0 | 0 | 0
500 | 104.8213 | 0 | 104.8213 | 53.6612 | 2 | 11.1902 | 10 | 15.9699 | 0 | 15.9699 | 0 | 0 | 0 | 0 | 12 | 0 | 0 | 0 | 12 | 8 | 65.6612 | 0 | 3.1446 | 39.3388 | 0 | 0 | 0
501 | 101.5287 | 0 | 101.5287 | 53.7776 | 2 | 10.5154 | 10 | 18.0357 | 0 | 18.0357 | 0 | 0 | 0 | 0 | 7.2 | 0 | 0 | 0 | 7.2 | 0 | 65.7776 | 0 | 3.0459 | 39.2224 | 0 | 0 | 0
502 | 94.0557 | 0 | 94.0557 | 54.9533 | 2 | 9.6473 | 10 | 17.4551 | 0 | 17.4551 | 0 | 0 | 0 | 0 | 0 | 0 | 0 | 0 | 0 | 0 | 66.9533 | 0 | 2.8217 | 38.0467 | 0 | 0 | 0
503 | 92.2849 | 0 | 92.2849 | 53.1181 | 2 | 9.3829 | 10 | 17.7839 | 0 | 17.7839 | 0 | 0 | 0 | 0 | 0 | 0 | 0 | 0 | 0 | 0 | 65.1181 | 0 | 2.7685 | 39.8819 | 0 | 0 | 0
504 | 81.6864 | 0 | 81.6864 | 42.9 | 2 | 7.7399 | 8.8154 | 20.2311 | 0 | 20.2311 | 0 | 0 | 0 | 0 | 0 | 0 | 0 | 0 | 0 | 0 | 53.7154 | 0 | 2.4506 | 51.2846 | 0 | 0 | 0
505 | 86.4739 | 0 | 86.4739 | 44.6356 | 2 | 8.1607 | 10 | 21.6776 | 0 | 21.6776 | 0 | 0 | 0 | 0 | 0 | 0 | 0 | 0 | 0 | 0 | 56.6356 | 0 | 2.5942 | 48.3644 | 0 | 0 | 0
506 | 86.4868 | 0 | 86.4868 | 44.5667 | 2 | 8.1507 | 10 | 21.7694 | 0 | 21.7694 | 0 | 0 | 0 | 0 | 0 | 0 | 0 | 0 | 0 | 0 | 56.5667 | 0 | 2.5946 | 48.4333 | 0 | 0 | 0
507 | 84.5768 | 0 | 84.5768 | 44.3043 | 2 | 8.1129 | 10 | 20.1596 | 0 | 20.1596 | 0 | 0 | 0 | 0 | 0 | 0 | 0 | 0 | 0 | 0 | 56.3043 | 0 | 2.5373 | 48.6957 | 0 | 0 | 0
508 | 86.6781 | 0 | 86.6781 | 45.2262 | 2 | 8.2458 | 10 | 21.2061 | 0 | 21.2061 | 0 | 0 | 0 | 0 | 0 | 0 | 0 | 0 | 0 | 0 | 57.2262 | 0 | 2.6003 | 47.7738 | 0 | 0 | 0
509 | 84.7928 | 0 | 84.7928 | 44.5847 | 2 | 8.1533 | 10 | 20.0547 | 0 | 20.0547 | 0 | 0 | 0 | 0 | 0 | 0 | 0 | 0 | 0 | 0 | 56.5847 | 0 | 2.5438 | 48.4153 | 0 | 0 | 0
510 | 88.15 | 0 | 88.15 | 47.7672 | 2 | 8.6119 | 10 | 19.7709 | 0 | 19.7709 | 0 | 0 | 0 | 0 | 0 | 0 | 0 | 0 | 0 | 0 | 59.7672 | 0 | 2.6445 | 45.2328 | 0 | 0 | 0
511 | 86.3096 | 0 | 86.3096 | 42.9 | 2 | 4.5403 | 4 | 18.7291 | 14.1403 | 18.7291 | 14.1403 | 0 | 0 | 0 | 0 | 0 | 0 | 0 | 0 | 0 | 48.9 | 0 | 2.5893 | 58.2902 | 0 | 0 | -1.4211e-14
512 | 84.8151 | 0 | 84.8151 | 42.9 | 2 | 7.1054e-15 | 4 | 19.138 | 26.2987 | 19.138 | 26.2987 | 0 | 0 | 9.5216 | 0 | 0 | 0 | 9.5216 | 0 | 8.5694 | 48.9 | 0 | 2.5445 | 61.0594 | 0 | 0 | 0
513 | 83.3049 | 0 | 83.3049 | 42.9 | 2 | 7.1054e-15 | 4 | 18.1577 | 38.2897 | 18.144 | 38.2608 | 0.013712 | 0.028915 | 12 | 0 | 10 | 0 | 22 | 0 | 28.589 | 48.9 | 0 | 2.4991 | 59.4825 | 0 | 0 | 0
514 | 82.8641 | 0 | 82.8641 | 42.9 | 2 | 0 | 4 | 18.7084 | 45.0808 | 16.4134 | 39.5506 | 2.295 | 5.5302 | 12 | 0 | 10 | 0 | 22 | 0 | 48.6085 | 48.9 | 0 | 2.4859 | 58.5023 | 0 | 1.4211e-14 | 0
515 | 84.0556 | 0 | 84.0556 | 42.9 | 2 | 0 | 4 | 17.4888 | 48.4166 | 12.9626 | 35.886 | 4.5262 | 12.5306 | 12 | 0 | 1.693 | 0 | 13.693 | 0 | 60.9694 | 48.9 | 0 | 2.5217 | 58.3859 | 0 | 3.5527e-15 | 0
516 | 82.6655 | 0 | 82.6655 | 42.9 | 2 | 0 | 4 | 17.8037 | 48.9013 | 11.0971 | 30.4803 | 6.7066 | 18.421 | 7.8118 | 0 | 0 | 0 | 7.8118 | 0 | 68 | 48.9 | 0 | 2.48 | 68.1101 | 0 | 0 | -4.4409e-15
517 | 81.1645 | 0 | 81.1645 | 42.9 | 2 | 7.1054e-15 | 4 | 18.926 | 46.3255 | 9.3582 | 22.9063 | 9.5678 | 23.4193 | 0 | 0 | 0 | 0 | 0 | 0 | 68 | 48.9 | 0 | 2.4349 | 80.1041 | 0 | 0 | 0
518 | 83.4554 | 0 | 83.4554 | 42.9 | 2 | 0 | 4 | 17.861 | 42.7408 | 10.1844 | 24.371 | 7.6766 | 18.3698 | 0 | 0 | 0 | 0 | 0 | 0 | 68 | 48.9 | 0 | 2.5037 | 80.9783 | 0 | 0 | 0
519 | 78.8005 | 0 | 78.8005 | 42.9 | 2 | 0 | 4 | 16.6768 | 34.9423 | 9.6601 | 20.2404 | 7.0167 | 14.7018 | 0 | 0 | 0 | 0 | 0 | 0 | 68 | 48.9 | 0 | 2.364 | 81.5233 | 0 | 1.4211e-14 | 0
520 | 84.6931 | 0 | 84.6931 | 42.9 | 2 | 7.1054e-15 | 4 | 19.828 | 26.166 | 15.4304 | 20.3627 | 4.3976 | 5.8033 | 0 | 0 | 0 | 0 | 0 | 0 | 68 | 48.9 | 0 | 2.5408 | 82.9739 | 0 | 0 | 0
521 | 90.9567 | 0 | 90.9567 | 42.9 | 2 | 4.0627 | 4 | 17.3715 | 13.2226 | 17.3715 | 13.2226 | 0 | 0 | 0 | 0 | 0 | 7.3999 | 0 | 7.3999 | 59.9737 | 48.9 | 0 | 2.7287 | 74.2397 | 0 | 0 | 0
522 | 94.3741 | 0 | 94.3741 | 42.9 | 2 | 4.045 | 4 | 19.429 | 6.5695e-15 | 19.429 | 6.5695e-15 | 0 | 0 | 0 | 12 | 0 | 10 | 0 | 22 | 35.7938 | 48.9 | 0 | 2.8312 | 61.4938 | 0 | 0 | 0
523 | 99.2647 | 0 | 99.2647 | 44.9235 | 2 | 10.081 | 10 | 19.221 | 0 | 19.221 | 0 | 0 | 0 | 0 | 12 | 0 | 1.0392 | 0 | 13.0392 | 21.3333 | 56.9235 | 0 | 2.9779 | 48.0765 | 0 | 0 | 0
524 | 106.0985 | 0 | 106.0985 | 50.0964 | 2 | 10.6766 | 10 | 21.3255 | 0 | 21.3255 | 0 | 0 | 0 | 0 | 12 | 0 | 0 | 0 | 12 | 8 | 62.0964 | 0 | 3.183 | 42.9036 | 0 | 0 | 0
525 | 100.7711 | 0 | 100.7711 | 50.5316 | 2 | 10.0477 | 10 | 20.9918 | 0 | 20.9918 | 0 | 0 | 0 | 0 | 7.2 | 0 | 0 | 0 | 7.2 | 0 | 62.5316 | 0 | 3.0231 | 42.4684 | 0 | 0 | 0
526 | 95.1629 | 0 | 95.1629 | 51.2565 | 2 | 9.1147 | 10 | 22.7917 | 0 | 22.7917 | 0 | 0 | 0 | 0 | 0 | 0 | 0 | 0 | 0 | 0 | 63.2565 | 0 | 2.8549 | 41.7435 | 0 | 0 | -1.4211e-14
527 | 92.5392 | 0 | 92.5392 | 50.6084 | 2 | 9.0213 | 10 | 20.9096 | 0 | 20.9096 | 0 | 0 | 0 | 0 | 0 | 0 | 0 | 0 | 0 | 0 | 62.6084 | 0 | 2.7762 | 42.3916 | 0 | 0 | 0
528 | 84.8311 | 0 | 84.8311 | 43.2468 | 2 | 7.9605 | 10 | 21.6238 | 0 | 21.6238 | 0 | 0 | 0 | 0 | 0 | 0 | 0 | 0 | 0 | 0 | 55.2468 | 0 | 2.5449 | 49.7532 | 0 | 0 | 0
529 | 84.7931 | 0 | 84.7931 | 43.9592 | 2 | 8.0632 | 10 | 20.7708 | 0 | 20.7708 | 0 | 0 | 0 | 0 | 0 | 0 | 0 | 0 | 0 | 0 | 55.9592 | 0 | 2.5438 | 49.0408 | 0 | 0 | 0
530 | 86.1535 | 0 | 86.1535 | 46.579 | 2 | 8.4407 | 10 | 19.1339 | 0 | 19.1339 | 0 | 0 | 0 | 0 | 0 | 0 | 0 | 0 | 0 | 0 | 58.579 | 0 | 2.5846 | 46.421 | 0 | 0 | 0
531 | 85.4733 | 0 | 85.4733 | 45.1835 | 2 | 8.2396 | 10 | 20.0501 | 0 | 20.0501 | 0 | 0 | 0 | 0 | 0 | 0 | 0 | 0 | 0 | 0 | 57.1835 | 0 | 2.5642 | 47.8165 | 0 | 0 | 0
532 | 84.256 | 0 | 84.256 | 46.1967 | 2 | 8.3856 | 10 | 17.6737 | 0 | 17.6737 | 0 | 0 | 0 | 0 | 0 | 0 | 0 | 0 | 0 | 0 | 58.1967 | 0 | 2.5277 | 46.8033 | 0 | 0 | 0
533 | 87.7987 | 0 | 87.7987 | 48.4231 | 2 | 8.7064 | 10 | 18.6692 | 0 | 18.6692 | 0 | 0 | 0 | 0 | 0 | 0 | 0 | 0 | 0 | 0 | 60.4231 | 0 | 2.634 | 44.5769 | 0 | 0 | 0
534 | 87.804 | 0 | 87.804 | 50.3158 | 2 | 8.9791 | 10 | 16.5091 | 0 | 16.5091 | 0 | 0 | 0 | 0 | 0 | 0 | 0 | 0 | 0 | 0 | 62.3158 | 0 | 2.6341 | 42.6842 | 0 | 0 | 0
535 | 85.2748 | 0 | 85.2748 | 42.9 | 2 | 7.1396 | 4.6494 | 15.9347 | 12.6512 | 15.9347 | 12.6512 | 0 | 0 | 0 | 0 | 0 | 0 | 0 | 0 | 0 | 49.5494 | 0 | 2.5582 | 55.4506 | 0 | 0 | 0
536 | 83.9289 | 0 | 83.9289 | 42.9 | 2 | 7.1054e-15 | 4 | 17.0939 | 29.1286 | 17.0939 | 29.1286 | 0 | 0 | 11.1936 | 0 | 0 | 0 | 11.1936 | 0 | 10.0743 | 48.9 | 0 | 2.5179 | 60.8489 | 0 | 0 | 0
537 | 84.9979 | 0 | 84.9979 | 42.9 | 2 | 0 | 4 | 17.403 | 37.2089 | 17.403 | 37.2089 | 0 | 0 | 12 | 0 | 6.5141 | 0 | 18.5141 | 0 | 26.88 | 48.9 | 0 | 2.5499 | 59.9269 | 0 | 0 | 0
538 | 82.9949 | 0 | 82.9949 | 42.9 | 2 | 0 | 4 | 16.6898 | 44.7554 | 15.2365 | 40.8584 | 1.4533 | 3.8971 | 12 | 0 | 10 | 0 | 22 | 0 | 46.8995 | 48.9 | 0 | 2.4898 | 58.814 | 0 | 0 | 0
539 | 84.2529 | 0 | 84.2529 | 42.9 | 2 | 1.4211e-14 | 4 | 15.9524 | 52.0212 | 12.3284 | 40.2035 | 3.6239 | 11.8178 | 12 | 0 | 5.179 | 0 | 17.179 | 0 | 62.4743 | 48.9 | 0 | 2.5276 | 58.1503 | 0 | 1.7764e-14 | 0
540 | 85.0203 | 0 | 85.0203 | 42.9 | 2 | 0 | 4 | 15.6397 | 55 | 9.3564 | 32.9035 | 6.2833 | 22.0965 | 6.1397 | 0 | 0 | 0 | 6.1397 | 0 | 68 | 48.9 | 0 | 2.5506 | 67.9111 | 0 | 9.77e-15 | 0
541 | 83.3781 | 0 | 83.3781 | 42.9 | 2 | 7.1054e-15 | 4 | 15.8466 | 53.633 | 7.8636 | 26.6145 | 7.983 | 27.0185 | 0 | 0 | 0 | 0 | 0 | 0 | 68 | 48.9 | 0 | 2.5013 | 79.8504 | 0 | 0 | 0
542 | 81.7888 | 0 | 81.7888 | 42.9 | 2 | 0 | 4 | 16.1161 | 49.6826 | 8.0555 | 24.8333 | 8.0607 | 24.8493 | 0 | 0 | 0 | 0 | 0 | 0 | 68 | 48.9 | 0 | 2.4537 | 80.1138 | 0 | 0 | -1.4211e-14
543 | 80.5523 | 0 | 80.5523 | 42.9 | 2 | 0 | 4 | 16.6515 | 32.6673 | 10.6867 | 20.9655 | 5.9647 | 11.7018 | 0 | 0 | 0 | 0 | 0 | 0 | 68 | 48.9 | 0 | 2.4166 | 82.0337 | 0 | 0 | 0
544 | 87.1078 | 0 | 87.1078 | 42.9 | 2 | 0 | 4 | 17.6376 | 27.062 | 15.0761 | 23.1317 | 2.5615 | 3.9303 | 0 | 0 | 0 | 0 | 0 | 0 | 68 | 48.9 | 0 | 2.6132 | 83.441 | 0 | 1.4211e-14 | 0
545 | 87.7272 | 0 | 87.7272 | 42.9 | 2 | 5.6003 | 4 | 19.0338 | 14.1931 | 19.0338 | 14.1931 | 0 | 0 | 0 | 0 | 0 | 0 | 0 | 0 | 68 | 48.9 | 0 | 2.6318 | 79.3637 | 0 | 0 | 0
546 | 95.4844 | 0 | 95.4844 | 42.9 | 2 | 7.0006 | 4 | 18.2399 | 6.2381e-15 | 18.2399 | 6.2381e-15 | 0 | 0 | 0 | 11.3439 | 0 | 10 | 0 | 21.3439 | 44.5492 | 48.9 | 0 | 2.8645 | 59.4839 | 0 | 1.4211e-14 | 0
547 | 97.5176 | 0 | 97.5176 | 42.9 | 2 | 10.0061 | 4.1043 | 18.068 | 0 | 18.068 | 0 | 0 | 0 | 0 | 12 | 0 | 8.4391 | 0 | 20.4391 | 22.0624 | 49.0043 | 0 | 2.9255 | 55.9957 | 0 | 1.4211e-14 | 0
548 | 106.8775 | 0 | 106.8775 | 52.2053 | 2 | 10.9805 | 10 | 19.6917 | 0 | 19.6917 | 0 | 0 | 0 | 0 | 12 | 0 | 0 | 0 | 12 | 8.729 | 64.2053 | 0 | 3.2063 | 40.7947 | 0 | 0 | 0
549 | 101.6868 | 0 | 101.6868 | 51.7338 | 2 | 10.3154 | 10 | 19.7814 | 0 | 19.7814 | 0 | 0 | 0 | 0 | 7.8561 | 0 | 0 | 0 | 7.8561 | 0 | 63.7338 | 0 | 3.0506 | 41.2662 | 0 | 0 | 0
550 | 97.5741 | 0 | 97.5741 | 55 | 2.5459 | 9.7327 | 10 | 20.2954 | 0 | 20.2954 | 0 | 0 | 0 | 0 | 0 | 0 | 0 | 0 | 0 | 0 | 67.5459 | 0 | 2.9272 | 37.4541 | 0 | 0 | 0
551 | 94.395 | 0 | 94.395 | 53.9855 | 2 | 9.5079 | 10 | 18.9016 | 0 | 18.9016 | 0 | 0 | 0 | 0 | 0 | 0 | 0 | 0 | 0 | 0 | 65.9855 | 0 | 2.8318 | 39.0145 | 0 | 0 | 0
552 | 82.8336 | 0 | 82.8336 | 42.9 | 2 | 7.8689 | 9.7107 | 20.354 | 0 | 20.354 | 0 | 0 | 0 | 0 | 0 | 0 | 0 | 0 | 0 | 0 | 54.6107 | 0 | 2.485 | 50.3893 | 0 | 0 | 0
553 | 84.3902 | 0 | 84.3902 | 44.5312 | 2 | 8.1456 | 10 | 19.7134 | 0 | 19.7134 | 0 | 0 | 0 | 0 | 0 | 0 | 0 | 0 | 0 | 0 | 56.5312 | 0 | 2.5317 | 48.4688 | 0 | 0 | 0
554 | 84.1127 | 0 | 84.1127 | 44.6776 | 2 | 8.1667 | 10 | 19.2684 | 0 | 19.2684 | 0 | 0 | 0 | 0 | 0 | 0 | 0 | 0 | 0 | 0 | 56.6776 | 0 | 2.5234 | 48.3224 | 0 | 0 | 0
555 | 85.9902 | 0 | 85.9902 | 45.7196 | 2 | 8.3168 | 10 | 19.9538 | 0 | 19.9538 | 0 | 0 | 0 | 0 | 0 | 0 | 0 | 0 | 0 | 0 | 57.7196 | 0 | 2.5797 | 47.2804 | 0 | 0 | 0
556 | 86.2828 | 0 | 86.2828 | 47.4843 | 2 | 8.5711 | 10 | 18.2274 | 0 | 18.2274 | 0 | 0 | 0 | 0 | 0 | 0 | 0 | 0 | 0 | 0 | 59.4843 | 0 | 2.5885 | 45.5157 | 0 | 0 | 0
557 | 85.2482 | 0 | 85.2482 | 45.3591 | 2 | 8.2649 | 10 | 19.6242 | 0 | 19.6242 | 0 | 0 | 0 | 0 | 0 | 0 | 0 | 0 | 0 | 0 | 57.3591 | 0 | 2.5574 | 47.6409 | 0 | 0 | 0
558 | 87.3075 | 0 | 87.3075 | 47.125 | 2 | 8.5193 | 10 | 19.6631 | 0 | 19.6631 | 0 | 0 | 0 | 0 | 0 | 0 | 0 | 0 | 0 | 0 | 59.125 | 0 | 2.6192 | 45.875 | 0 | 0 | 0
559 | 86.1301 | 0 | 86.1301 | 42.9 | 2 | 7.1895 | 4.9954 | 17.0073 | 12.0379 | 17.0073 | 12.0379 | 0 | 0 | 0 | 0 | 0 | 0 | 0 | 0 | 0 | 49.8954 | 0 | 2.5839 | 55.1046 | 0 | 0 | 0
560 | 85.329 | 0 | 85.329 | 42.9 | 2 | 0 | 4 | 19.0292 | 22.1415 | 19.0292 | 22.1415 | 0 | 0 | 4.7417 | 0 | 0 | 0 | 4.7417 | 0 | 4.2675 | 48.9 | 0 | 2.5599 | 61.6614 | 0 | 0 | 0
561 | 86.4599 | 0 | 86.4599 | 42.9 | 2 | 7.1054e-15 | 4 | 17.5557 | 31.3424 | 17.5557 | 31.3424 | 0 | 0 | 11.3382 | 0 | 0 | 0 | 11.3382 | 0 | 14.4719 | 48.9 | 0 | 2.5938 | 60.8307 | 0 | 0 | 0
562 | 87.5495 | 0 | 87.5495 | 42.9 | 2 | 1.4211e-14 | 4 | 17.7478 | 37.1545 | 17.7478 | 37.1545 | 0 | 0 | 12 | 0 | 4.2528 | 0 | 16.2528 | 0 | 29.1928 | 48.9 | 0 | 2.6265 | 60.2117 | 0 | 0 | 0
563 | 87.3907 | 0 | 87.3907 | 42.9 | 2 | 0 | 4 | 18.5311 | 47.0229 | 17.0998 | 43.3909 | 1.4313 | 3.6319 | 12 | 0 | 10 | 0 | 22 | 0 | 49.2123 | 48.9 | 0 | 2.6217 | 58.8502 | 0 | 1.4211e-14 | 0
564 | 83.3906 | 0 | 83.3906 | 42.9 | 2 | 0 | 4 | 18.4831 | 43.9333 | 15.9703 | 37.9605 | 2.5128 | 5.9728 | 12 | 0 | 7.4402 | 0 | 19.4402 | 0 | 66.8719 | 48.9 | 0 | 2.5017 | 58.7416 | 0 | 1.7764e-14 | 0
565 | 82.9692 | 0 | 82.9692 | 42.9 | 2 | 0 | 4 | 18.2668 | 47.0733 | 9.875 | 25.4477 | 8.3918 | 21.6256 | 1.2535 | 0 | 0 | 0 | 1.2535 | 0 | 68 | 48.9 | 0 | 2.4891 | 68.3203 | 0 | 3.1086e-15 | 0
566 | 82.4947 | 0 | 82.4947 | 42.9 | 2 | 0 | 4 | 17.6852 | 39.481 | 10.393 | 23.2017 | 7.2922 | 16.2793 | 0 | 0 | 0 | 0 | 0 | 0 | 68 | 48.9 | 0 | 2.4748 | 81.29 | 0 | 0 | 0
567 | 82.6126 | 0 | 82.6126 | 42.9 | 2 | 0 | 4 | 16.3944 | 31.9494 | 11.4327 | 22.2799 | 4.9618 | 9.6695 | 0 | 0 | 0 | 0 | 0 | 0 | 68 | 48.9 | 0 | 2.4784 | 82.4159 | 0 | 0 | 0
568 | 88.5092 | 0 | 88.5092 | 42.9 | 2 | 0 | 4 | 18.131 | 22.276 | 17.773 | 21.8362 | 0.358 | 0.43985 | 0 | 0 | 0 | 0 | 0 | 0 | 68 | 48.9 | 0 | 2.6553 | 84.1581 | 0 | 0 | 0
569 | 93.1181 | 0 | 93.1181 | 42.9 | 2 | 5.8795 | 4 | 17.6673 | 11.3454 | 17.6673 | 11.3454 | 0 | 0 | 0 | 0 | 0 | 9.326 | 0 | 9.326 | 57.8846 | 48.9 | 0 | 2.7935 | 70.9682 | 0 | 0 | -1.4211e-14
570 | 97.7022 | 0 | 97.7022 | 42.9 | 2 | 9.5477 | 4 | 18.1414 | 5.7664e-15 | 18.1414 | 5.7664e-15 | 0 | 0 | 0 | 12 | 0 | 9.1131 | 0 | 21.1131 | 34.6667 | 48.9 | 0 | 2.9311 | 56.5725 | 0 | 0 | 0
571 | 102.1323 | 0 | 102.1323 | 48.1894 | 2 | 10.4018 | 10 | 19.541 | 0 | 19.541 | 0 | 0 | 0 | 0 | 12 | 0 | 0 | 0 | 12 | 21.3333 | 60.1894 | 0 | 3.064 | 44.8106 | 0 | 0 | 0
572 | 105.0803 | 0 | 105.0803 | 51.9108 | 2 | 10.938 | 10 | 18.2315 | 0 | 18.2315 | 0 | 0 | 0 | 0 | 12 | 0 | 0 | 0 | 12 | 8 | 63.9108 | 0 | 3.1524 | 41.0892 | 0 | 0 | 0
573 | 101.2955 | 0 | 101.2955 | 52.4609 | 2 | 10.3257 | 10 | 19.309 | 0 | 19.309 | 0 | 0 | 0 | 0 | 7.2 | 0 | 0 | 0 | 7.2 | 0 | 64.4609 | 0 | 3.0389 | 40.5391 | 0 | 0 | 0
574 | 98.9263 | 0 | 98.9263 | 55 | 4.6103 | 10.0302 | 10 | 19.2858 | 0 | 19.2858 | 0 | 0 | 0 | 0 | 0 | 0 | 0 | 0 | 0 | 0 | 69.6103 | 0 | 2.9678 | 35.3897 | 0 | 0 | 0
575 | 95.421 | 0 | 95.421 | 55 | 2.3488 | 9.7043 | 10 | 18.3679 | 0 | 18.3679 | 0 | 0 | 0 | 0 | 0 | 0 | 0 | 0 | 0 | 0 | 67.3488 | 0 | 2.8626 | 37.6512 | 0 | 0 | 0
576 | 82.5906 | 0 | 82.5906 | 42.9161 | 2 | 7.9129 | 10 | 19.7616 | 0 | 19.7616 | 0 | 0 | 0 | 0 | 0 | 0 | 0 | 0 | 0 | 0 | 54.9161 | 0 | 2.4777 | 50.0839 | 0 | 0 | 0
577 | 83.8587 | 0 | 83.8587 | 42.9077 | 2 | 7.9117 | 10 | 21.0393 | 0 | 21.0393 | 0 | 0 | 0 | 0 | 0 | 0 | 0 | 0 | 0 | 0 | 54.9077 | 0 | 2.5158 | 50.0923 | 0 | 0 | 0
578 | 84.5917 | 0 | 84.5917 | 44.8379 | 2 | 8.1898 | 10 | 19.5639 | 0 | 19.5639 | 0 | 0 | 0 | 0 | 0 | 0 | 0 | 0 | 0 | 0 | 56.8379 | 0 | 2.5377 | 48.1621 | 0 | 0 | 0
579 | 86.9227 | 0 | 86.9227 | 46.1731 | 2 | 8.3822 | 10 | 20.3673 | 0 | 20.3673 | 0 | 0 | 0 | 0 | 0 | 0 | 0 | 0 | 0 | 0 | 58.1731 | 0 | 2.6077 | 46.8269 | 0 | 0 | -1.4211e-14
580 | 83.4878 | 0 | 83.4878 | 42.9 | 2 | 7.6115 | 7.9246 | 23.0517 | 0 | 23.0517 | 0 | 0 | 0 | 0 | 0 | 0 | 0 | 0 | 0 | 0 | 52.8246 | 0 | 2.5046 | 52.1754 | 0 | 0 | 0
581 | 85.0043 | 0 | 85.0043 | 45.1136 | 2 | 8.2295 | 10 | 19.6613 | 0 | 19.6613 | 0 | 0 | 0 | 0 | 0 | 0 | 0 | 0 | 0 | 0 | 57.1136 | 0 | 2.5501 | 47.8864 | 0 | 0 | 0
582 | 87.1211 | 0 | 87.1211 | 47.4981 | 2 | 8.5731 | 10 | 19.0498 | 0 | 19.0498 | 0 | 0 | 0 | 0 | 0 | 0 | 0 | 0 | 0 | 0 | 59.4981 | 0 | 2.6136 | 45.5019 | 0 | 0 | 0
583 | 86.9729 | 0 | 86.9729 | 42.9 | 2 | 6.9724 | 4 | 18.8125 | 12.288 | 18.8125 | 12.288 | 0 | 0 | 0 | 0 | 0 | 0 | 0 | 0 | 0 | 48.9 | 0 | 2.6092 | 56.1644 | 0 | 0 | 0
584 | 85.0502 | 0 | 85.0502 | 42.9 | 2 | 0 | 4 | 16.6628 | 23.5932 | 16.6628 | 23.5932 | 0 | 0 | 4.1058 | 0 | 0 | 0 | 4.1058 | 0 | 3.6952 | 48.9 | 0 | 2.5515 | 61.7415 | 0 | 0 | 0
585 | 82.7263 | 0 | 82.7263 | 42.9 | 2 | 0 | 4 | 18.9836 | 32.5617 | 18.9836 | 32.5617 | 0 | 0 | 12 | 0 | 5.719 | 0 | 17.719 | 0 | 19.7679 | 48.9 | 0 | 2.4818 | 60.027 | 0 | 0 | 0
586 | 83.0247 | 0 | 83.0247 | 42.9 | 2 | 0 | 4 | 18.1364 | 40.1169 | 17.4737 | 38.651 | 0.66272 | 1.4659 | 12 | 0 | 10 | 0 | 22 | 0 | 39.7874 | 48.9 | 0 | 2.4907 | 59.2198 | 0 | 1.4211e-14 | 0
587 | 84.1772 | 0 | 84.1772 | 42.9 | 2 | 7.1054e-15 | 4 | 18.3558 | 46.5915 | 15.0502 | 38.201 | 3.3056 | 8.3905 | 12 | 0 | 5.974 | 0 | 17.974 | 0 | 56.0952 | 48.9 | 0 | 2.5253 | 58.5219 | 0 | 3.5527e-15 | 0
588 | 83.3792 | 0 | 83.3792 | 42.9 | 2 | 7.1054e-15 | 4 | 18.2694 | 46.7486 | 13.0602 | 33.419 | 5.2092 | 13.3296 | 12 | 0 | 0 | 0 | 12 | 0 | 66.8952 | 48.9 | 0 | 2.5014 | 68.4125 | 0 | 0 | 0
589 | 81.03 | 0 | 81.03 | 42.9 | 2 | 0 | 4 | 16.0201 | 43.0832 | 9.0416 | 24.316 | 6.9784 | 18.7673 | 1.2276 | 0 | 0 | 0 | 1.2276 | 0 | 68 | 48.9 | 0 | 2.4309 | 68.8615 | 0 | 9.5479e-15 | 0
590 | 79.8077 | 0 | 79.8077 | 42.9 | 2 | 7.1054e-15 | 4 | 16.9497 | 42.4475 | 8.8199 | 22.0878 | 8.1298 | 20.3597 | 0 | 0 | 0 | 0 | 0 | 0 | 68 | 48.9 | 0 | 2.3942 | 80.6706 | 0 | 0 | 0
591 | 80.4422 | 0 | 80.4422 | 42.9 | 2 | 7.1054e-15 | 4 | 17.9846 | 32.4851 | 11.2399 | 20.3023 | 6.7447 | 12.1828 | 0 | 0 | 0 | 0 | 0 | 0 | 68 | 48.9 | 0 | 2.4133 | 81.8748 | 0 | 1.4211e-14 | 0
592 | 85.564 | 0 | 85.564 | 42.9 | 2 | 7.1054e-15 | 4 | 17.8359 | 22.4092 | 16.2488 | 20.4152 | 1.587 | 1.994 | 0 | 0 | 0 | 0 | 0 | 0 | 68 | 48.9 | 0 | 2.5669 | 83.8076 | 0 | 0 | 0
593 | 89.3687 | 0 | 89.3687 | 42.9 | 2 | 7.686 | 4.2472 | 16.7074 | 11.6337 | 16.7074 | 11.6337 | 0 | 0 | 0 | 0 | 0 | 4.1943 | 0 | 4.1943 | 63.4506 | 49.1472 | 0 | 2.6811 | 73.6585 | 0 | 0 | 0
594 | 96.2155 | 0 | 96.2155 | 42.9 | 2 | 8.0201 | 4 | 18.5886 | 6.3777e-15 | 18.5886 | 6.3777e-15 | 0 | 0 | 0 | 10.7068 | 0 | 10 | 0 | 20.7068 | 40.7076 | 48.9 | 0 | 2.8865 | 59.1496 | 0 | 0 | 0
595 | 99.1096 | 0 | 99.1096 | 42.9 | 2 | 10.2217 | 9.7945 | 17.9487 | 0 | 17.9487 | 0 | 0 | 0 | 0 | 12 | 0 | 4.2448 | 0 | 16.2448 | 22.7702 | 54.6945 | 0 | 2.9733 | 50.3055 | 0 | 0 | 0
596 | 105.6698 | 0 | 105.6698 | 52.0539 | 2 | 10.9586 | 10 | 18.6573 | 0 | 18.6573 | 0 | 0 | 0 | 0 | 12 | 0 | 8.1886e-16 | 0 | 12 | 9.4368 | 64.0539 | 0 | 3.1701 | 40.9461 | 0 | 0 | 0
597 | 101.1827 | 0 | 101.1827 | 51.1724 | 2 | 10.3263 | 10 | 19.1908 | 0 | 19.1908 | 0 | 0 | 0 | 0 | 8.4932 | 0 | 0 | 0 | 8.4932 | 0 | 63.1724 | 0 | 3.0355 | 41.8276 | 0 | 0 | -1.4211e-14
598 | 96.8184 | 0 | 96.8184 | 55 | 2.6929 | 9.7539 | 10 | 19.3716 | 0 | 19.3716 | 0 | 0 | 0 | 0 | 0 | 0 | 0 | 0 | 0 | 0 | 67.6929 | 0 | 2.9046 | 37.3071 | 0 | 0 | 0
599 | 90.6235 | 0 | 90.6235 | 49.279 | 2 | 8.8297 | 10 | 20.5148 | 0 | 20.5148 | 0 | 0 | 0 | 0 | 0 | 0 | 0 | 0 | 0 | 0 | 61.279 | 0 | 2.7187 | 43.721 | 0 | 0 | 0
600 | 80.2294 | 0 | 80.2294 | 42.9 | 2 | 7.9035 | 9.9509 | 17.475 | 0 | 17.475 | 0 | 0 | 0 | 0 | 0 | 0 | 0 | 0 | 0 | 0 | 54.8509 | 0 | 2.4069 | 50.1491 | 0 | 0 | 0
601 | 84.6881 | 0 | 84.6881 | 46.2762 | 2 | 8.397 | 10 | 18.0149 | 0 | 18.0149 | 0 | 0 | 0 | 0 | 0 | 0 | 0 | 0 | 0 | 0 | 58.2762 | 0 | 2.5406 | 46.7238 | 0 | 0 | 0
602 | 83.3171 | 0 | 83.3171 | 45.0797 | 2 | 8.2246 | 10 | 18.0127 | 0 | 18.0127 | 0 | 0 | 0 | 0 | 0 | 0 | 0 | 0 | 0 | 0 | 57.0797 | 0 | 2.4995 | 47.9203 | 0 | 0 | 0
603 | 82.5076 | 0 | 82.5076 | 43.5133 | 2 | 7.9989 | 10 | 18.9954 | 0 | 18.9954 | 0 | 0 | 0 | 0 | 0 | 0 | 0 | 0 | 0 | 0 | 55.5133 | 0 | 2.4752 | 49.4867 | 0 | 0 | 0
604 | 83.1012 | 0 | 83.1012 | 44.9414 | 2 | 8.2047 | 10 | 17.955 | 0 | 17.955 | 0 | 0 | 0 | 0 | 0 | 0 | 0 | 0 | 0 | 0 | 56.9414 | 0 | 2.493 | 48.0586 | 0 | 0 | 0
605 | 85.7258 | 0 | 85.7258 | 47.6501 | 2 | 8.595 | 10 | 17.4807 | 0 | 17.4807 | 0 | 0 | 0 | 0 | 0 | 0 | 0 | 0 | 0 | 0 | 59.6501 | 0 | 2.5718 | 45.3499 | 0 | 0 | 0
606 | 84.3311 | 0 | 84.3311 | 46.2792 | 2 | 8.3975 | 10 | 17.6543 | 0 | 17.6543 | 0 | 0 | 0 | 0 | 0 | 0 | 0 | 0 | 0 | 0 | 58.2792 | 0 | 2.5299 | 46.7208 | 0 | 0 | -1.4211e-14
607 | 86.9743 | 0 | 86.9743 | 42.9 | 2 | 7.5087 | 7.2107 | 17.5052 | 9.8499 | 17.5052 | 9.8499 | 0 | 0 | 0 | 0 | 0 | 0 | 0 | 0 | 0 | 52.1107 | 0 | 2.6092 | 52.8893 | 0 | 0 | -1.4211e-14
608 | 85.2087 | 0 | 85.2087 | 42.9 | 2 | 0 | 4 | 17.1367 | 20.304 | 17.1367 | 20.304 | 0 | 0 | 1.132 | 0 | 0 | 0 | 1.132 | 0 | 1.0188 | 48.9 | 0 | 2.5563 | 62.1161 | 0 | 0 | 0
609 | 83.9105 | 0 | 83.9105 | 42.9 | 2 | 0 | 4 | 16.5808 | 29.3623 | 16.5808 | 29.3623 | 0 | 0 | 10.9327 | 0 | 0 | 0 | 10.9327 | 0 | 10.8582 | 48.9 | 0 | 2.5173 | 60.8817 | 0 | 0 | 0
610 | 85.6 | 0 | 85.6 | 42.9 | 2 | 1.4211e-14 | 4 | 15.3604 | 39.3568 | 15.3604 | 39.3568 | 0 | 0 | 12 | 0 | 6.0172 | 0 | 18.0172 | 0 | 27.2058 | 48.9 | 0 | 2.568 | 59.9895 | 0 | 0 | 0
611 | 81.2783 | 0 | 81.2783 | 42.9 | 2 | 0 | 4 | 15.8024 | 38.691 | 15.769 | 38.6093 | 0.033356 | 0.081669 | 12 | 0 | 10 | 0 | 22 | 0 | 47.2253 | 48.9 | 0 | 2.4384 | 59.4734 | 0 | 0 | 0
612 | 80.7472 | 0 | 80.7472 | 42.9 | 2 | 7.1054e-15 | 4 | 14.6026 | 40.971 | 13.0128 | 36.5103 | 1.5898 | 4.4606 | 12 | 0 | 5.6759 | 0 | 17.6759 | 0 | 63.2582 | 48.9 | 0 | 2.4224 | 59.2705 | 0 | 3.5527e-15 | 0
613 | 81.8931 | 0 | 81.8931 | 42.9 | 2 | 0 | 4 | 14.665 | 36.1005 | 11.053 | 27.2088 | 3.612 | 8.8916 | 5.2687 | 0 | 0 | 0 | 5.2687 | 0 | 68 | 48.9 | 0 | 2.4568 | 70.0203 | 0 | 7.9936e-15 | 0
614 | 78.3615 | 0 | 78.3615 | 42.9 | 2 | 7.1054e-15 | 4 | 13.9084 | 33.4431 | 8.6536 | 20.8079 | 5.2548 | 12.6352 | 0 | 0 | 0 | 0 | 0 | 0 | 68 | 48.9 | 0 | 2.3508 | 82.0055 | 0 | 0 | 0
615 | 78.7557 | 0 | 78.7557 | 42.9 | 2 | 7.1054e-15 | 4 | 15.5731 | 30.1064 | 10.1784 | 19.6772 | 5.3947 | 10.4292 | 0 | 0 | 0 | 0 | 0 | 0 | 68 | 48.9 | 0 | 2.3627 | 82.2657 | 0 | 0 | 0
616 | 83.7575 | 0 | 83.7575 | 42.9 | 2 | 7.1054e-15 | 4 | 15.3618 | 22.4962 | 14.1443 | 20.7132 | 1.2175 | 1.783 | 0 | 0 | 0 | 0 | 0 | 0 | 68 | 48.9 | 0 | 2.5127 | 83.8807 | 0 | 0 | 0
617 | 90.6841 | 0 | 90.6841 | 42.9 | 2 | 7.9487 | 4.2856 | 16.3725 | 11.1986 | 16.3725 | 11.1986 | 0 | 0 | 0 | 0 | 0 | 5.9788 | 0 | 5.9788 | 61.5151 | 49.1856 | 0 | 2.7205 | 71.8357 | 0 | 0 | 0
618 | 92.0408 | 0 | 92.0408 | 42.9 | 2 | 8.2145 | 4 | 15.7561 | 5.0361e-15 | 15.7561 | 5.0361e-15 | 0 | 0 | 0 | 9.1702 | 0 | 10 | 0 | 19.1702 | 40.4795 | 48.9 | 0 | 2.7612 | 60.3228 | 0 | 0 | 0
619 | 97.2787 | 0 | 97.2787 | 43.2822 | 2 | 10.0492 | 10 | 17.487 | 0 | 17.487 | 0 | 0 | 0 | 0 | 12 | 0 | 2.4603 | 0 | 14.4603 | 24.4775 | 55.2822 | 0 | 2.9184 | 49.7178 | 0 | 0 | 0
620 | 103.7834 | 0 | 103.7834 | 51.7576 | 2 | 10.9159 | 10 | 17.1099 | 0 | 17.1099 | 0 | 0 | 0 | 0 | 12 | 0 | 0 | 0 | 12 | 11.1442 | 63.7576 | 0 | 3.1135 | 41.2424 | 0 | 0 | -1.4211e-14
621 | 98.4142 | 0 | 98.4142 | 48.6061 | 2 | 10.178 | 10 | 17.6003 | 0 | 17.6003 | 0 | 0 | 0 | 0 | 10.0298 | 0 | 0 | 0 | 10.0298 | 0 | 60.6061 | 0 | 2.9524 | 44.3939 | 0 | 0 | 0
622 | 92.6578 | 0 | 92.6578 | 52.8011 | 2 | 9.3372 | 10 | 18.5196 | 0 | 18.5196 | 0 | 0 | 0 | 0 | 0 | 0 | 0 | 0 | 0 | 0 | 64.8011 | 0 | 2.7797 | 40.1989 | 0 | 0 | 0
623 | 88.8793 | 0 | 88.8793 | 49.2358 | 2 | 8.8235 | 10 | 18.82 | 0 | 18.82 | 0 | 0 | 0 | 0 | 0 | 0 | 0 | 0 | 0 | 0 | 61.2358 | 0 | 2.6664 | 43.7642 | 0 | 0 | 0
624 | 82.4385 | 0 | 82.4385 | 48.011 | 2 | 8.647 | 10 | 13.7805 | 0 | 13.7805 | 0 | 0 | 0 | 0 | 0 | 0 | 0 | 0 | 0 | 0 | 60.011 | 0 | 2.4732 | 44.989 | 0 | 0 | 0
625 | 81.2713 | 0 | 81.2713 | 46.192 | 2 | 8.3849 | 10 | 14.6944 | 0 | 14.6944 | 0 | 0 | 0 | 0 | 0 | 0 | 0 | 0 | 0 | 0 | 58.192 | 0 | 2.4381 | 46.808 | 0 | 0 | 0
626 | 84.4246 | 0 | 84.4246 | 49.1954 | 2 | 8.8177 | 10 | 14.4114 | 0 | 14.4114 | 0 | 0 | 0 | 0 | 0 | 0 | 0 | 0 | 0 | 0 | 61.1954 | 0 | 2.5327 | 43.8046 | 0 | 0 | 0
627 | 80.9155 | 0 | 80.9155 | 45.9725 | 2 | 8.3533 | 10 | 14.5897 | 0 | 14.5897 | 0 | 0 | 0 | 0 | 0 | 0 | 0 | 0 | 0 | 0 | 57.9725 | 0 | 2.4275 | 47.0275 | 0 | 0 | 0
628 | 84.1665 | 0 | 84.1665 | 50.4667 | 2 | 9.0009 | 10 | 12.699 | 0 | 12.699 | 0 | 0 | 0 | 0 | 0 | 0 | 0 | 0 | 0 | 0 | 62.4667 | 0 | 2.525 | 42.5333 | 0 | 0 | 0
629 | 82.9981 | 0 | 82.9981 | 48.3815 | 2 | 8.7004 | 10 | 13.9162 | 0 | 13.9162 | 0 | 0 | 0 | 0 | 0 | 0 | 0 | 0 | 0 | 0 | 60.3815 | 0 | 2.4899 | 44.6185 | 0 | 0 | 0
630 | 85.1326 | 0 | 85.1326 | 50.9586 | 2 | 9.0717 | 10 | 13.1022 | 0 | 13.1022 | 0 | 0 | 0 | 0 | 0 | 0 | 0 | 0 | 0 | 0 | 62.9586 | 0 | 2.554 | 42.0414 | 0 | 0 | 0
631 | 85.1608 | 0 | 85.1608 | 42.9 | 2 | 7.3281 | 5.9576 | 13.6339 | 13.3412 | 13.6339 | 13.3412 | 0 | 0 | 0 | 0 | 0 | 0 | 0 | 0 | 0 | 50.8576 | 0 | 2.5548 | 54.1424 | 0 | 0 | 0
632 | 84.6359 | 0 | 84.6359 | 42.9 | 2 | 0 | 4 | 12.255 | 24.3977 | 12.255 | 24.3977 | 0 | 0 | 0.91691 | 0 | 0 | 0 | 0.91691 | 0 | 0.82522 | 48.9 | 0 | 2.5391 | 62.1431 | 0 | 0 | 0
633 | 82.5028 | 0 | 82.5028 | 42.9 | 2 | 0 | 4 | 10.5951 | 32.6216 | 10.5951 | 32.6216 | 0 | 0 | 9.6139 | 0 | 0 | 0 | 9.6139 | 0 | 9.4777 | 48.9 | 0 | 2.4751 | 61.0478 | 0 | 0 | 0
634 | 81.8601 | 0 | 81.8601 | 42.9 | 2 | 7.1054e-15 | 4 | 11.6651 | 38.2218 | 11.6651 | 38.2218 | 0 | 0 | 12 | 0 | 4.9268 | 0 | 16.9268 | 0 | 24.82 | 48.9 | 0 | 2.4558 | 60.1268 | 0 | 1.4211e-14 | 0
635 | 79.6857 | 0 | 79.6857 | 42.9 | 2 | 7.1054e-15 | 4 | 12.4401 | 47.9593 | 10.8719 | 41.9138 | 1.5681 | 6.0455 | 12 | 0 | 10 | 0 | 22 | 0 | 44.8396 | 48.9 | 0 | 2.3906 | 58.529 | 0 | 0 | 0
636 | 80.3306 | 0 | 80.3306 | 42.9 | 2 | 7.1054e-15 | 4 | 11.4458 | 46.7964 | 9.8647 | 40.3321 | 1.5811 | 6.4642 | 12 | 0 | 6.7662 | 0 | 18.7662 | 0 | 61.8777 | 48.9 | 0 | 2.4099 | 58.8819 | 0 | 3.5527e-15 | 0
637 | 80.8779 | 0 | 80.8779 | 42.9 | 2 | 1.4211e-14 | 4 | 12.1029 | 44.4509 | 8.2993 | 30.4811 | 3.8036 | 13.9698 | 6.8025 | 0 | 0 | 0 | 6.8025 | 0 | 68 | 48.9 | 0 | 2.4263 | 69.1634 | 0 | 1.2434e-14 | 0
638 | 79.7883 | 0 | 79.7883 | 42.9 | 2 | 7.1054e-15 | 4 | 9.5443 | 40.5766 | 5.8819 | 25.0063 | 3.6624 | 15.5702 | 0 | 0 | 0 | 0 | 0 | 0 | 68 | 48.9 | 0 | 2.3936 | 81.8364 | 0 | 0 | 0
639 | 80.5574 | 0 | 80.5574 | 42.9 | 2 | 0 | 4 | 11.41 | 35.3019 | 7.7328 | 23.9246 | 3.6773 | 11.3773 | 0 | 0 | 0 | 0 | 0 | 0 | 68 | 48.9 | 0 | 2.4167 | 82.3626 | 0 | 1.4211e-14 | 0
640 | 85.2898 | 0 | 85.2898 | 42.9 | 2 | 0.65369 | 4 | 11.8237 | 23.9124 | 11.8237 | 23.9124 | 0 | 0 | 0 | 0 | 0 | 0 | 0 | 0 | 68 | 48.9 | 0 | 2.5587 | 83.6873 | 0 | 1.4211e-14 | 0
641 | 88.3452 | 0 | 88.3452 | 42.9 | 2 | 6.5096 | 4 | 12.4377 | 13.2678 | 12.4377 | 13.2678 | 0 | 0 | 0 | 0 | 0 | 7.23 | 0 | 7.23 | 60.158 | 48.9 | 0 | 2.6504 | 72.2494 | 0 | 1.4211e-14 | 0
642 | 93.9396 | 0 | 93.9396 | 42.9 | 2 | 9.8855 | 4 | 13.1542 | 6.5188e-15 | 13.1542 | 6.5188e-15 | 0 | 0 | 0 | 12 | 0 | 10 | 0 | 22 | 35.9781 | 48.9 | 0 | 2.8182 | 56.3889 | 0 | 0 | 0
643 | 96.6408 | 0 | 96.6408 | 46.7247 | 2 | 10.365 | 10 | 14.342 | 0 | 14.342 | 0 | 0 | 0 | 0 | 12 | 0 | 1.2091 | 0 | 13.2091 | 21.3333 | 58.7247 | 0 | 2.8992 | 46.2753 | 0 | 0 | 0
644 | 104.527 | 0 | 104.527 | 55 | 3.4812 | 11.5966 | 10 | 12.4492 | 0 | 12.4492 | 0 | 0 | 0 | 0 | 12 | 0 | -2.0472e-16 | 0 | 12 | 8 | 68.4812 | 0 | 3.1358 | 36.5188 | 0 | 0 | 0
645 | 100.5256 | 0 | 100.5256 | 55 | 2.7704 | 10.8025 | 10 | 14.7528 | 0 | 14.7528 | 0 | 0 | 0 | 0 | 7.2 | 0 | 0 | 0 | 7.2 | 0 | 67.7704 | 0 | 3.0158 | 37.2296 | 0 | 0 | 0
646 | 92.8833 | 0 | 92.8833 | 55 | 3.5298 | 9.8745 | 10 | 14.479 | 0 | 14.479 | 0 | 0 | 0 | 0 | 0 | 0 | 0 | 0 | 0 | 0 | 68.5298 | 0 | 2.7865 | 36.4702 | 0 | 0 | 0
647 | 88.5485 | 0 | 88.5485 | 52.7507 | 2 | 9.33 | 10 | 14.4678 | 0 | 14.4678 | 0 | 0 | 0 | 0 | 0 | 0 | 0 | 0 | 0 | 0 | 64.7507 | 0 | 2.6565 | 40.2493 | 0 | 0 | 0
648 | 78.2599 | 0 | 78.2599 | 42.9 | 2 | 7.6501 | 8.192 | 17.5179 | 0 | 17.5179 | 0 | 0 | 0 | 0 | 0 | 0 | 0 | 0 | 0 | 0 | 53.092 | 0 | 2.3478 | 51.908 | 0 | 0 | 0
649 | 81.01 | 0 | 81.01 | 43.6277 | 2 | 8.0154 | 10 | 17.3669 | 0 | 17.3669 | 0 | 0 | 0 | 0 | 0 | 0 | 0 | 0 | 0 | 0 | 55.6277 | 0 | 2.4303 | 49.3723 | 0 | 0 | 0
650 | 82.9404 | 0 | 82.9404 | 45.8553 | 2 | 8.3364 | 10 | 16.7487 | 0 | 16.7487 | 0 | 0 | 0 | 0 | 0 | 0 | 0 | 0 | 0 | 0 | 57.8553 | 0 | 2.4882 | 47.1447 | 0 | 0 | -1.4211e-14
651 | 82.4068 | 0 | 82.4068 | 43.9237 | 2 | 8.0581 | 10 | 18.425 | 0 | 18.425 | 0 | 0 | 0 | 0 | 0 | 0 | 0 | 0 | 0 | 0 | 55.9237 | 0 | 2.4722 | 49.0763 | 0 | 0 | 0
652 | 83.8668 | 0 | 83.8668 | 47.7225 | 2 | 8.6055 | 10 | 15.5388 | 0 | 15.5388 | 0 | 0 | 0 | 0 | 0 | 0 | 0 | 0 | 0 | 0 | 59.7225 | 0 | 2.516 | 45.2775 | 0 | 0 | 0
653 | 81.6252 | 0 | 81.6252 | 45.4245 | 2 | 8.2743 | 10 | 15.9264 | 0 | 15.9264 | 0 | 0 | 0 | 0 | 0 | 0 | 0 | 0 | 0 | 0 | 57.4245 | 0 | 2.4488 | 47.5755 | 0 | 0 | -1.4211e-14
654 | 80.2596 | 0 | 80.2596 | 44.5053 | 2 | 8.1419 | 10 | 15.6124 | 0 | 15.6124 | 0 | 0 | 0 | 0 | 0 | 0 | 0 | 0 | 0 | 0 | 56.5053 | 0 | 2.4078 | 48.4947 | 0 | 0 | 0
655 | 81.9787 | 0 | 81.9787 | 42.9 | 2 | 7.2016 | 5.0795 | 14.0541 | 10.7435 | 14.0541 | 10.7435 | 0 | 0 | 0 | 0 | 0 | 0 | 0 | 0 | 0 | 49.9795 | 0 | 2.4594 | 55.0205 | 0 | 0 | 0
656 | 80.8454 | 0 | 80.8454 | 42.9 | 2 | 0 | 4 | 15.2213 | 22.585 | 15.2213 | 22.585 | 0 | 0 | 5.861 | 0 | 0 | 0 | 5.861 | 0 | 5.2749 | 48.9 | 0 | 2.4254 | 61.5205 | 0 | 0 | 0
657 | 80.039 | 0 | 80.039 | 42.9 | 2 | 0 | 4 | 15.0554 | 32.1671 | 15.0554 | 32.1671 | 0 | 0 | 12 | 0 | 4.0835 | 0 | 16.0835 | 0 | 19.8397 | 48.9 | 0 | 2.4012 | 60.233 | 0 | 0 | 0
658 | 79.2074 | 0 | 79.2074 | 42.9 | 2 | 0 | 4 | 15.5565 | 40.5684 | 14.4984 | 37.809 | 1.0581 | 2.7594 | 12 | 0 | 10 | 0 | 22 | 0 | 39.8593 | 48.9 | 0 | 2.3762 | 59.0071 | 0 | 0 | -1.4211e-14
659 | 81.0338 | 0 | 81.0338 | 42.9 | 2 | 0 | 4 | 13.8034 | 40.8857 | 13.0599 | 38.6834 | 0.74352 | 2.2023 | 12 | 0 | 7.6095 | 0 | 19.6095 | 0 | 57.6749 | 48.9 | 0 | 2.431 | 59.4179 | 0 | 3.5527e-15 | 0
660 | 78.7295 | 0 | 78.7295 | 42.9 | 2 | 0 | 4 | 14.2766 | 44.7718 | 9.9859 | 31.3159 | 4.2908 | 13.4559 | 11.4723 | 0 | 0 | 0 | 11.4723 | 0 | 68 | 48.9 | 0 | 2.3619 | 68.5787 | 0 | 0 | -3.5527e-15
661 | 77.842 | 0 | 77.842 | 42.9 | 2 | 0 | 4 | 14.6657 | 43.7375 | 7.2677 | 21.6744 | 7.398 | 22.0631 | 0 | 0 | 0 | 0 | 0 | 0 | 68 | 48.9 | 0 | 2.3353 | 80.5482 | 0 | 1.4211e-14 | 0
662 | 75.9429 | 0 | 75.9429 | 42.9 | 2 | 0 | 4 | 15.0262 | 38.1464 | 7.6421 | 19.4007 | 7.3841 | 18.7457 | 0 | 0 | 0 | 0 | 0 | 0 | 68 | 48.9 | 0 | 2.2783 | 80.9678 | 0 | 0 | 0
663 | 76.8772 | 0 | 76.8772 | 42.9 | 2 | 7.1054e-15 | 4 | 14.1588 | 31.5797 | 8.6606 | 19.3166 | 5.4982 | 12.2631 | 0 | 0 | 0 | 0 | 0 | 0 | 68 | 48.9 | 0 | 2.3063 | 82.0217 | 0 | 1.4211e-14 | 0
664 | 80.4266 | 0 | 80.4266 | 42.9 | 2 | 0 | 4 | 11.7865 | 23.5937 | 10.5027 | 21.0239 | 1.2838 | 2.5698 | 0 | 0 | 0 | 0 | 0 | 0 | 68 | 48.9 | 0 | 2.4128 | 83.7733 | 0 | 0 | -1.4211e-14
665 | 84.8663 | 0 | 84.8663 | 42.9 | 2 | 4.2214 | 4 | 14.2629 | 11.0216 | 14.2629 | 11.0216 | 0 | 0 | 0 | 0 | 0 | 6.4603 | 0 | 6.4603 | 60.9928 | 48.9 | 0 | 2.546 | 74.9221 | 0 | 0 | 0
666 | 92.4545 | 0 | 92.4545 | 42.9 | 2 | 5.6182 | 4 | 15.9363 | 5.6654e-15 | 15.9363 | 5.6654e-15 | 0 | 0 | 0 | 12 | 0 | 10 | 0 | 22 | 36.8129 | 48.9 | 0 | 2.7736 | 60.1187 | 0 | 0 | 0
667 | 98.4567 | 0 | 98.4567 | 46.0212 | 2 | 10.3745 | 10 | 16.0823 | 0 | 16.0823 | 0 | 0 | 0 | 0 | 12 | 0 | 1.9788 | 0 | 13.9788 | 21.3333 | 58.0212 | 0 | 2.9537 | 46.9788 | 0 | 0 | 0
668 | 100.9202 | 0 | 100.9202 | 48.2236 | 2 | 10.4067 | 10 | 18.2899 | 0 | 18.2899 | 0 | 0 | 0 | 0 | 12 | 0 | 0 | 0 | 12 | 8 | 60.2236 | 0 | 3.0276 | 44.7764 | 0 | 0 | 0
669 | 95.3108 | 0 | 95.3108 | 48.7743 | 2 | 9.7945 | 10 | 17.542 | 0 | 17.542 | 0 | 0 | 0 | 0 | 7.2 | 0 | 0 | 0 | 7.2 | 0 | 60.7743 | 0 | 2.8593 | 44.2257 | 0 | 0 | 0
670 | 91.7826 | 0 | 91.7826 | 52.782 | 2 | 9.3345 | 10 | 17.6662 | 0 | 17.6662 | 0 | 0 | 0 | 0 | 0 | 0 | 0 | 0 | 0 | 0 | 64.782 | 0 | 2.7535 | 40.218 | 0 | 0 | 0
671 | 86.8475 | 0 | 86.8475 | 48.0041 | 2 | 8.646 | 10 | 18.1974 | 0 | 18.1974 | 0 | 0 | 0 | 0 | 0 | 0 | 0 | 0 | 0 | 0 | 60.0041 | 0 | 2.6054 | 44.9959 | 0 | 0 | 0
672 | 82.1697 | 0 | 82.1697 | 42.9 | 2 | 7.6927 | 8.4876 | 21.0894 | 0 | 21.0894 | 0 | 0 | 0 | 0 | 0 | 0 | 0 | 0 | 0 | 0 | 53.3876 | 0 | 2.4651 | 51.6124 | 0 | 0 | 0
673 | 80.8792 | 0 | 80.8792 | 42.9 | 2 | 7.5553 | 7.5342 | 20.8898 | 0 | 20.8898 | 0 | 0 | 0 | 0 | 0 | 0 | 0 | 0 | 0 | 0 | 52.4342 | 0 | 2.4264 | 52.5658 | 0 | 0 | 0
674 | 83.3368 | 0 | 83.3368 | 43.6688 | 2 | 8.0213 | 10 | 19.6466 | 0 | 19.6466 | 0 | 0 | 0 | 0 | 0 | 0 | 0 | 0 | 0 | 0 | 55.6688 | 0 | 2.5001 | 49.3312 | 0 | 0 | 0
675 | 82.4463 | 0 | 82.4463 | 43.9488 | 2 | 8.0617 | 10 | 18.4358 | 0 | 18.4358 | 0 | 0 | 0 | 0 | 0 | 0 | 0 | 0 | 0 | 0 | 55.9488 | 0 | 2.4734 | 49.0512 | 0 | 0 | 0
676 | 86.4368 | 0 | 86.4368 | 46.0494 | 2 | 8.3644 | 10 | 20.0231 | 0 | 20.0231 | 0 | 0 | 0 | 0 | 0 | 0 | 0 | 0 | 0 | 0 | 58.0494 | 0 | 2.5931 | 46.9506 | 0 | 0 | 0
677 | 85.6839 | 0 | 85.6839 | 46.5009 | 2 | 8.4294 | 10 | 18.7536 | 0 | 18.7536 | 0 | 0 | 0 | 0 | 0 | 0 | 0 | 0 | 0 | 0 | 58.5009 | 0 | 2.5705 | 46.4991 | 0 | 0 | -1.4211e-14
678 | 85.3979 | 0 | 85.3979 | 45.8543 | 2 | 8.3363 | 10 | 19.2074 | 0 | 19.2074 | 0 | 0 | 0 | 0 | 0 | 0 | 0 | 0 | 0 | 0 | 57.8543 | 0 | 2.5619 | 47.1457 | 0 | 0 | 0
679 | 84.7948 | 0 | 84.7948 | 42.9 | 2 | 6.7929 | 4 | 17.2093 | 11.8926 | 17.2093 | 11.8926 | 0 | 0 | 0 | 0 | 0 | 0 | 0 | 0 | 0 | 48.9 | 0 | 2.5438 | 56.3212 | 0 | 0 | 0
680 | 84.0872 | 0 | 84.0872 | 42.9 | 2 | 7.1054e-15 | 4 | 17.0591 | 21.0664 | 17.0591 | 21.0664 | 0 | 0 | 2.9384 | 0 | 0 | 0 | 2.9384 | 0 | 2.6445 | 48.9 | 0 | 2.5226 | 61.8886 | 0 | 0 | 0
681 | 81.9823 | 0 | 81.9823 | 42.9 | 2 | 0 | 4 | 17.3668 | 31.4308 | 17.3668 | 31.4308 | 0 | 0 | 12 | 0 | 3.7154 | 0 | 15.7154 | 0 | 16.8699 | 48.9 | 0 | 2.4595 | 60.2794 | 0 | 0 | 0
682 | 84.3582 | 0 | 84.3582 | 42.9 | 2 | 0 | 4 | 18.0872 | 41.9901 | 17.2987 | 40.1595 | 0.78853 | 1.8306 | 12 | 0 | 10 | 0 | 22 | 0 | 36.8895 | 48.9 | 0 | 2.5307 | 59.158 | 0 | 0 | 0
683 | 82.2705 | 0 | 82.2705 | 42.9 | 2 | 7.1054e-15 | 4 | 17.605 | 50.254 | 13.8404 | 39.5078 | 3.7646 | 10.7462 | 12 | 0 | 7.9777 | 0 | 19.9777 | 0 | 55.0445 | 48.9 | 0 | 2.4681 | 57.915 | 0 | 3.5527e-15 | 0
684 | 84.1361 | 0 | 84.1361 | 42.9 | 2 | 0 | 4 | 16.5226 | 45.5045 | 12.5826 | 34.6535 | 3.94 | 10.851 | 12 | 0 | 0 | 0 | 12 | 0 | 65.8445 | 48.9 | 0 | 2.5241 | 68.8845 | 0 | 0 | 0
685 | 80.3058 | 0 | 80.3058 | 42.9 | 2 | 7.1054e-15 | 4 | 16.9352 | 46.899 | 8.9673 | 24.8335 | 7.9678 | 22.0655 | 2.3949 | 0 | 0 | 0 | 2.3949 | 0 | 68 | 48.9 | 0 | 2.4092 | 68.1745 | 0 | 1.5987e-14 | 0
686 | 79.1008 | 0 | 79.1008 | 42.9 | 2 | 7.1054e-15 | 4 | 16.6113 | 42.2867 | 8.5177 | 21.6831 | 8.0936 | 20.6036 | 0 | 0 | 0 | 0 | 0 | 0 | 68 | 48.9 | 0 | 2.373 | 80.6444 | 0 | 1.4211e-14 | 0
687 | 81.7007 | 0 | 81.7007 | 42.9 | 2 | 0 | 4 | 17.0133 | 34.3512 | 10.8645 | 21.9362 | 6.1488 | 12.415 | 0 | 0 | 0 | 0 | 0 | 0 | 68 | 48.9 | 0 | 2.451 | 81.9206 | 0 | 0 | 0
688 | 83.6943 | 0 | 83.6943 | 42.9 | 2 | 0 | 4 | 18.5651 | 22.8109 | 15.6119 | 19.1823 | 2.9531 | 3.6285 | 0 | 0 | 0 | 0 | 0 | 0 | 68 | 48.9 | 0 | 2.5108 | 83.4297 | 0 | 1.4211e-14 | 0
689 | 90.4564 | 0 | 90.4564 | 42.9 | 2 | 7.7086 | 5.7001 | 16.942 | 12.3076 | 16.942 | 12.3076 | 0 | 0 | 0 | 0 | 0 | 2.898 | 0 | 2.898 | 64.8566 | 50.6001 | 0 | 2.7137 | 73.5018 | 0 | 0 | -1.4211e-14
690 | 94.9201 | 0 | 94.9201 | 42.9 | 2 | 9.546 | 4 | 18.4373 | 5.9017e-15 | 18.4373 | 5.9017e-15 | 0 | 0 | 0 | 8.0368 | 0 | 10 | 0 | 18.0368 | 45.0803 | 48.9 | 0 | 2.8476 | 60.1497 | 0 | 1.4211e-14 | 0
691 | 96.9573 | 0 | 96.9573 | 42.9 | 2 | 9.8172 | 5.6911 | 19.0079 | 0 | 19.0079 | 0 | 0 | 0 | 0 | 12 | 0 | 5.5411 | 0 | 17.5411 | 25.7368 | 50.5911 | 0 | 2.9087 | 54.4089 | 0 | 0 | 0
692 | 105.7635 | 0 | 105.7635 | 51.4584 | 2 | 10.8728 | 10 | 19.4322 | 0 | 19.4322 | 0 | 0 | 0 | 0 | 12 | 0 | 0 | 0 | 12 | 12.4035 | 63.4584 | 0 | 3.1729 | 41.5416 | 0 | 0 | 0
693 | 100.3355 | 0 | 100.3355 | 47.2833 | 2 | 10.1507 | 10 | 19.7384 | 0 | 19.7384 | 0 | 0 | 0 | 0 | 11.1632 | 0 | 0 | 0 | 11.1632 | 0 | 59.2833 | 0 | 3.0101 | 45.7167 | 0 | 0 | 0
694 | 97.238 | 0 | 97.238 | 55 | 3.1351 | 9.8176 | 10 | 19.2854 | 0 | 19.2854 | 0 | 0 | 0 | 0 | 0 | 0 | 0 | 0 | 0 | 0 | 68.1351 | 0 | 2.9171 | 36.8649 | 0 | 0 | 0
695 | 89.6502 | 0 | 89.6502 | 48.6095 | 2 | 8.7333 | 10 | 20.3075 | 0 | 20.3075 | 0 | 0 | 0 | 0 | 0 | 0 | 0 | 0 | 0 | 0 | 60.6095 | 0 | 2.6895 | 44.3905 | 0 | 0 | 0
696 | 85.8266 | 0 | 85.8266 | 44.3635 | 2 | 8.1214 | 10 | 21.3417 | 0 | 21.3417 | 0 | 0 | 0 | 0 | 0 | 0 | 0 | 0 | 0 | 0 | 56.3635 | 0 | 2.5748 | 48.6365 | 0 | 0 | -1.4211e-14
697 | 90.8125 | 0 | 90.8125 | 49.9697 | 2 | 8.9293 | 10 | 19.9135 | 0 | 19.9135 | 0 | 0 | 0 | 0 | 0 | 0 | 0 | 0 | 0 | 0 | 61.9697 | 0 | 2.7244 | 43.0303 | 0 | 0 | -1.4211e-14
698 | 88.5749 | 0 | 88.5749 | 49.2966 | 2 | 8.8323 | 10 | 18.4461 | 0 | 18.4461 | 0 | 0 | 0 | 0 | 0 | 0 | 0 | 0 | 0 | 0 | 61.2966 | 0 | 2.6572 | 43.7034 | 0 | 0 | 0
699 | 91.0292 | 0 | 91.0292 | 49.7351 | 2 | 8.8954 | 10 | 20.3986 | 0 | 20.3986 | 0 | 0 | 0 | 0 | 0 | 0 | 0 | 0 | 0 | 0 | 61.7351 | 0 | 2.7309 | 43.2649 | 0 | 0 | 0
700 | 91.6625 | 0 | 91.6625 | 50.5814 | 2 | 9.0174 | 10 | 20.0636 | 0 | 20.0636 | 0 | 0 | 0 | 0 | 0 | 0 | 0 | 0 | 0 | 0 | 62.5814 | 0 | 2.7499 | 42.4186 | 0 | 0 | 0
701 | 89.6383 | 0 | 89.6383 | 47.6422 | 2 | 8.5939 | 10 | 21.4022 | 0 | 21.4022 | 0 | 0 | 0 | 0 | 0 | 0 | 0 | 0 | 0 | 0 | 59.6422 | 0 | 2.6891 | 45.3578 | 0 | 0 | 0
702 | 91.736 | 0 | 91.736 | 51.8498 | 2 | 9.2002 | 10 | 18.686 | 0 | 18.686 | 0 | 0 | 0 | 0 | 0 | 0 | 0 | 0 | 0 | 0 | 63.8498 | 0 | 2.7521 | 41.1502 | 0 | 0 | 0
703 | 90.3332 | 0 | 90.3332 | 42.9 | 2 | 7.5339 | 7.3857 | 18.5237 | 11.99 | 18.5237 | 11.99 | 0 | 0 | 0 | 0 | 0 | 0 | 0 | 0 | 0 | 52.2857 | 0 | 2.71 | 52.7143 | 0 | 0 | 0
704 | 89.3395 | 0 | 89.3395 | 42.9 | 2 | 0 | 4 | 17.8932 | 23.3413 | 17.8932 | 23.3413 | 0 | 0 | 0.79506 | 0 | 0 | 0 | 0.79506 | 0 | 0.71555 | 48.9 | 0 | 2.6802 | 62.1585 | 0 | 0 | 0
705 | 90.1689 | 0 | 90.1689 | 42.9 | 2 | 0 | 4 | 16.7307 | 30.899 | 16.7307 | 30.899 | 0 | 0 | 6.3609 | 0 | 0 | 0 | 6.3609 | 0 | 6.4403 | 48.9 | 0 | 2.7051 | 61.4575 | 0 | 0 | 0
706 | 88.8247 | 0 | 88.8247 | 42.9 | 2 | 0 | 4 | 17.5259 | 38.4671 | 17.5259 | 38.4671 | 0 | 0 | 12 | 0 | 4.0682 | 0 | 16.0682 | 0 | 20.9911 | 48.9 | 0 | 2.6647 | 60.2349 | 0 | 0 | 0
707 | 87.665 | 0 | 87.665 | 42.9 | 2 | 1.4211e-14 | 4 | 17.5406 | 40.5156 | 17.5406 | 40.5156 | 0 | 0 | 12 | 0 | 7.2912 | 0 | 19.2912 | 0 | 38.5133 | 48.9 | 0 | 2.6299 | 59.829 | 0 | 0 | 0
708 | 89.9801 | 0 | 89.9801 | 42.9 | 2 | 7.1054e-15 | 4 | 16.3213 | 46.215 | 16.3213 | 46.215 | 0 | 0 | 12 | 0 | 9.4562 | 0 | 21.4562 | 0 | 58.0314 | 48.9 | 0 | 2.6994 | 59.5564 | 0 | 0 | 0
709 | 86.7281 | 0 | 86.7281 | 42.9 | 2 | 0 | 4 | 16.9411 | 44.3939 | 13.5017 | 35.3811 | 3.4394 | 9.0128 | 10.1774 | 0 | 0.87736 | 0 | 11.0548 | 0 | 68 | 48.9 | 0 | 2.6018 | 59.2981 | 0 | 1.7764e-15 | 0
710 | 83.8366 | 0 | 83.8366 | 42.9 | 2 | 0 | 4 | 17.8161 | 39.8877 | 10.7867 | 24.1499 | 7.0294 | 15.7378 | 0 | 0 | 0 | 0 | 0 | 0 | 68 | 48.9 | 0 | 2.5151 | 81.3913 | 0 | 0 | 0
711 | 83.253 | 0 | 83.253 | 42.9 | 2 | 7.1054e-15 | 4 | 16.0171 | 30.1381 | 11.9214 | 22.4316 | 4.0957 | 7.7065 | 0 | 0 | 0 | 0 | 0 | 0 | 68 | 48.9 | 0 | 2.4976 | 82.7722 | 0 | 0 | 0
712 | 92.1034 | 0 | 92.1034 | 42.9 | 2 | 2.6469 | 4 | 19.2281 | 21.3284 | 19.2281 | 21.3284 | 0 | 0 | 0 | 0 | 0 | 0 | 0 | 0 | 68 | 48.9 | 0 | 2.7631 | 81.9451 | 0 | 0 | 0
713 | 95.948 | 0 | 95.948 | 42.9 | 2 | 4.2246 | 4 | 19.5801 | 11.8666 | 19.5801 | 11.8666 | 0 | 0 | 0 | 1.3767 | 0 | 10 | 0 | 11.3767 | 55.6238 | 48.9 | 0 | 2.8784 | 70.6222 | 0 | 0 | -1.4211e-14
714 | 97.5674 | 0 | 97.5674 | 42.9 | 2 | 9.2759 | 4 | 18.9524 | 5.3131e-15 | 18.9524 | 5.3131e-15 | 0 | 0 | 0 | 12 | 0 | 8.4391 | 0 | 20.4391 | 33.137 | 48.9 | 0 | 2.927 | 56.7251 | 0 | 0 | 0
715 | 104.6326 | 0 | 104.6326 | 50.42 | 2 | 10.7232 | 10 | 19.4894 | 0 | 19.4894 | 0 | 0 | 0 | 0 | 12 | 0 | 0 | 0 | 12 | 19.8037 | 62.42 | 0 | 3.139 | 42.58 | 0 | 0 | 0
716 | 108.7185 | 0 | 108.7185 | 54.1514 | 2 | 11.2609 | 10 | 19.3062 | 0 | 19.3062 | 0 | 0 | 0 | 0 | 12 | 0 | 0 | 0 | 12 | 6.4703 | 66.1514 | 0 | 3.2616 | 38.8486 | 0 | 0 | 0
717 | 103.8498 | 0 | 103.8498 | 54.5938 | 2 | 10.4346 | 10 | 20.9981 | 0 | 20.9981 | 0 | 0 | 0 | 0 | 5.8233 | 0 | 0 | 0 | 5.8233 | 0 | 66.5938 | 0 | 3.1155 | 38.4062 | 0 | 0 | 0
718 | 99.7225 | 0 | 99.7225 | 55 | 5.7732 | 10.1978 | 10 | 18.7515 | 0 | 18.7515 | 0 | 0 | 0 | 0 | 0 | 0 | 0 | 0 | 0 | 0 | 70.7732 | 0 | 2.9917 | 34.2268 | 0 | 0 | 0
719 | 97.3663 | 0 | 97.3663 | 55 | 2.9874 | 9.7963 | 10 | 19.5826 | 0 | 19.5826 | 0 | 0 | 0 | 0 | 0 | 0 | 0 | 0 | 0 | 0 | 67.9874 | 0 | 2.921 | 37.0126 | 0 | 0 | 0
720 | 82.3591 | 0 | 82.3591 | 42.981 | 2 | 7.9222 | 10 | 19.4558 | 0 | 19.4558 | 0 | 0 | 0 | 0 | 0 | 0 | 0 | 0 | 0 | 0 | 54.981 | 0 | 2.4708 | 50.019 | 0 | 1.4211e-14 | 0
721 | 83.446 | 0 | 83.446 | 42.9 | 2 | 7.8414 | 9.5203 | 21.1843 | 0 | 21.1843 | 0 | 0 | 0 | 0 | 0 | 0 | 0 | 0 | 0 | 0 | 54.4203 | 0 | 2.5034 | 50.5797 | 0 | 0 | 0
722 | 82.9765 | 0 | 82.9765 | 42.9 | 2 | 7.8496 | 9.5766 | 20.6503 | 0 | 20.6503 | 0 | 0 | 0 | 0 | 0 | 0 | 0 | 0 | 0 | 0 | 54.4766 | 0 | 2.4893 | 50.5234 | 0 | 1.4211e-14 | 0
723 | 83.5024 | 0 | 83.5024 | 42.9 | 2 | 7.7644 | 8.9854 | 21.8526 | 0 | 21.8526 | 0 | 0 | 0 | 0 | 0 | 0 | 0 | 0 | 0 | 0 | 53.8854 | 0 | 2.5051 | 51.1146 | 0 | 0 | 0
724 | 85.6311 | 0 | 85.6311 | 45.1732 | 2 | 8.2381 | 10 | 20.2197 | 0 | 20.2197 | 0 | 0 | 0 | 0 | 0 | 0 | 0 | 0 | 0 | 0 | 57.1732 | 0 | 2.5689 | 47.8268 | 0 | 0 | -1.4211e-14
725 | 85.0619 | 0 | 85.0619 | 46.2779 | 2 | 8.3973 | 10 | 18.3867 | 0 | 18.3867 | 0 | 0 | 0 | 0 | 0 | 0 | 0 | 0 | 0 | 0 | 58.2779 | 0 | 2.5519 | 46.7221 | 0 | 0 | 0
726 | 85.6504 | 0 | 85.6504 | 46.1373 | 2 | 8.377 | 10 | 19.136 | 0 | 19.136 | 0 | 0 | 0 | 0 | 0 | 0 | 0 | 0 | 0 | 0 | 58.1373 | 0 | 2.5695 | 46.8627 | 0 | 0 | 0
727 | 84.8822 | 0 | 84.8822 | 42.9 | 2 | 5.18 | 4 | 17.865 | 12.9373 | 17.865 | 12.9373 | 0 | 0 | 0 | 0 | 0 | 0 | 0 | 0 | 0 | 48.9 | 0 | 2.5465 | 57.731 | 0 | 0 | 0
728 | 82.5238 | 0 | 82.5238 | 42.9 | 2 | 0 | 4 | 17.6605 | 25.0361 | 17.6605 | 25.0361 | 0 | 0 | 9.0728 | 0 | 0 | 0 | 9.0728 | 0 | 8.1656 | 48.9 | 0 | 2.4757 | 61.116 | 0 | 0 | 0
729 | 84.1839 | 0 | 84.1839 | 42.9 | 2 | 0 | 4 | 17.5046 | 34.9832 | 17.5046 | 34.9832 | 0 | 0 | 12 | 0 | 5.204 | 0 | 17.204 | 0 | 23.7634 | 48.9 | 0 | 2.5255 | 60.0919 | 0 | 0 | 0
730 | 83.8521 | 0 | 83.8521 | 42.9 | 2 | 0 | 4 | 17.3808 | 47.7385 | 15.2009 | 41.7512 | 2.1799 | 5.9873 | 12 | 0 | 10 | 0 | 22 | 0 | 43.7829 | 48.9 | 0 | 2.5156 | 58.4593 | 0 | 1.4211e-14 | 0
731 | 82.9686 | 0 | 82.9686 | 42.9 | 2 | 7.1054e-15 | 4 | 16.952 | 48.2227 | 13.6703 | 38.8874 | 3.2817 | 9.3353 | 12 | 0 | 6.4891 | 0 | 18.4891 | 0 | 60.5656 | 48.9 | 0 | 2.4891 | 58.341 | 0 | 3.5527e-15 | 0
732 | 81.3594 | 0 | 81.3594 | 42.9 | 2 | 0 | 4 | 18.6307 | 51.762 | 10.7773 | 29.9427 | 7.8534 | 21.8193 | 8.2605 | 0 | 0 | 0 | 8.2605 | 0 | 68 | 48.9 | 0 | 2.4408 | 67.4812 | 0 | 1.0658e-14 | 0
733 | 81.3336 | 0 | 81.3336 | 42.9 | 2 | 0 | 4 | 18.6712 | 50.885 | 8.7063 | 23.7273 | 9.965 | 27.1577 | 0 | 0 | 0 | 0 | 0 | 0 | 68 | 48.9 | 0 | 2.44 | 79.5833 | 0 | 1.4211e-14 | 0
734 | 82.307 | 0 | 82.307 | 42.9 | 2 | 0 | 4 | 18.6841 | 43.1759 | 10.0902 | 23.3168 | 8.5939 | 19.8591 | 0 | 0 | 0 | 0 | 0 | 0 | 68 | 48.9 | 0 | 2.4692 | 80.6752 | 0 | 1.4211e-14 | 0
735 | 79.0942 | 0 | 79.0942 | 42.9 | 2 | 1.4211e-14 | 4 | 20.7671 | 36.0026 | 11.0454 | 19.1488 | 9.7217 | 16.8539 | 0 | 0 | 0 | 0 | 0 | 0 | 68 | 48.9 | 0 | 2.3728 | 80.9116 | 0 | 1.4211e-14 | 0
736 | 84.908 | 0 | 84.908 | 42.9 | 2 | 0 | 4 | 20.9689 | 23.6146 | 16.9356 | 19.0724 | 4.0333 | 4.5422 | 0 | 0 | 0 | 0 | 0 | 0 | 68 | 48.9 | 0 | 2.5472 | 83.1786 | 0 | 1.4211e-14 | 0
737 | 88.366 | 0 | 88.366 | 42.9 | 2 | 6.7296 | 4 | 17.1537 | 13.6022 | 17.1537 | 13.6022 | 0 | 0 | 0 | 0 | 0 | 1.9806 | 0 | 1.9806 | 65.8518 | 48.9 | 0 | 2.651 | 76.6455 | 0 | 0 | 0
738 | 93.2429 | 0 | 93.2429 | 42.9 | 2 | 6.8298 | 4 | 18.4392 | 6.1166e-15 | 18.4392 | 6.1166e-15 | 0 | 0 | 0 | 9.0739 | 0 | 10 | 0 | 19.0739 | 44.9231 | 48.9 | 0 | 2.7973 | 61.6173 | 0 | 0 | 0
739 | 96.338 | 0 | 96.338 | 42.9 | 2 | 8.108 | 4 | 20.8714 | 0 | 20.8714 | 0 | 0 | 0 | 0 | 12 | 0 | 6.4585 | 0 | 18.4585 | 24.5845 | 48.9 | 0 | 2.8901 | 57.4965 | 0 | 0 | 0
740 | 103.1369 | 0 | 103.1369 | 49.5693 | 2 | 10.6006 | 10 | 18.967 | 0 | 18.967 | 0 | 0 | 0 | 0 | 12 | 0 | 0 | 0 | 12 | 11.2512 | 61.5693 | 0 | 3.0941 | 43.4307 | 0 | 0 | 0
741 | 97.5169 | 0 | 97.5169 | 45.6532 | 2 | 9.7664 | 10 | 19.9712 | 0 | 19.9712 | 0 | 0 | 0 | 0 | 10.1261 | 0 | 0 | 0 | 10.1261 | -1.7764e-15 | 57.6532 | 0 | 2.9255 | 47.3468 | 0 | 0 | 0
742 | 95.4252 | 0 | 95.4252 | 52.1886 | 2 | 9.249 | 10 | 21.9876 | 0 | 21.9876 | 0 | 0 | 0 | 0 | -1.5987e-15 | 0 | 0 | 0 | -1.5987e-15 | 0 | 64.1886 | 0 | 2.8628 | 40.8114 | 0 | 0 | 0
743 | 92.2723 | 0 | 92.2723 | 50.1684 | 2 | 8.9579 | 10 | 21.146 | 0 | 21.146 | 0 | 0 | 0 | 0 | 0 | 0 | 0 | 0 | 0 | 0 | 62.1684 | 0 | 2.7682 | 42.8316 | 0 | 0 | 0
744 | 85.3065 | 0 | 85.3065 | 46.5207 | 2 | 8.0393 | 10 | 18.7464 | 0 | 18.7464 | 0 | 0 | 0 | 0 | 0 | 0 | 0 | 0 | 0 | 0 | 58.5207 | 0 | 2.5592 | 46.4793 | 0 | 0 | 0
745 | 86.5668 | 0 | 86.5668 | 48.828 | 2 | 8.3563 | 10 | 17.3826 | 0 | 17.3826 | 0 | 0 | 0 | 0 | 0 | 0 | 0 | 0 | 0 | 0 | 60.828 | 0 | 2.597 | 44.172 | 0 | 0 | 0
746 | 86.8961 | 0 | 86.8961 | 49.0697 | 2 | 8.3895 | 10 | 17.4369 | 0 | 17.4369 | 0 | 0 | 0 | 0 | 0 | 0 | 0 | 0 | 0 | 0 | 61.0697 | 0 | 2.6069 | 43.9303 | 0 | 0 | 0
747 | 84.1246 | 0 | 84.1246 | 47.9533 | 2 | 8.2361 | 10 | 15.9352 | 0 | 15.9352 | 0 | 0 | 0 | 0 | 0 | 0 | 0 | 0 | 0 | 0 | 59.9533 | 0 | 2.5237 | 45.0467 | 0 | 0 | 0
748 | 84.2661 | 0 | 84.2661 | 47.9436 | 2 | 8.2348 | 10 | 16.0878 | 0 | 16.0878 | 0 | 0 | 0 | 0 | 0 | 0 | 0 | 0 | 0 | 0 | 59.9436 | 0 | 2.528 | 45.0564 | 0 | 0 | 0
749 | 85.7531 | 0 | 85.7531 | 49.2318 | 2 | 8.4118 | 10 | 16.1096 | 0 | 16.1096 | 0 | 0 | 0 | 0 | 0 | 0 | 0 | 0 | 0 | 0 | 61.2318 | 0 | 2.5726 | 43.7682 | 0 | 0 | 0
750 | 84.5296 | 0 | 84.5296 | 48.5681 | 2 | 8.3206 | 10 | 15.6409 | 0 | 15.6409 | 0 | 0 | 0 | 0 | 0 | 0 | 0 | 0 | 0 | 0 | 60.5681 | 0 | 2.5359 | 44.4319 | 0 | 0 | 0
751 | 85.2194 | 0 | 85.2194 | 42.9 | 2 | 7.1364 | 7.0484 | 14.6817 | 11.4529 | 14.6817 | 11.4529 | 0 | 0 | 0 | 0 | 0 | 0 | 0 | 0 | 0 | 51.9484 | 0 | 2.5566 | 53.0516 | 0 | 0 | 0
752 | 85.5518 | 0 | 85.5518 | 42.9 | 2 | 7.1054e-15 | 4 | 15.5061 | 22.8092 | 15.5061 | 22.8092 | 0 | 0 | 1.6635 | 0 | 0 | 0 | 1.6635 | 0 | 1.4972 | 48.9 | 0 | 2.5666 | 61.8054 | 0 | 0 | 0
753 | 85.401 | 0 | 85.401 | 42.9 | 2 | 0 | 4 | 14.6917 | 32.6639 | 14.6917 | 32.6639 | 0 | 0 | 10.8545 | 0 | 0 | 0 | 10.8545 | 0 | 11.2662 | 48.9 | 0 | 2.562 | 60.6953 | 0 | 0 | 0
754 | 85.8505 | 0 | 85.8505 | 42.9 | 2 | 1.4211e-14 | 4 | 15.193 | 43.2333 | 15.193 | 43.2333 | 0 | 0 | 12 | 0 | 9.4758 | 0 | 21.4758 | 0 | 30.8024 | 48.9 | 0 | 2.5755 | 59.4124 | 0 | 0 | 0
755 | 82.376 | 0 | 82.376 | 42.9 | 2 | 7.1054e-15 | 4 | 13.9172 | 44.2794 | 13.2666 | 42.2094 | 0.6506 | 2.07 | 12 | 0 | 10 | 0 | 22 | 0 | 50.822 | 48.9 | 0 | 2.4713 | 59.0205 | 0 | 0 | 0
756 | 83.7722 | 0 | 83.7722 | 42.9 | 2 | 0 | 4 | 15.7635 | 45.3962 | 12.6525 | 36.4369 | 3.111 | 8.9592 | 12 | 0 | 2.2173 | 0 | 14.2173 | 0 | 63.6662 | 48.9 | 0 | 2.5132 | 58.8312 | 0 | 3.5527e-15 | 0
757 | 81.8995 | 0 | 81.8995 | 42.9 | 2 | 0 | 4 | 13.7778 | 45.7498 | 8.7523 | 29.0625 | 5.0255 | 16.6873 | 4.8153 | 0 | 0 | 0 | 4.8153 | 0 | 68 | 48.9 | 0 | 2.457 | 68.8022 | 0 | 3.5527e-15 | 0
758 | 79.583 | 0 | 79.583 | 42.9 | 2 | 0 | 4 | 16.3886 | 40.9397 | 8.7714 | 21.9116 | 7.6171 | 19.0281 | 0 | 0 | 0 | 0 | 0 | 0 | 68 | 48.9 | 0 | 2.3875 | 80.788 | 0 | 0 | 0
759 | 79.2787 | 0 | 79.2787 | 42.9 | 2 | 0 | 4 | 15.0197 | 32.7351 | 9.5546 | 20.8241 | 5.4651 | 11.9111 | 0 | 0 | 0 | 0 | 0 | 0 | 68 | 48.9 | 0 | 2.3784 | 81.9075 | 0 | 0 | 0
760 | 84.2176 | 0 | 84.2176 | 42.9 | 2 | 7.1054e-15 | 4 | 16.5131 | 21.5921 | 15.3051 | 20.0125 | 1.208 | 1.5796 | 0 | 0 | 0 | 0 | 0 | 0 | 68 | 48.9 | 0 | 2.5265 | 83.6696 | 0 | 0 | 0
761 | 88.5099 | 0 | 88.5099 | 42.9 | 2 | 7.249 | 7.8677 | 15.7931 | 12.7 | 15.7931 | 12.7 | 0 | 0 | 0 | 0 | 0 | 0 | 0 | 0 | 68 | 52.7677 | 0 | 2.6553 | 74.2323 | 0 | 0 | 0
762 | 96.902 | 0 | 96.902 | 42.9 | 2 | 9.505 | 7.4731 | 18.2073 | 5.8129e-15 | 18.2073 | 5.8129e-15 | 0 | 0 | 0 | 6.8167 | 0 | 10 | 0 | 16.8167 | 49.5794 | 52.3731 | 0 | 2.9071 | 57.8103 | 0 | 0 | 0
763 | 102.253 | 0 | 102.253 | 42.9058 | 2 | 10.3506 | 10 | 16.5575 | 0 | 16.5575 | 0 | 0 | 0 | 0 | 12 | 0 | 8.4391 | 0 | 20.4391 | 27.0926 | 54.9058 | 0 | 3.0676 | 50.0942 | 0 | 1.4211e-14 | 0
764 | 103.3146 | 0 | 103.3146 | 52.6147 | 2 | 10.525 | 10 | 16.1749 | 0 | 16.1749 | 0 | 0 | 0 | 0 | 12 | 0 | 0 | 0 | 12 | 13.7592 | 64.6147 | 0 | 3.0994 | 40.3853 | 0 | 0 | 0
765 | 103.4102 | 0 | 103.4102 | 51.0889 | 2 | 10.3154 | 10 | 18.0059 | 0 | 18.0059 | 0 | 0 | 0 | 0 | 12 | 0 | 0 | 0 | 12 | 0.42591 | 63.0889 | 0 | 3.1023 | 41.9111 | 0 | 0 | 0
766 | 95.682 | 0 | 95.682 | 55 | 2.3295 | 9.3021 | 10 | 18.667 | 0 | 18.667 | 0 | 0 | 0 | 0 | 0.38332 | 0 | 0 | 0 | 0.38332 | 0 | 67.3295 | 0 | 2.8705 | 37.6705 | 0 | 0 | 0
767 | 94.403 | 0 | 94.403 | 54.1701 | 2 | 9.0902 | 10 | 19.1428 | 0 | 19.1428 | 0 | 0 | 0 | 0 | 0 | 0 | 0 | 0 | 0 | 0 | 66.1701 | 0 | 2.8321 | 38.8299 | 0 | 0 | 0
768 | 87.2413 | 0 | 87.2413 | 49.9509 | 2 | 8.5106 | 10 | 16.7799 | 0 | 16.7799 | 0 | 0 | 0 | 0 | 0 | 0 | 0 | 0 | 0 | 0 | 61.9509 | 0 | 2.6172 | 43.0491 | 0 | 0 | 0
769 | 90.7559 | 0 | 90.7559 | 55 | 2.0679 | 9.2135 | 10 | 14.4744 | 0 | 14.4744 | 0 | 0 | 0 | 0 | 0 | 0 | 0 | 0 | 0 | 0 | 67.0679 | 0 | 2.7227 | 37.9321 | 0 | 0 | 0
770 | 89.3276 | 0 | 89.3276 | 52.2399 | 2 | 8.825 | 10 | 16.2627 | 0 | 16.2627 | 0 | 0 | 0 | 0 | 0 | 0 | 0 | 0 | 0 | 0 | 64.2399 | 0 | 2.6798 | 40.7601 | 0 | 0 | 0
771 | 91.0507 | 0 | 91.0507 | 55 | 2.4157 | 9.2613 | 10 | 14.3737 | 0 | 14.3737 | 0 | 0 | 0 | 0 | 0 | 0 | 0 | 0 | 0 | 0 | 67.4157 | 0 | 2.7315 | 37.5843 | 0 | 0 | 0
772 | 90.242 | 0 | 90.242 | 55 | 2.0487 | 9.2109 | 10 | 13.9824 | 0 | 13.9824 | 0 | 0 | 0 | 0 | 0 | 0 | 0 | 0 | 0 | 0 | 67.0487 | 0 | 2.7073 | 37.9513 | 0 | 0 | 0
773 | 91.9865 | 0 | 91.9865 | 55 | 4.5462 | 9.554 | 10 | 12.8863 | 0 | 12.8863 | 0 | 0 | 0 | 0 | 0 | 0 | 0 | 0 | 0 | 0 | 69.5462 | 0 | 2.7596 | 35.4538 | 0 | 0 | 0
774 | 91.0718 | 0 | 91.0718 | 55 | 2.6538 | 9.294 | 10 | 14.1239 | 0 | 14.1239 | 0 | 0 | 0 | 0 | 0 | 0 | 0 | 0 | 0 | 0 | 67.6538 | 0 | 2.7322 | 37.3462 | 0 | 0 | 0
775 | 90.7343 | 0 | 90.7343 | 44.7726 | 2 | 7.7992 | 10 | 14.0159 | 12.1466 | 14.0159 | 12.1466 | 0 | 0 | 0 | 0 | 0 | 0 | 0 | 0 | 0 | 56.7726 | 0 | 2.722 | 48.2274 | 0 | 0 | 0
776 | 91.6824 | 0 | 91.6824 | 42.9 | 2 | 4.7811 | 4 | 13.8779 | 24.1233 | 13.8779 | 24.1233 | 0 | 0 | 0 | 0 | 0 | 0 | 0 | 0 | 0 | 48.9 | 0 | 2.7505 | 57.8026 | 0 | 0 | -1.4211e-14
777 | 90.7919 | 0 | 90.7919 | 42.9 | 2 | 7.1054e-15 | 4 | 12.0061 | 36.0718 | 12.0061 | 36.0718 | 0 | 0 | 6.1859 | 0 | 0 | 0 | 6.1859 | 0 | 5.5673 | 48.9 | 0 | 2.7238 | 61.2591 | 0 | 0 | 0
778 | 88.2343 | 0 | 88.2343 | 42.9 | 2 | 0 | 4 | 11.6524 | 41.6432 | 11.6524 | 41.6432 | 0 | 0 | 12 | 0 | 1.9613 | 0 | 13.9613 | 0 | 18.1756 | 48.9 | 0 | 2.647 | 60.32 | 0 | 0 | 0
779 | 89.989 | 0 | 89.989 | 42.9 | 2 | 0 | 4 | 12.4369 | 45.4303 | 12.4369 | 45.4303 | 0 | 0 | 12 | 0 | 4.7782 | 0 | 16.7782 | 0 | 33.3808 | 48.9 | 0 | 2.6997 | 59.9798 | 0 | 0 | 0
780 | 86.3053 | 0 | 86.3053 | 42.9 | 2 | 0 | 4 | 12.8302 | 53.9219 | 11.4181 | 47.9872 | 1.4121 | 5.9347 | 12 | 0 | 10 | 0 | 22 | 0 | 53.4004 | 48.9 | 0 | 2.5892 | 58.4617 | 0 | 0 | 0
781 | 88.355 | 0 | 88.355 | 42.9 | 2 | 0 | 4 | 13.1974 | 46.2811 | 12.3271 | 43.2289 | 0.87036 | 3.0522 | 11.1474 | 0 | 4.9535 | 0 | 16.101 | 0 | 68 | 48.9 | 0 | 2.6507 | 59.5878 | 0 | 1.4211e-14 | 0
782 | 84.6231 | 0 | 84.6231 | 42.9 | 2 | 0 | 4 | 13.3718 | 40.8938 | 8.8027 | 26.9204 | 4.5691 | 13.9734 | 0 | 0 | 0 | 0 | 0 | 0 | 68 | 48.9 | 0 | 2.5387 | 81.7667 | 0 | 0 | 0
783 | 86.9717 | 0 | 86.9717 | 42.9 | 2 | 0 | 4 | 12.7709 | 33.4517 | 10.5188 | 27.5528 | 2.252 | 5.8989 | 0 | 0 | 0 | 0 | 0 | 0 | 68 | 48.9 | 0 | 2.6092 | 83.0218 | 0 | 0 | 0
784 | 88.7298 | 0 | 88.7298 | 42.9 | 2 | 1.2469 | 4 | 13.8578 | 24.7251 | 13.8578 | 24.7251 | 0 | 0 | 0 | 0 | 0 | 0 | 0 | 0 | 68 | 48.9 | 0 | 2.6619 | 82.91 | 0 | 0 | 0
785 | 97.0945 | 0 | 97.0945 | 44.2556 | 2 | 8.3776 | 10 | 15.0132 | 12.7205 | 15.0132 | 12.7205 | 0 | 0 | 0 | 0 | 0 | 4.7275 | 0 | 4.7275 | 62.8723 | 56.2556 | 0 | 2.9128 | 66.0168 | 0 | 0 | 0
786 | 99.3535 | 0 | 99.3535 | 42.9 | 2 | 10.2773 | 9.3775 | 14.2649 | 5.5554e-15 | 14.2649 | 5.5554e-15 | 0 | 0 | 0 | 10.5339 | 0 | 10 | 0 | 20.5339 | 40.3214 | 54.2775 | 0 | 2.9806 | 52.1887 | 0 | 1.4211e-14 | 0
787 | 106.9109 | 0 | 106.9109 | 54.9481 | 2 | 11.3554 | 10 | 12.8958 | 0 | 12.8958 | 0 | 0 | 0 | 0 | 12 | 0 | 3.7115 | 0 | 15.7115 | 22.9623 | 66.9481 | 0 | 3.2073 | 38.0519 | 0 | 1.4211e-14 | 0
788 | 112.6946 | 0 | 112.6946 | 55 | 10.22 | 11.9819 | 10 | 13.4927 | 0 | 13.4927 | 0 | 0 | 0 | 0 | 12 | 0 | 0 | 0 | 12 | 9.629 | 75.22 | 0 | 3.3808 | 29.78 | 0 | 0 | 0
789 | 103.9006 | 0 | 103.9006 | 55 | 6.0034 | 10.9447 | 10 | 13.2864 | 0 | 13.2864 | 0 | 0 | 0 | 0 | 8.6661 | 0 | 0 | 0 | 8.6661 | 0 | 71.0034 | 0 | 3.117 | 33.9966 | 0 | 0 | 0
790 | 100.4199 | 0 | 100.4199 | 55 | 11.11 | 10.4557 | 10 | 13.8542 | 0 | 13.8542 | 0 | 0 | 0 | 0 | 0 | 0 | 0 | 0 | 0 | 0 | 76.11 | 0 | 3.0126 | 28.89 | 0 | 1.4211e-14 | 0
791 | 95.9758 | 0 | 95.9758 | 55 | 6.4732 | 9.8187 | 10 | 14.6839 | 0 | 14.6839 | 0 | 0 | 0 | 0 | 0 | 0 | 0 | 0 | 0 | 0 | 71.4732 | 0 | 2.8793 | 33.5268 | 0 | 0 | 0
792 | 85.2096 | 0 | 85.2096 | 50.9695 | 2 | 8.6505 | 10 | 13.5896 | 0 | 13.5896 | 0 | 0 | 0 | 0 | 0 | 0 | 0 | 0 | 0 | 0 | 62.9695 | 0 | 2.5563 | 42.0305 | 0 | 0 | 0
793 | 88.7584 | 0 | 88.7584 | 53.6432 | 2 | 9.0178 | 10 | 14.0974 | 0 | 14.0974 | 0 | 0 | 0 | 0 | 0 | 0 | 0 | 0 | 0 | 0 | 65.6432 | 0 | 2.6628 | 39.3568 | 0 | 0 | 0
794 | 86.7239 | 0 | 86.7239 | 52.2218 | 2 | 8.8225 | 10 | 13.6796 | 0 | 13.6796 | 0 | 0 | 0 | 0 | 0 | 0 | 0 | 0 | 0 | 0 | 64.2218 | 0 | 2.6017 | 40.7782 | 0 | 0 | 0
795 | 88.728 | 0 | 88.728 | 52.9351 | 2 | 8.9205 | 10 | 14.8724 | 0 | 14.8724 | 0 | 0 | 0 | 0 | 0 | 0 | 0 | 0 | 0 | 0 | 64.9351 | 0 | 2.6618 | 40.0649 | 0 | 0 | 0
796 | 86.7917 | 0 | 86.7917 | 51.1611 | 2 | 8.6768 | 10 | 14.9538 | 0 | 14.9538 | 0 | 0 | 0 | 0 | 0 | 0 | 0 | 0 | 0 | 0 | 63.1611 | 0 | 2.6038 | 41.8389 | 0 | 0 | 0
797 | 90.4318 | 0 | 90.4318 | 54.4407 | 2 | 9.1273 | 10 | 14.8638 | 0 | 14.8638 | 0 | 0 | 0 | 0 | 0 | 0 | 0 | 0 | 0 | 0 | 66.4407 | 0 | 2.713 | 38.5593 | 0 | 0 | 0
798 | 89.5388 | 0 | 89.5388 | 55 | 3.3973 | 9.3961 | 10 | 11.7454 | 0 | 11.7454 | 0 | 0 | 0 | 0 | 0 | 0 | 0 | 0 | 0 | 0 | 68.3973 | 0 | 2.6862 | 36.6027 | 0 | 0 | 0
799 | 90.2302 | 0 | 90.2302 | 48.5815 | 2 | 8.3224 | 10 | 11.7424 | 9.5837 | 11.7424 | 9.5837 | 0 | 0 | 0 | 0 | 0 | 0 | 0 | 0 | 0 | 60.5815 | 0 | 2.7069 | 44.4185 | 0 | 0 | 0
800 | 89.4455 | 0 | 89.4455 | 42.9 | 2 | 6.674 | 4 | 12.1331 | 21.7384 | 12.1331 | 21.7384 | 0 | 0 | 0 | 0 | 0 | 0 | 0 | 0 | 0 | 48.9 | 0 | 2.6834 | 56.1384 | 0 | 0 | 0
801 | 90.0769 | 0 | 90.0769 | 42.9 | 2 | 7.1054e-15 | 4 | 11.7592 | 30.4426 | 11.7592 | 30.4426 | 0 | 0 | 1.0249 | 0 | 0 | 0 | 1.0249 | 0 | 0.92237 | 48.9 | 0 | 2.7023 | 61.8825 | 0 | 0 | 0
802 | 89.1008 | 0 | 89.1008 | 42.9 | 2 | 0 | 4 | 11.4495 | 40.1108 | 11.4495 | 40.1108 | 0 | 0 | 11.3595 | 0 | 0 | 0 | 11.3595 | 0 | 11.1459 | 48.9 | 0 | 2.673 | 60.6343 | 0 | 0 | 0
803 | 84.3748 | 0 | 84.3748 | 42.9 | 2 | 7.1054e-15 | 4 | 10.5281 | 38.1248 | 10.5281 | 38.1248 | 0 | 0 | 12 | 0 | 1.1781 | 0 | 13.1781 | 0 | 23.032 | 48.9 | 0 | 2.5312 | 60.4146 | 0 | 0 | 0
804 | 85.8434 | 0 | 85.8434 | 42.9 | 2 | 0 | 4 | 11.4723 | 42.174 | 11.4723 | 42.174 | 0 | 0 | 12 | 0 | 4.7029 | 0 | 16.7029 | 0 | 38.1678 | 48.9 | 0 | 2.5753 | 59.9889 | 0 | 0 | 0
805 | 83.104 | 0 | 83.104 | 42.9 | 2 | 7.1054e-15 | 4 | 11.5815 | 46.2802 | 11.2497 | 44.9543 | 0.3318 | 1.3259 | 12 | 0 | 10 | 0 | 22 | 0 | 58.1874 | 48.9 | 0 | 2.4931 | 59.1488 | 0 | 0 | 0
806 | 83.8946 | 0 | 83.8946 | 42.9 | 2 | 7.1054e-15 | 4 | 12.3477 | 39.8627 | 10.8211 | 34.9345 | 1.5265 | 4.9282 | 4.949 | 0 | 5.8121 | 0 | 10.7611 | 0 | 68 | 48.9 | 0 | 2.5168 | 59.9269 | 0 | 7.1054e-15 | 0
807 | 83.7967 | 0 | 83.7967 | 42.9 | 2 | 0 | 4 | 12.3342 | 30.722 | 9.9968 | 24.8999 | 2.3374 | 5.8221 | 0 | 0 | 0 | 0 | 0 | 0 | 68 | 48.9 | 0 | 2.5139 | 83.0208 | 0 | 0 | 0
808 | 86.9477 | 0 | 86.9477 | 42.9 | 2 | 2.2998 | 4 | 11.8986 | 23.8493 | 11.8986 | 23.8493 | 0 | 0 | 0 | 0 | 0 | 0 | 0 | 0 | 68 | 48.9 | 0 | 2.6084 | 81.9843 | 0 | 0 | -1.4211e-14
809 | 91.8329 | 0 | 91.8329 | 42.9 | 2 | 8.15 | 6.5022 | 13.175 | 11.1816 | 13.175 | 11.1816 | 0 | 0 | 0 | 0 | 0 | 7.9241 | 0 | 7.9241 | 59.4051 | 51.4022 | 0 | 2.755 | 67.6737 | 0 | 0 | 0
810 | 96.6948 | 0 | 96.6948 | 42.9 | 2 | 10.2295 | 7.5639 | 12.0015 | 5.6212e-15 | 12.0015 | 5.6212e-15 | 0 | 0 | 0 | 12 | 0 | 10 | 0 | 22 | 35.2253 | 52.4639 | 0 | 2.9008 | 52.5361 | 0 | 0 | 0
811 | 102.6088 | 0 | 102.6088 | 53.2794 | 2 | 10.6871 | 10 | 14.1274 | 0 | 14.1274 | 0 | 0 | 0 | 0 | 12 | 0 | 0.51501 | 0 | 12.515 | 21.3333 | 65.2794 | 0 | 3.0783 | 39.7206 | 0 | 1.4211e-14 | 0
812 | 108.3667 | 0 | 108.3667 | 55 | 5.6454 | 11.3535 | 10 | 14.3678 | 0 | 14.3678 | 0 | 0 | 0 | 0 | 12 | 0 | 0 | 0 | 12 | 8 | 70.6454 | 0 | 3.251 | 34.3546 | 0 | 0 | 0
813 | 102.9409 | 0 | 102.9409 | 55 | 5.7125 | 10.7033 | 10 | 14.3251 | 0 | 14.3251 | 0 | 0 | 0 | 0 | 7.2 | 0 | 0 | 0 | 7.2 | 0 | 70.7125 | 0 | 3.0882 | 34.2875 | 0 | 0 | 0
814 | 99.3748 | 0 | 99.3748 | 55 | 9.7707 | 10.2717 | 10 | 14.3324 | 0 | 14.3324 | 0 | 0 | 0 | 0 | 0 | 0 | 0 | 0 | 0 | 0 | 74.7707 | 0 | 2.9812 | 30.2293 | 0 | 0 | 0
815 | 93.4277 | 0 | 93.4277 | 55 | 3.879 | 9.4623 | 10 | 15.0864 | 0 | 15.0864 | 0 | 0 | 0 | 0 | 0 | 0 | 0 | 0 | 0 | 0 | 68.879 | 0 | 2.8028 | 36.121 | 0 | 0 | 0
816 | 84.687 | 0 | 84.687 | 49.493 | 2 | 8.4476 | 10 | 14.7463 | 0 | 14.7463 | 0 | 0 | 0 | 0 | 0 | 0 | 0 | 0 | 0 | 0 | 61.493 | 0 | 2.5406 | 43.507 | 0 | 0 | 0
817 | 88.7543 | 0 | 88.7543 | 51.8882 | 2 | 8.7767 | 10 | 16.0894 | 0 | 16.0894 | 0 | 0 | 0 | 0 | 0 | 0 | 0 | 0 | 0 | 0 | 63.8882 | 0 | 2.6626 | 41.1118 | 0 | 0 | 0
818 | 88.6001 | 0 | 88.6001 | 49.971 | 2 | 8.5133 | 10 | 18.1158 | 0 | 18.1158 | 0 | 0 | 0 | 0 | 0 | 0 | 0 | 0 | 0 | 0 | 61.971 | 0 | 2.658 | 43.029 | 0 | 0 | -1.4211e-14
819 | 87.348 | 0 | 87.348 | 50.1701 | 2 | 8.5407 | 10 | 16.6372 | 0 | 16.6372 | 0 | 0 | 0 | 0 | 0 | 0 | 0 | 0 | 0 | 0 | 62.1701 | 0 | 2.6204 | 42.8299 | 0 | 0 | 0
820 | 86.997 | 0 | 86.997 | 50.5421 | 2 | 8.5918 | 10 | 15.8631 | 0 | 15.8631 | 0 | 0 | 0 | 0 | 0 | 0 | 0 | 0 | 0 | 0 | 62.5421 | 0 | 2.6099 | 42.4579 | 0 | 0 | 0
821 | 87.351 | 0 | 87.351 | 51.4568 | 2 | 8.7174 | 10 | 15.1767 | 0 | 15.1767 | 0 | 0 | 0 | 0 | 0 | 0 | 0 | 0 | 0 | 0 | 63.4568 | 0 | 2.6205 | 41.5432 | 0 | 0 | 0
822 | 89.6378 | 0 | 89.6378 | 52.8331 | 2 | 8.9065 | 10 | 15.8982 | 0 | 15.8982 | 0 | 0 | 0 | 0 | 0 | 0 | 0 | 0 | 0 | 0 | 64.8331 | 0 | 2.6891 | 40.1669 | 0 | 0 | 0
823 | 90.7671 | 0 | 90.7671 | 43.1832 | 2 | 7.5808 | 10 | 15.244 | 12.7591 | 15.244 | 12.7591 | 0 | 0 | 0 | 0 | 0 | 0 | 0 | 0 | 0 | 55.1832 | 0 | 2.723 | 49.8168 | 0 | 0 | -1.4211e-14
824 | 91.3795 | 0 | 91.3795 | 42.9 | 2 | 2.2265 | 4 | 14.4723 | 25.7807 | 14.4723 | 25.7807 | 0 | 0 | 0 | 0 | 0 | 0 | 0 | 0 | 0 | 48.9 | 0 | 2.7414 | 60.0487 | 0 | 0 | 0
825 | 88.0013 | 0 | 88.0013 | 42.9 | 2 | 0 | 4 | 13.3314 | 40.6035 | 13.3314 | 40.6035 | 0 | 0 | 12 | 0 | 2.8336 | 0 | 14.8336 | 0 | 13.4125 | 48.9 | 0 | 2.64 | 60.2146 | 0 | 0 | 0
826 | 86.2515 | 0 | 86.2515 | 42.9 | 2 | 0 | 4 | 14.2848 | 48.359 | 13.5341 | 45.8174 | 0.75075 | 2.5415 | 12 | 0 | 10 | 0 | 22 | 0 | 33.432 | 48.9 | 0 | 2.5875 | 58.9514 | 0 | 0 | 0
827 | 86.5213 | 0 | 86.5213 | 42.9 | 2 | 7.1054e-15 | 4 | 13.3373 | 52.571 | 11.8342 | 46.6465 | 1.503 | 5.9245 | 12 | 0 | 8.8594 | 0 | 20.8594 | 0 | 52.4 | 48.9 | 0 | 2.5956 | 58.5897 | 0 | 3.5527e-15 | 0
828 | 86.0636 | 0 | 86.0636 | 42.9 | 2 | 7.1054e-15 | 4 | 12.7537 | 54.789 | 9.2833 | 39.8803 | 3.4704 | 14.9087 | 12 | 0 | 0 | 0 | 12 | 0 | 63.2 | 48.9 | 0 | 2.5819 | 68.337 | 0 | 0 | 0
829 | 83.5785 | 0 | 83.5785 | 42.9 | 2 | 7.1054e-15 | 4 | 12.6136 | 49.199 | 8.1649 | 31.8469 | 4.4487 | 17.3521 | 5.3333 | 0 | 0 | 0 | 5.3333 | 0 | 68 | 48.9 | 0 | 2.5074 | 68.7289 | 0 | 1.2434e-14 | 0
830 | 82.3626 | 0 | 82.3626 | 42.9 | 2 | 0 | 4 | 14.3131 | 41.4454 | 8.5898 | 24.8728 | 5.7233 | 16.5725 | 0 | 0 | 0 | 0 | 0 | 0 | 68 | 48.9 | 0 | 2.4709 | 81.3133 | 0 | 1.4211e-14 | 0
831 | 83.585 | 0 | 83.585 | 42.9 | 2 | 0 | 4 | 13.8979 | 33.12 | 10.2525 | 24.4326 | 3.6455 | 8.6875 | 0 | 0 | 0 | 0 | 0 | 0 | 68 | 48.9 | 0 | 2.5076 | 82.5167 | 0 | 0 | 0
832 | 87.5299 | 0 | 87.5299 | 42.9 | 2 | 0 | 4 | 14.9082 | 26.5014 | 13.9074 | 24.7224 | 1.0008 | 1.779 | 0 | 0 | 0 | 0 | 0 | 0 | 68 | 48.9 | 0 | 2.6259 | 83.6705 | 0 | 1.4211e-14 | 0
833 | 94.123 | 0 | 94.123 | 42.9 | 2 | 7.8345 | 6.3365 | 14.8502 | 14.4083 | 14.8502 | 14.4083 | 0 | 0 | 0 | 0 | 0 | 5.7934 | 0 | 5.7934 | 61.7162 | 51.2365 | 0 | 2.8237 | 69.97 | 0 | 0 | 0
834 | 97.1993 | 0 | 97.1993 | 42.9 | 2 | 9.9794 | 5.7428 | 14.5771 | 6.8781e-15 | 14.5771 | 6.8781e-15 | 0 | 0 | 0 | 12 | 0 | 10 | 0 | 22 | 37.5363 | 50.6428 | 0 | 2.916 | 54.3572 | 0 | 0 | 0
835 | 101.7188 | 0 | 101.7188 | 48.5422 | 2 | 10.329 | 10 | 16.2019 | 0 | 16.2019 | 0 | 0 | 0 | 0 | 12 | 0 | 2.6457 | 0 | 14.6457 | 21.3333 | 60.5422 | 0 | 3.0516 | 44.4578 | 0 | 0 | 0
836 | 106.3207 | 0 | 106.3207 | 53.8748 | 2 | 10.6981 | 10 | 17.7478 | 0 | 17.7478 | 0 | 0 | 0 | 0 | 12 | 0 | 0 | 0 | 12 | 8 | 65.8748 | 0 | 3.1896 | 39.1252 | 0 | 0 | 0
837 | 105.8236 | 0 | 105.8236 | 55 | 7.0895 | 10.8924 | 10 | 15.6417 | 0 | 15.6417 | 0 | 0 | 0 | 0 | 7.2 | 0 | 0 | 0 | 7.2 | 0 | 72.0895 | 0 | 3.1747 | 32.9105 | 0 | 0 | 0
838 | 99.8205 | 0 | 99.8205 | 55 | 7.3575 | 9.9402 | 10 | 17.5228 | 0 | 17.5228 | 0 | 0 | 0 | 0 | 0 | 0 | 0 | 0 | 0 | 0 | 72.3575 | 0 | 2.9946 | 32.6425 | 0 | 0 | 0
839 | 97.3545 | 0 | 97.3545 | 55 | 5.9832 | 9.7514 | 10 | 16.62 | 0 | 16.62 | 0 | 0 | 0 | 0 | 0 | 0 | 0 | 0 | 0 | 0 | 70.9832 | 0 | 2.9206 | 34.0168 | 0 | 0 | 0
840 | 83.2709 | 0 | 83.2709 | 47.9536 | 2 | 8.2362 | 10 | 15.0811 | 0 | 15.0811 | 0 | 0 | 0 | 0 | 0 | 0 | 0 | 0 | 0 | 0 | 59.9536 | 0 | 2.4981 | 45.0464 | 0 | 0 | 0
841 | 81.0405 | 0 | 81.0405 | 46.2645 | 2 | 8.0041 | 10 | 14.7719 | 0 | 14.7719 | 0 | 0 | 0 | 0 | 0 | 0 | 0 | 0 | 0 | 0 | 58.2645 | 0 | 2.4312 | 46.7355 | 0 | 0 | 0
842 | 84.7364 | 0 | 84.7364 | 50.4067 | 2 | 8.5732 | 10 | 13.7565 | 0 | 13.7565 | 0 | 0 | 0 | 0 | 0 | 0 | 0 | 0 | 0 | 0 | 62.4067 | 0 | 2.5421 | 42.5933 | 0 | 0 | 0
843 | 84.3176 | 0 | 84.3176 | 51.649 | 2 | 8.7438 | 10 | 11.9247 | 0 | 11.9247 | 0 | 0 | 0 | 0 | 0 | 0 | 0 | 0 | 0 | 0 | 63.649 | 0 | 2.5295 | 41.351 | 0 | 0 | 0
844 | 86.3994 | 0 | 86.3994 | 53.3978 | 2 | 8.9841 | 10 | 12.0175 | 0 | 12.0175 | 0 | 0 | 0 | 0 | 0 | 0 | 0 | 0 | 0 | 0 | 65.3978 | 0 | 2.592 | 39.6022 | 0 | 0 | 0
845 | 84.2111 | 0 | 84.2111 | 50.1941 | 2 | 8.544 | 10 | 13.4731 | 0 | 13.4731 | 0 | 0 | 0 | 0 | 0 | 0 | 0 | 0 | 0 | 0 | 62.1941 | 0 | 2.5263 | 42.8059 | 0 | 0 | 0
846 | 86.7469 | 0 | 86.7469 | 53.386 | 2 | 8.9824 | 10 | 12.3784 | 0 | 12.3784 | 0 | 0 | 0 | 0 | 0 | 0 | 0 | 0 | 0 | 0 | 65.386 | 0 | 2.6024 | 39.614 | 0 | 0 | 0
847 | 87.3405 | 0 | 87.3405 | 42.9 | 2 | 7.4184 | 9.1009 | 13.1103 | 12.8109 | 13.1103 | 12.8109 | 0 | 0 | 0 | 0 | 0 | 0 | 0 | 0 | 0 | 54.0009 | 0 | 2.6202 | 50.9991 | 0 | 0 | -1.4211e-14
848 | 85.1061 | 0 | 85.1061 | 42.9 | 2 | 0.25942 | 4 | 11.7482 | 24.1985 | 11.7482 | 24.1985 | 0 | 0 | 0 | 0 | 0 | 0 | 0 | 0 | 0 | 48.9 | 0 | 2.5532 | 61.7782 | 0 | 0 | 0
849 | 85.7035 | 0 | 85.7035 | 42.9 | 2 | 0 | 4 | 9.8664 | 37.1836 | 9.8664 | 37.1836 | 0 | 0 | 10.2466 | 0 | 0 | 0 | 10.2466 | 0 | 9.2219 | 48.9 | 0 | 2.5711 | 60.7687 | 0 | 0 | 0
850 | 81.9438 | 0 | 81.9438 | 42.9 | 2 | 7.1054e-15 | 4 | 12.5845 | 45.7256 | 11.8796 | 43.1643 | 0.70492 | 2.5613 | 12 | 0 | 10 | 0 | 22 | 0 | 29.2414 | 48.9 | 0 | 2.4583 | 58.9546 | 0 | 0 | 0
851 | 81.2457 | 0 | 81.2457 | 42.9 | 2 | 7.1054e-15 | 4 | 10.8767 | 47.0417 | 10.2058 | 44.1399 | 0.67092 | 2.9017 | 12 | 0 | 10 | 0 | 22 | 0 | 49.261 | 48.9 | 0 | 2.4374 | 58.9175 | 0 | 0 | 0
852 | 81.8054 | 0 | 81.8054 | 42.9 | 2 | 1.4211e-14 | 4 | 11.7789 | 47.1818 | 9.3092 | 37.2892 | 2.4697 | 9.8926 | 12 | 0 | 1.693 | 0 | 13.693 | 0 | 61.6219 | 48.9 | 0 | 2.4542 | 58.8593 | 0 | 3.5527e-15 | 0
853 | 82.5295 | 0 | 82.5295 | 42.9 | 2 | 0 | 4 | 9.658 | 49.2058 | 6.6805 | 34.0358 | 2.9775 | 15.17 | 7.0868 | 0 | 0 | 0 | 7.0868 | 0 | 68 | 48.9 | 0 | 2.4759 | 68.9584 | 0 | 1.1546e-14 | 0
854 | 80.2804 | 0 | 80.2804 | 42.9 | 2 | 7.1054e-15 | 4 | 9.9507 | 44.2785 | 5.7581 | 25.6223 | 4.1926 | 18.6562 | 0 | 0 | 0 | 0 | 0 | 0 | 68 | 48.9 | 0 | 2.4084 | 81.2465 | 0 | 1.4211e-14 | 0
855 | 80.544 | 0 | 80.544 | 42.9 | 2 | 0 | 4 | 11.7231 | 39.0252 | 7.3099 | 24.3341 | 4.4132 | 14.6911 | 0 | 0 | 0 | 0 | 0 | 0 | 68 | 48.9 | 0 | 2.4163 | 81.6988 | 0 | 1.4211e-14 | 0
856 | 83.6424 | 0 | 83.6424 | 42.9 | 2 | 0 | 4 | 11.5454 | 25.0517 | 10.9603 | 23.7821 | 0.5851 | 1.2696 | 0 | 0 | 0 | 0 | 0 | 0 | 68 | 48.9 | 0 | 2.5093 | 83.7823 | 0 | 0 | 0
857 | 89.1942 | 0 | 89.1942 | 43.4344 | 2 | 7.6153 | 10 | 12.7607 | 13.3838 | 12.7607 | 13.3838 | 0 | 0 | 0 | 0 | 0 | 0 | 0 | 0 | 68 | 55.4344 | 0 | 2.6758 | 71.5656 | 0 | 0 | 0
858 | 94.0324 | 0 | 94.0324 | 44.4587 | 2 | 9.8406 | 10 | 12.5588 | 6.8058e-15 | 12.5588 | 6.8058e-15 | 0 | 0 | 0 | 5.1742 | 0 | 10 | 0 | 15.1742 | 51.4043 | 56.4587 | 0 | 2.821 | 55.3671 | 0 | 0 | 0
859 | 98.9422 | 0 | 98.9422 | 44.2489 | 2 | 10.2809 | 10 | 13.8237 | 0 | 13.8237 | 0 | 0 | 0 | 0 | 10.1496 | 0 | 8.4391 | 0 | 18.5887 | 30.9735 | 56.2489 | 0 | 2.9683 | 50.6015 | 0 | 0 | 0
860 | 104.5019 | 0 | 104.5019 | 52.9906 | 2 | 10.5766 | 10 | 16.9347 | 0 | 16.9347 | 0 | 0 | 0 | 0 | 12 | 0 | 0 | 0 | 12 | 17.6402 | 64.9906 | 0 | 3.1351 | 40.0094 | 0 | 0 | 0
861 | 102.0311 | 0 | 102.0311 | 53.578 | 2 | 10.6573 | 10 | 13.7958 | 0 | 13.7958 | 0 | 0 | 0 | 0 | 12 | 0 | 0 | 0 | 12 | 4.3069 | 65.578 | 0 | 3.0609 | 39.422 | 0 | 0 | 0
862 | 96.8526 | 0 | 96.8526 | 55 | 4.1886 | 10.0373 | 10 | 13.7505 | 0 | 13.7505 | 0 | 0 | 0 | 0 | 3.8762 | 0 | 0 | 0 | 3.8762 | 0 | 69.1886 | 0 | 2.9056 | 35.8114 | 0 | 0 | 0
863 | 92.412 | 0 | 92.412 | 55 | 4.3647 | 9.529 | 10 | 13.5184 | 0 | 13.5184 | 0 | 0 | 0 | 0 | 0 | 0 | 0 | 0 | 0 | 0 | 69.3647 | 0 | 2.7724 | 35.6353 | 0 | 0 | 0
864 | 89.8874 | 0 | 89.8874 | 55 | 2.617 | 9.2889 | 10 | 12.9814 | 0 | 12.9814 | 0 | 0 | 0 | 0 | 0 | 0 | 0 | 0 | 0 | 0 | 67.617 | 0 | 2.6966 | 37.383 | 0 | 0 | 0
865 | 90.9999 | 0 | 90.9999 | 55 | 3.7834 | 9.4492 | 10 | 12.7673 | 0 | 12.7673 | 0 | 0 | 0 | 0 | 0 | 0 | 0 | 0 | 0 | 0 | 68.7834 | 0 | 2.73 | 36.2166 | 0 | 0 | -1.4211e-14
866 | 89.4983 | 0 | 89.4983 | 55 | 2.3896 | 9.2577 | 10 | 12.851 | 0 | 12.851 | 0 | 0 | 0 | 0 | 0 | 0 | 0 | 0 | 0 | 0 | 67.3896 | 0 | 2.6849 | 37.6104 | 0 | 0 | 0
867 | 90.0383 | 0 | 90.0383 | 55 | 3.233 | 9.3736 | 10 | 12.4318 | 0 | 12.4318 | 0 | 0 | 0 | 0 | 0 | 0 | 0 | 0 | 0 | 0 | 68.233 | 0 | 2.7012 | 36.767 | 0 | 0 | 0
868 | 89.5074 | 0 | 89.5074 | 55 | 2.9981 | 9.3413 | 10 | 12.168 | 0 | 12.168 | 0 | 0 | 0 | 0 | 0 | 0 | 0 | 0 | 0 | 0 | 67.9981 | 0 | 2.6852 | 37.0019 | 0 | 0 | 0
869 | 90.1664 | 0 | 90.1664 | 55 | 4.5735 | 9.5577 | 10 | 11.0352 | 0 | 11.0352 | 0 | 0 | 0 | 0 | 0 | 0 | 0 | 0 | 0 | 0 | 69.5735 | 0 | 2.705 | 35.4265 | 0 | 0 | 0
870 | 91.5095 | 0 | 91.5095 | 55 | 4.9063 | 9.6034 | 10 | 11.9998 | 0 | 11.9998 | 0 | 0 | 0 | 0 | 0 | 0 | 0 | 0 | 0 | 0 | 69.9063 | 0 | 2.7453 | 35.0937 | 0 | 0 | 0
871 | 90.423 | 0 | 90.423 | 48.8646 | 2 | 8.3613 | 10 | 10.1421 | 11.055 | 10.1421 | 11.055 | 0 | 0 | 0 | 0 | 0 | 0 | 0 | 0 | 0 | 60.8646 | 0 | 2.7127 | 44.1354 | 0 | 0 | 0
872 | 93.1058 | 0 | 93.1058 | 42.9 | 2 | 7.2622 | 7.9641 | 11.0742 | 21.9053 | 11.0742 | 21.9053 | 0 | 0 | 0 | 0 | 0 | 0 | 0 | 0 | 0 | 52.8641 | 0 | 2.7932 | 52.1359 | 0 | 1.4211e-14 | 0
873 | 89.5819 | 0 | 89.5819 | 42.9 | 2 | 7.1054e-15 | 4 | 12.5172 | 30.4965 | 12.5172 | 30.4965 | 0 | 0 | 2.3317 | 0 | 0 | 0 | 2.3317 | 0 | 2.0985 | 48.9 | 0 | 2.6875 | 61.7247 | 0 | 0 | 0
874 | 91.3843 | 0 | 91.3843 | 42.9 | 2 | 0 | 4 | 10.5667 | 38.6799 | 10.5667 | 38.6799 | 0 | 0 | 6.7623 | 0 | 0 | 0 | 6.7623 | 0 | 8.1846 | 48.9 | 0 | 2.7415 | 61.1895 | 0 | 0 | 0
875 | 91.0568 | 0 | 91.0568 | 42.9 | 2 | 0 | 4 | 9.239 | 42.8438 | 9.239 | 42.8438 | 0 | 0 | 9.926 | 0 | 0 | 0 | 9.926 | 0 | 17.118 | 48.9 | 0 | 2.7317 | 60.8074 | 0 | 0 | 0
876 | 89.5451 | 0 | 89.5451 | 42.9 | 2 | 7.1054e-15 | 4 | 9.7326 | 41.3166 | 9.7326 | 41.3166 | 0 | 0 | 10.404 | 0 | 0 | 0 | 10.404 | 0 | 26.4816 | 48.9 | 0 | 2.6864 | 60.7497 | 0 | 0 | 0
877 | 86.6497 | 0 | 86.6497 | 42.9 | 2 | 0 | 4 | 10.3341 | 44.2626 | 10.3341 | 44.2626 | 0 | 0 | 12 | 0 | 4.8471 | 0 | 16.8471 | 0 | 41.7504 | 48.9 | 0 | 2.5995 | 59.9715 | 0 | 0 | 0
878 | 88.0525 | 0 | 88.0525 | 42.9 | 2 | 0 | 4 | 10.4852 | 41.8105 | 10.4852 | 41.8105 | 0 | 0 | 11.9093 | 0 | 1.2339 | 0 | 13.1433 | 0 | 53.6064 | 48.9 | 0 | 2.6416 | 60.4188 | 0 | 0 | 0
879 | 88.8694 | 0 | 88.8694 | 42.9 | 2 | 0 | 4 | 11.2903 | 29.4056 | 11.2903 | 29.4056 | 0 | 0 | 0 | 0 | 0.72651 | 0 | 0.72651 | 0 | 54.2762 | 48.9 | 0 | 2.6661 | 73.9185 | 0 | 0 | 0
880 | 89.3082 | 0 | 89.3082 | 42.9 | 2 | 6.9071 | 5.3792 | 12.148 | 19.9738 | 12.148 | 19.9738 | 0 | 0 | 0 | 0 | 0 | 0 | 0 | 0 | 54.2762 | 50.2792 | 0 | 2.6792 | 72.5072 | 0 | 0 | 0
881 | 95.447 | 0 | 95.447 | 42.9 | 2 | 8.7838 | 8.5657 | 10.7268 | 11.9968 | 10.7268 | 11.9968 | 0 | 0 | 0 | 4.6875 | 0 | 5.7864 | 0 | 10.4739 | 42.7916 | 53.4657 | 0 | 2.8634 | 58.8467 | 0 | 0 | 0
882 | 99.3687 | 0 | 99.3687 | 52.4962 | 2 | 10.5087 | 10 | 12.3638 | 5.3168e-15 | 12.3638 | 5.3168e-15 | 0 | 0 | 0 | 12 | 0 | -8.1886e-16 | 0 | 12 | 29.4583 | 64.4962 | 0 | 2.9811 | 40.5038 | 0 | 0 | 0
883 | 107.0332 | 0 | 107.0332 | 55 | 7.0567 | 11.5474 | 10 | 11.4292 | 0 | 11.4292 | 0 | 0 | 0 | 0 | 12 | 0 | 0 | 0 | 12 | 16.125 | 72.0567 | 0 | 3.211 | 32.9433 | 0 | 0 | 0
884 | 109.5057 | 0 | 109.5057 | 55 | 8.4087 | 11.7331 | 10 | 12.3639 | 0 | 12.3639 | 0 | 0 | 0 | 0 | 12 | 0 | 0 | 0 | 12 | 2.7916 | 73.4087 | 0 | 3.2852 | 31.5913 | 0 | 0 | 0
885 | 106.0038 | 0 | 106.0038 | 55 | 14.4509 | 11.2598 | 10 | 12.7806 | 0 | 12.7806 | 0 | 0 | 0 | 0 | 2.5125 | 0 | 0 | 0 | 2.5125 | -4.4409e-16 | 79.4509 | 0 | 3.1801 | 25.5491 | 0 | 1.4211e-14 | 0
886 | 100.9038 | 0 | 100.9038 | 55 | 11.8285 | 10.5544 | 10 | 13.5209 | 0 | 13.5209 | 0 | 0 | 0 | 0 | -3.9968e-16 | 0 | 0 | 0 | -3.9968e-16 | 0 | 76.8285 | 0 | 3.0271 | 28.1715 | 0 | 0 | 0
887 | 100.41 | 0 | 100.41 | 55 | 10.8449 | 10.4192 | 10 | 14.1458 | 0 | 14.1458 | 0 | 0 | 0 | 0 | 0 | 0 | 0 | 0 | 0 | 0 | 75.8449 | 0 | 3.0123 | 29.1551 | 0 | 0 | 0
888 | 83.0238 | 0 | 83.0238 | 50.6246 | 2 | 8.6031 | 10 | 11.7962 | 0 | 11.7962 | 0 | 0 | 0 | 0 | 0 | 0 | 0 | 0 | 0 | 0 | 62.6246 | 0 | 2.4907 | 42.3754 | 0 | 0 | 0
889 | 84.0085 | 0 | 84.0085 | 51.4187 | 2 | 8.7122 | 10 | 11.8776 | 0 | 11.8776 | 0 | 0 | 0 | 0 | 0 | 0 | 0 | 0 | 0 | 0 | 63.4187 | 0 | 2.5203 | 41.5813 | 0 | 0 | 0
890 | 83.216 | 0 | 83.216 | 50.4802 | 2 | 8.5833 | 10 | 12.1525 | 0 | 12.1525 | 0 | 0 | 0 | 0 | 0 | 0 | 0 | 0 | 0 | 0 | 62.4802 | 0 | 2.4965 | 42.5198 | 0 | 0 | 0
891 | 85.9171 | 0 | 85.9171 | 53.1388 | 2 | 8.9485 | 10 | 11.8299 | 0 | 11.8299 | 0 | 0 | 0 | 0 | 0 | 0 | 0 | 0 | 0 | 0 | 65.1388 | 0 | 2.5775 | 39.8612 | 0 | 0 | 0
892 | 83.9835 | 0 | 83.9835 | 52.6039 | 2 | 8.875 | 10 | 10.5047 | 0 | 10.5047 | 0 | 0 | 0 | 0 | 0 | 0 | 0 | 0 | 0 | 0 | 64.6039 | 0 | 2.5195 | 40.3961 | 0 | 0 | 0
893 | 85.4301 | 0 | 85.4301 | 55 | 2.9235 | 9.331 | 10 | 8.1756 | 0 | 8.1756 | 0 | 0 | 0 | 0 | 0 | 0 | 0 | 0 | 0 | 0 | 67.9235 | 0 | 2.5629 | 37.0765 | 0 | 0 | 0
894 | 85.4226 | 0 | 85.4226 | 54.7031 | 2 | 9.1634 | 10 | 9.5562 | 0 | 9.5562 | 0 | 0 | 0 | 0 | 0 | 0 | 0 | 0 | 0 | 0 | 66.7031 | 0 | 2.5627 | 38.2969 | 0 | 0 | 0
895 | 87.626 | 0 | 87.626 | 44.2418 | 2 | 7.7263 | 10 | 9.5486 | 14.1094 | 9.5486 | 14.1094 | 0 | 0 | 0 | 0 | 0 | 0 | 0 | 0 | 0 | 56.2418 | 0 | 2.6288 | 48.7582 | 0 | 0 | 0
896 | 85.2986 | 0 | 85.2986 | 42.9 | 2 | 0.8051 | 4 | 9.163 | 26.4305 | 9.163 | 26.4305 | 0 | 0 | 0 | 0 | 0 | 0 | 0 | 0 | 0 | 48.9 | 0 | 2.559 | 61.2984 | 0 | 0 | 0
897 | 84.7046 | 0 | 84.7046 | 42.9 | 2 | 0 | 4 | 9.3612 | 33.4618 | 9.3612 | 33.4618 | 0 | 0 | 7.0184 | 0 | 0 | 0 | 7.0184 | 0 | 6.3166 | 48.9 | 0 | 2.5411 | 61.1586 | 0 | 0 | 0
898 | 82.46 | 0 | 82.46 | 42.9 | 2 | 0 | 4 | 8.1689 | 46.2298 | 8.1689 | 46.2298 | 0 | 0 | 12 | 0 | 8.8387 | 0 | 20.8387 | 0 | 25.2655 | 48.9 | 0 | 2.4738 | 59.4893 | 0 | 0 | 0
899 | 84.8137 | 0 | 84.8137 | 42.9 | 2 | 0 | 4 | 7.6727 | 53.3054 | 7.2871 | 50.6266 | 0.38558 | 2.6788 | 12 | 0 | 10 | 0 | 22 | 0 | 45.285 | 48.9 | 0 | 2.5444 | 58.9789 | 0 | 0 | -1.4211e-14
900 | 80.8655 | 0 | 80.8655 | 42.9 | 2 | 7.1054e-15 | 4 | 8.6636 | 55 | 6.3715 | 40.4483 | 2.2922 | 14.5517 | 12 | 0 | 2.8543 | 0 | 14.8543 | 0 | 58.7166 | 48.9 | 0 | 2.426 | 58.1777 | 0 | 3.5527e-15 | 0
901 | 82.1103 | 0 | 82.1103 | 42.9 | 2 | 0 | 4 | 7.4626 | 49.7738 | 5.6749 | 37.8503 | 1.7877 | 11.9235 | 10.3149 | 0 | 0 | 0 | 10.3149 | 0 | 68 | 48.9 | 0 | 2.4633 | 69.1043 | 0 | 0 | -3.5527e-15
902 | 79.2622 | 0 | 79.2622 | 42.9 | 2 | 0 | 4 | 9.0756 | 44.7303 | 5.1213 | 25.2409 | 3.9543 | 19.4893 | 0 | 0 | 0 | 0 | 0 | 0 | 68 | 48.9 | 0 | 2.3779 | 81.1747 | 0 | 0 | 0
903 | 80.3375 | 0 | 80.3375 | 42.9 | 2 | 7.1054e-15 | 4 | 8.5116 | 36.5345 | 5.9402 | 25.4973 | 2.5714 | 11.0371 | 0 | 0 | 0 | 0 | 0 | 0 | 68 | 48.9 | 0 | 2.4101 | 82.3626 | 0 | 0 | 0
904 | 82.9982 | 0 | 82.9982 | 42.9 | 2 | 0.35919 | 4 | 8.2872 | 25.4519 | 8.2872 | 25.4519 | 0 | 0 | 0 | 0 | 0 | 0 | 0 | 0 | 68 | 48.9 | 0 | 2.4899 | 83.6905 | 0 | 0 | 0
905 | 87.9005 | 0 | 87.9005 | 43.3742 | 2 | 7.6071 | 10 | 10.3629 | 14.5564 | 10.3629 | 14.5564 | 0 | 0 | 0 | 0 | 0 | 0 | 0 | 0 | 68 | 55.3742 | 0 | 2.637 | 71.6258 | 0 | 0 | 0
906 | 92.9169 | 0 | 92.9169 | 42.9 | 2 | 10.063 | 9.9271 | 9.6025 | 6.6994e-15 | 9.6025 | 6.6994e-15 | 0 | 0 | 0 | 8.4243 | 0 | 10 | 0 | 18.4243 | 47.7932 | 54.8271 | 0 | 2.7875 | 53.7486 | 0 | 0 | 0
907 | 98.6622 | 0 | 98.6622 | 44.8173 | 2 | 10.6132 | 10 | 10.7927 | 0 | 10.7927 | 0 | 0 | 0 | 0 | 12 | 0 | 8.4391 | 0 | 20.4391 | 25.3064 | 56.8173 | 0 | 2.9599 | 48.1827 | 0 | 0 | 0
908 | 103.3922 | 0 | 103.3922 | 55 | 2.9457 | 10.9826 | 10 | 12.4639 | 0 | 12.4639 | 0 | 0 | 0 | 0 | 12 | 0 | 0 | 0 | 12 | 11.973 | 67.9457 | 0 | 3.1018 | 37.0543 | 0 | 0 | 0
909 | 99.5118 | 0 | 99.5118 | 55 | 2.0839 | 10.696 | 10 | 10.9561 | 0 | 10.9561 | 0 | 0 | 0 | 0 | 10.7757 | 0 | 0 | 0 | 10.7757 | 0 | 67.0839 | 0 | 2.9854 | 37.9161 | 0 | 0 | 0
910 | 95.9245 | 0 | 95.9245 | 55 | 9.7929 | 10.2747 | 10 | 10.8568 | 0 | 10.8568 | 0 | 0 | 0 | 0 | 0 | 0 | 0 | 0 | 0 | 0 | 74.7929 | 0 | 2.8777 | 30.2071 | 0 | 0 | 0
911 | 92.6312 | 0 | 92.6312 | 55 | 7.0721 | 9.901 | 10 | 10.6582 | 0 | 10.6582 | 0 | 0 | 0 | 0 | 0 | 0 | 0 | 0 | 0 | 0 | 72.0721 | 0 | 2.7789 | 32.9279 | 0 | 0 | 0
912 | 86.992 | 0 | 86.992 | 52.8281 | 2 | 8.9058 | 10 | 13.2581 | 0 | 13.2581 | 0 | 0 | 0 | 0 | 0 | 0 | 0 | 0 | 0 | 0 | 64.8281 | 0 | 2.6098 | 40.1719 | 0 | 0 | 0
913 | 88.0433 | 0 | 88.0433 | 53.6148 | 2 | 9.0139 | 10 | 13.4146 | 0 | 13.4146 | 0 | 0 | 0 | 0 | 0 | 0 | 0 | 0 | 0 | 0 | 65.6148 | 0 | 2.6413 | 39.3852 | 0 | 0 | 0
914 | 87.9703 | 0 | 87.9703 | 53.3765 | 2 | 8.9811 | 10 | 13.6127 | 0 | 13.6127 | 0 | 0 | 0 | 0 | 0 | 0 | 0 | 0 | 0 | 0 | 65.3765 | 0 | 2.6391 | 39.6235 | 0 | 0 | 0
915 | 88.5165 | 0 | 88.5165 | 54.9291 | 2 | 9.1944 | 10 | 12.393 | 0 | 12.393 | 0 | 0 | 0 | 0 | 0 | 0 | 0 | 0 | 0 | 0 | 66.9291 | 0 | 2.6555 | 38.0709 | 0 | 0 | 0
916 | 91.0553 | 0 | 91.0553 | 55 | 3.9823 | 9.4765 | 10 | 12.5966 | 0 | 12.5966 | 0 | 0 | 0 | 0 | 0 | 0 | 0 | 0 | 0 | 0 | 68.9823 | 0 | 2.7317 | 36.0177 | 0 | 0 | 0
917 | 91.0589 | 0 | 91.0589 | 55 | 6.0627 | 9.7623 | 10 | 10.2339 | 0 | 10.2339 | 0 | 0 | 0 | 0 | 0 | 0 | 0 | 0 | 0 | 0 | 71.0627 | 0 | 2.7318 | 33.9373 | 0 | 0 | 0
918 | 88.9697 | 0 | 88.9697 | 54.4347 | 2 | 9.1265 | 10 | 13.4085 | 0 | 13.4085 | 0 | 0 | 0 | 0 | 0 | 0 | 0 | 0 | 0 | 0 | 66.4347 | 0 | 2.6691 | 38.5653 | 0 | 0 | 0
919 | 89.3614 | 0 | 89.3614 | 46.4462 | 2 | 8.0291 | 10 | 9.3411 | 13.545 | 9.3411 | 13.545 | 0 | 0 | 0 | 0 | 0 | 0 | 0 | 0 | 0 | 58.4462 | 0 | 2.6808 | 46.5538 | 0 | 0 | 0
920 | 91.6911 | 0 | 91.6911 | 42.9 | 2 | 7.1179 | 6.9133 | 9.4182 | 23.3417 | 9.4182 | 23.3417 | 0 | 0 | 0 | 0 | 0 | 0 | 0 | 0 | 0 | 51.8133 | 0 | 2.7507 | 53.1867 | 0 | 0 | 0
921 | 89.1295 | 0 | 89.1295 | 42.9 | 2 | 0.67582 | 4 | 9.4786 | 30.0751 | 9.4786 | 30.0751 | 0 | 0 | 0 | 0 | 0 | 0 | 0 | 0 | 0 | 48.9 | 0 | 2.6739 | 61.4121 | 0 | 0 | 0
922 | 91.1795 | 0 | 91.1795 | 42.9 | 2 | 0 | 4 | 10.0052 | 40.6642 | 10.0052 | 40.6642 | 0 | 0 | 8.3899 | 0 | 0 | 0 | 8.3899 | 0 | 7.5509 | 48.9 | 0 | 2.7354 | 60.9929 | 0 | 0 | 0
923 | 89.4833 | 0 | 89.4833 | 42.9 | 2 | 0 | 4 | 9.7532 | 44.674 | 9.7532 | 44.674 | 0 | 0 | 12 | 0 | 1.8439 | 0 | 13.8439 | 0 | 20.0509 | 48.9 | 0 | 2.6845 | 60.3342 | 0 | 0 | 0
924 | 89.1279 | 0 | 89.1279 | 42.9 | 2 | 7.1054e-15 | 4 | 8.2975 | 48.0306 | 8.2975 | 48.0306 | 0 | 0 | 12 | 0 | 4.1001 | 0 | 16.1001 | 0 | 34.6311 | 48.9 | 0 | 2.6738 | 60.0617 | 0 | 0 | 0
925 | 87.6279 | 0 | 87.6279 | 42.9 | 2 | 7.1054e-15 | 4 | 8.8965 | 50.154 | 8.8965 | 50.154 | 0 | 0 | 12 | 0 | 8.3226 | 0 | 20.3226 | 0 | 53.1041 | 48.9 | 0 | 2.6288 | 59.5517 | 0 | 0 | 0
926 | 87.6101 | 0 | 87.6101 | 42.9 | 2 | 0 | 4 | 9.7374 | 45.7896 | 9.659 | 45.4209 | 0.078395 | 0.36865 | 8.9434 | 0 | 7.4264 | 0 | 16.3699 | 0 | 68 | 48.9 | 0 | 2.6283 | 59.9751 | 0 | 3.5527e-15 | 0
927 | 85.1795 | 0 | 85.1795 | 42.9 | 2 | 0 | 4 | 12.9445 | 35.2846 | 9.7373 | 26.5423 | 3.2072 | 8.7423 | 0 | 0 | 0 | 0 | 0 | 0 | 68 | 48.9 | 0 | 2.5554 | 82.563 | 0 | 1.4211e-14 | 0
928 | 89.3304 | 0 | 89.3304 | 42.9 | 2 | 6.7495 | 4.2317 | 9.4146 | 24.0347 | 9.4146 | 24.0347 | 0 | 0 | 0 | 0 | 0 | 0 | 0 | 0 | 68 | 49.1317 | 0 | 2.6799 | 77.8683 | 0 | 0 | 0
929 | 93.2521 | 0 | 93.2521 | 45.0826 | 2 | 8.3491 | 10 | 11.103 | 13.0244 | 11.103 | 13.0244 | 0 | 0 | 0 | 0 | 0 | 3.6929 | 0 | 3.6929 | 63.9944 | 57.0826 | 0 | 2.7976 | 66.2245 | 0 | 0 | 0
930 | 97.5431 | 0 | 97.5431 | 43.3744 | 2 | 10.2754 | 10 | 12.4698 | 6.0733e-15 | 12.4698 | 6.0733e-15 | 0 | 0 | 0 | 9.4234 | 0 | 10 | 0 | 19.4234 | 42.6774 | 55.3744 | 0 | 2.9263 | 52.2022 | 0 | 0 | 0
931 | 102.8325 | 0 | 102.8325 | 52.1838 | 2 | 11.1178 | 10 | 10.7847 | 0 | 10.7847 | 0 | 0 | 0 | 0 | 12 | 0 | 4.7461 | 0 | 16.7461 | 24.1962 | 64.1838 | 0 | 3.085 | 40.8162 | 0 | 0 | 0
932 | 112.0027 | 0 | 112.0027 | 55 | 11.2648 | 12.1254 | 10 | 11.6124 | 0 | 11.6124 | 0 | 0 | 0 | 0 | 12 | 0 | 0 | 0 | 12 | 10.8628 | 76.2648 | 0 | 3.3601 | 28.7352 | 0 | 0 | 0
933 | 104.9069 | 0 | 104.9069 | 55 | 6.8799 | 11.2176 | 10 | 12.0329 | 0 | 12.0329 | 0 | 0 | 0 | 0 | 9.7766 | 0 | 0 | 0 | 9.7766 | 0 | 71.8799 | 0 | 3.1472 | 33.1201 | 0 | 0 | 0
934 | 102.5505 | 0 | 102.5505 | 55 | 14.5619 | 10.9299 | 10 | 12.0587 | 0 | 12.0587 | 0 | 0 | 0 | 0 | 0 | 0 | 0 | 0 | 0 | 0 | 79.5619 | 0 | 3.0765 | 25.4381 | 0 | 1.4211e-14 | 0
935 | 95.6906 | 0 | 95.6906 | 55 | 8.6262 | 10.1145 | 10 | 11.9499 | 0 | 11.9499 | 0 | 0 | 0 | 0 | 0 | 0 | 0 | 0 | 0 | 0 | 73.6262 | 0 | 2.8707 | 31.3738 | 0 | 0 | 0
936 | 89.5629 | 0 | 89.5629 | 54.0921 | 2 | 9.0795 | 10 | 14.3913 | 0 | 14.3913 | 0 | 0 | 0 | 0 | 0 | 0 | 0 | 0 | 0 | 0 | 66.0921 | 0 | 2.6869 | 38.9079 | 0 | 0 | 0
937 | 90.6708 | 0 | 90.6708 | 55 | 2.3256 | 9.2489 | 10 | 14.0962 | 0 | 14.0962 | 0 | 0 | 0 | 0 | 0 | 0 | 0 | 0 | 0 | 0 | 67.3256 | 0 | 2.7201 | 37.6744 | 0 | 0 | 0
938 | 89.6174 | 0 | 89.6174 | 54.9524 | 2 | 9.1976 | 10 | 13.4674 | 0 | 13.4674 | 0 | 0 | 0 | 0 | 0 | 0 | 0 | 0 | 0 | 0 | 66.9524 | 0 | 2.6885 | 38.0476 | 0 | 0 | 0
939 | 90.2671 | 0 | 90.2671 | 54.5596 | 2 | 9.1437 | 10 | 14.5638 | 0 | 14.5638 | 0 | 0 | 0 | 0 | 0 | 0 | 0 | 0 | 0 | 0 | 66.5596 | 0 | 2.708 | 38.4404 | 0 | 0 | 0
940 | 91.9939 | 0 | 91.9939 | 55 | 3.7829 | 9.4491 | 10 | 13.7619 | 0 | 13.7619 | 0 | 0 | 0 | 0 | 0 | 0 | 0 | 0 | 0 | 0 | 68.7829 | 0 | 2.7598 | 36.2171 | 0 | 0 | 0
941 | 93.5818 | 0 | 93.5818 | 55 | 6.984 | 9.8889 | 10 | 11.7089 | 0 | 11.7089 | 0 | 0 | 0 | 0 | 0 | 0 | 0 | 0 | 0 | 0 | 71.984 | 0 | 2.8075 | 33.016 | 0 | 0 | 0
942 | 91.551 | 0 | 91.551 | 55 | 4.8027 | 9.5892 | 10 | 12.1591 | 0 | 12.1591 | 0 | 0 | 0 | 0 | 0 | 0 | 0 | 0 | 0 | 0 | 69.8027 | 0 | 2.7465 | 35.1973 | 0 | 0 | 0
943 | 92.1713 | 0 | 92.1713 | 47.2134 | 2 | 8.1345 | 10 | 11.3124 | 13.5111 | 11.3124 | 13.5111 | 0 | 0 | 0 | 0 | 0 | 0 | 0 | 0 | 0 | 59.2134 | 0 | 2.7651 | 45.7866 | 0 | 0 | 0
944 | 91.5888 | 0 | 91.5888 | 42.9 | 2 | 6.4373 | 4 | 10.4448 | 25.8067 | 10.4448 | 25.8067 | 0 | 0 | 0 | 0 | 0 | 0 | 0 | 0 | 0 | 48.9 | 0 | 2.7477 | 56.3465 | 0 | 1.4211e-14 | 0
945 | 91.023 | 0 | 91.023 | 42.9 | 2 | 0 | 4 | 12.8649 | 35.1296 | 12.8649 | 35.1296 | 0 | 0 | 5.8716 | 0 | 0 | 0 | 5.8716 | 0 | 5.2844 | 48.9 | 0 | 2.7307 | 61.2971 | 0 | 0 | 0
946 | 89.8013 | 0 | 89.8013 | 42.9 | 2 | 0 | 4 | 11.1433 | 43.01 | 11.1433 | 43.01 | 0 | 0 | 12 | 0 | 1.2521 | 0 | 13.2521 | 0 | 17.2388 | 48.9 | 0 | 2.694 | 60.4057 | 0 | 0 | 0
947 | 89.8973 | 0 | 89.8973 | 42.9 | 2 | 1.4211e-14 | 4 | 9.3439 | 50.1259 | 9.3439 | 50.1259 | 0 | 0 | 12 | 0 | 6.4725 | 0 | 18.4725 | 0 | 34.0061 | 48.9 | 0 | 2.6969 | 59.7751 | 0 | 0 | 0
948 | 89.5396 | 0 | 89.5396 | 42.9 | 2 | 0 | 4 | 9.4097 | 49.2743 | 9.4097 | 49.2743 | 0 | 0 | 12 | 0 | 6.0444 | 0 | 18.0444 | 0 | 50.3788 | 48.9 | 0 | 2.6862 | 59.8268 | 0 | 0 | 0
949 | 90.9404 | 0 | 90.9404 | 42.9 | 2 | 0 | 4 | 10.1539 | 53.0119 | 9.8743 | 51.552 | 0.27964 | 1.46 | 11.4617 | 0 | 7.9241 | 0 | 19.3858 | 0 | 68 | 48.9 | 0 | 2.7282 | 59.4547 | 0 | 0 | 0
950 | 88.3086 | 0 | 88.3086 | 42.9 | 2 | 0 | 4 | 11.8014 | 45.2438 | 8.1527 | 31.2558 | 3.6486 | 13.988 | 0 | 0 | 0 | 0 | 0 | 0 | 68 | 48.9 | 0 | 2.6493 | 81.8761 | 0 | 0 | 0
951 | 85.6043 | 0 | 85.6043 | 42.9 | 2 | 0 | 4 | 10.823 | 37.1274 | 8.2846 | 28.4197 | 2.5384 | 8.7077 | 0 | 0 | 0 | 0 | 0 | 0 | 68 | 48.9 | 0 | 2.5681 | 82.648 | 0 | 0 | 0
952 | 89.761 | 0 | 89.761 | 42.9 | 2 | 5.2854 | 4 | 12.1286 | 23.447 | 12.1286 | 23.447 | 0 | 0 | 0 | 0 | 0 | 0 | 0 | 0 | 68 | 48.9 | 0 | 2.6928 | 79.3593 | 0 | 0 | 0
953 | 98.4082 | 0 | 98.4082 | 42.9 | 2 | 8.9814 | 8.0621 | 11.0136 | 13.035 | 11.0136 | 13.035 | 0 | 0 | 0 | 2.4161 | 0 | 10 | 0 | 12.4161 | 54.469 | 52.9621 | 0 | 2.9522 | 61.6218 | 0 | 0 | 0
954 | 99.7394 | 0 | 99.7394 | 46.0395 | 2 | 10.7811 | 10 | 10.4797 | 6.4801e-15 | 10.4797 | 6.4801e-15 | 0 | 0 | 0 | 12 | 0 | 8.4391 | 0 | 20.4391 | 31.9821 | 58.0395 | 0 | 2.9922 | 46.9605 | 0 | 0 | 0
955 | 106.9346 | 0 | 106.9346 | 55 | 4.6964 | 11.2231 | 10 | 14.015 | 0 | 14.015 | 0 | 0 | 0 | 0 | 12 | 0 | 0 | 0 | 12 | 18.6488 | 69.6964 | 0 | 3.208 | 35.3036 | 0 | 0 | 0
956 | 111.963 | 0 | 111.963 | 55 | 9.5719 | 11.8929 | 10 | 13.4982 | 0 | 13.4982 | 0 | 0 | 0 | 0 | 12 | 0 | 0 | 0 | 12 | 5.3155 | 74.5719 | 0 | 3.3589 | 30.4281 | 0 | 0 | 0
957 | 106.4031 | 0 | 106.4031 | 55 | 10.4684 | 11.0247 | 10 | 15.1261 | 0 | 15.1261 | 0 | 0 | 0 | 0 | 4.7839 | 0 | 0 | 0 | 4.7839 | 0 | 75.4684 | 0 | 3.1921 | 29.5316 | 0 | 0 | -1.4211e-14
958 | 102.9825 | 0 | 102.9825 | 55 | 14.6517 | 10.9422 | 10 | 12.3885 | 0 | 12.3885 | 0 | 0 | 0 | 0 | 0 | 0 | 0 | 0 | 0 | 0 | 79.6517 | 0 | 3.0895 | 25.3483 | 0 | 0 | 0
959 | 98.4593 | 0 | 98.4593 | 55 | 9.4588 | 10.2288 | 10 | 13.7716 | 0 | 13.7716 | 0 | 0 | 0 | 0 | 0 | 0 | 0 | 0 | 0 | 0 | 74.4588 | 0 | 2.9538 | 30.5412 | 0 | 0 | 0
960 | 82.8505 | 0 | 82.8505 | 47.4803 | 2 | 8.1712 | 10 | 15.199 | 0 | 15.199 | 0 | 0 | 0 | 0 | 0 | 0 | 0 | 0 | 0 | 0 | 59.4803 | 0 | 2.4855 | 45.5197 | 0 | 0 | 0
961 | 87.0759 | 0 | 87.0759 | 51.2361 | 2 | 8.6871 | 10 | 15.1527 | 0 | 15.1527 | 0 | 0 | 0 | 0 | 0 | 0 | 0 | 0 | 0 | 0 | 63.2361 | 0 | 2.6123 | 41.7639 | 0 | 0 | 0
962 | 86.8812 | 0 | 86.8812 | 51.4967 | 2 | 8.7229 | 10 | 14.6616 | 0 | 14.6616 | 0 | 0 | 0 | 0 | 0 | 0 | 0 | 0 | 0 | 0 | 63.4967 | 0 | 2.6064 | 41.5033 | 0 | 0 | 0
963 | 85.2175 | 0 | 85.2175 | 50.9104 | 2 | 8.6424 | 10 | 13.6648 | 0 | 13.6648 | 0 | 0 | 0 | 0 | 0 | 0 | 0 | 0 | 0 | 0 | 62.9104 | 0 | 2.5565 | 42.0896 | 0 | 0 | 0
964 | 86.8896 | 0 | 86.8896 | 52.3942 | 2 | 8.8462 | 10 | 13.6491 | 0 | 13.6491 | 0 | 0 | 0 | 0 | 0 | 0 | 0 | 0 | 0 | 0 | 64.3942 | 0 | 2.6067 | 40.6058 | 0 | 0 | 0
965 | 87.9637 | 0 | 87.9637 | 54.3491 | 2 | 9.1148 | 10 | 12.4998 | 0 | 12.4998 | 0 | 0 | 0 | 0 | 0 | 0 | 0 | 0 | 0 | 0 | 66.3491 | 0 | 2.6389 | 38.6509 | 0 | 0 | 0
966 | 87.589 | 0 | 87.589 | 54.7997 | 2 | 9.1767 | 10 | 11.6127 | 0 | 11.6127 | 0 | 0 | 0 | 0 | 0 | 0 | 0 | 0 | 0 | 0 | 66.7997 | 0 | 2.6277 | 38.2003 | 0 | 0 | 0
967 | 87.3271 | 0 | 87.3271 | 43.4256 | 2 | 7.6141 | 10 | 10.2779 | 14.0095 | 10.2779 | 14.0095 | 0 | 0 | 0 | 0 | 0 | 0 | 0 | 0 | 0 | 55.4256 | 0 | 2.6198 | 49.5744 | 0 | 0 | 0
968 | 87.5468 | 0 | 87.5468 | 42.9 | 2 | 0 | 4 | 12.6369 | 28.2471 | 12.6369 | 28.2471 | 0 | 0 | 2.2371 | 0 | 0 | 0 | 2.2371 | 0 | 2.0134 | 48.9 | 0 | 2.6264 | 61.7361 | 0 | 0 | 0
969 | 84.8483 | 0 | 84.8483 | 42.9 | 2 | 0 | 4 | 11.2775 | 39.3289 | 11.2775 | 39.3289 | 0 | 0 | 12 | 0 | 2.6581 | 0 | 14.6581 | 0 | 15.2641 | 48.9 | 0 | 2.5454 | 60.2358 | 0 | 0 | 0
970 | 86.1988 | 0 | 86.1988 | 42.9 | 2 | 0 | 4 | 9.8457 | 45.5478 | 9.8457 | 45.5478 | 0 | 0 | 12 | 0 | 6.0947 | 0 | 18.0947 | 0 | 31.6831 | 48.9 | 0 | 2.586 | 59.8208 | 0 | 0 | 0
971 | 86.694 | 0 | 86.694 | 42.9 | 2 | 1.4211e-14 | 4 | 10.9595 | 50.8424 | 10.6034 | 49.1905 | 0.35608 | 1.6519 | 12 | 0 | 10 | 0 | 22 | 0 | 51.7026 | 48.9 | 0 | 2.6008 | 59.1065 | 0 | 0 | 0
972 | 82.9155 | 0 | 82.9155 | 42.9 | 2 | 7.1054e-15 | 4 | 12.0189 | 51.6141 | 9.2467 | 39.7091 | 2.7722 | 11.905 | 12 | 0 | 2.9402 | 0 | 14.9402 | 0 | 65.2134 | 48.9 | 0 | 2.4875 | 58.429 | 0 | 3.5527e-15 | 0
973 | 85.0865 | 0 | 85.0865 | 42.9 | 2 | 0 | 4 | 11.4914 | 52.127 | 7.0956 | 32.1871 | 4.3957 | 19.9399 | 3.0962 | 0 | 0 | 0 | 3.0962 | 0 | 68 | 48.9 | 0 | 2.5526 | 68.693 | 0 | 3.1086e-15 | 0
974 | 84.7258 | 0 | 84.7258 | 42.9 | 2 | 0 | 4 | 10.6907 | 43.458 | 7.0732 | 28.7526 | 3.6175 | 14.7053 | 0 | 0 | 0 | 0 | 0 | 0 | 68 | 48.9 | 0 | 2.5418 | 81.7932 | 0 | 0 | -1.4211e-14
975 | 82.9923 | 0 | 82.9923 | 42.9 | 2 | 0 | 4 | 11.1991 | 36.1862 | 8.0574 | 26.0349 | 3.1417 | 10.1513 | 0 | 0 | 0 | 0 | 0 | 0 | 68 | 48.9 | 0 | 2.4898 | 82.4007 | 0 | 1.4211e-14 | 0
976 | 87.8025 | 0 | 87.8025 | 42.9 | 2 | 1.5767 | 4 | 10.0746 | 27.2512 | 10.0746 | 27.2512 | 0 | 0 | 0 | 0 | 0 | 0 | 0 | 0 | 68 | 48.9 | 0 | 2.6341 | 82.62 | 0 | 0 | 0
977 | 91.9846 | 0 | 91.9846 | 42.9 | 2 | 8.0043 | 7.3629 | 11.7565 | 13.9583 | 11.7565 | 13.9583 | 0 | 0 | 0 | 0 | 0 | 6.0026 | 0 | 6.0026 | 61.4893 | 52.2629 | 0 | 2.7595 | 68.7345 | 0 | 0 | 0
978 | 95.8569 | 0 | 95.8569 | 42.9 | 2 | 10.0448 | 6.2194 | 12.6926 | 6.6263e-15 | 12.6926 | 6.6263e-15 | 0 | 0 | 0 | 12 | 0 | 10 | 0 | 22 | 37.3094 | 51.1194 | 0 | 2.8757 | 53.8806 | 0 | 0 | 0
979 | 103.338 | 0 | 103.338 | 52.0712 | 2 | 10.785 | 10 | 14.0453 | 0 | 14.0453 | 0 | 0 | 0 | 0 | 12 | 0 | 2.4365 | 0 | 14.4365 | 21.3333 | 64.0712 | 0 | 3.1001 | 40.9288 | 0 | 0 | 0
980 | 104.8787 | 0 | 104.8787 | 55 | 4.3945 | 11.1816 | 10 | 12.3027 | 0 | 12.3027 | 0 | 0 | 0 | 0 | 12 | 0 | 0 | 0 | 12 | 8 | 69.3945 | 0 | 3.1464 | 35.6055 | 0 | 0 | 0
981 | 100.3422 | 0 | 100.3422 | 55 | 2.7176 | 10.2919 | 10 | 15.1327 | 0 | 15.1327 | 0 | 0 | 0 | 0 | 7.2 | 0 | 0 | 0 | 7.2 | 0 | 67.7176 | 0 | 3.0103 | 37.2824 | 0 | 0 | 0
982 | 98.1432 | 0 | 98.1432 | 55 | 9.6178 | 10.2507 | 10 | 13.2747 | 0 | 13.2747 | 0 | 0 | 0 | 0 | 0 | 0 | 0 | 0 | 0 | 0 | 74.6178 | 0 | 2.9443 | 30.3822 | 0 | 0 | -1.4211e-14
983 | 91.894 | 0 | 91.894 | 55 | 3.2391 | 9.3744 | 10 | 14.2806 | 0 | 14.2806 | 0 | 0 | 0 | 0 | 0 | 0 | 0 | 0 | 0 | 0 | 68.2391 | 0 | 2.7568 | 36.7609 | 0 | 0 | 0
984 | 86.6046 | 0 | 86.6046 | 50.7115 | 2 | 8.615 | 10 | 15.2781 | 0 | 15.2781 | 0 | 0 | 0 | 0 | 0 | 0 | 0 | 0 | 0 | 0 | 62.7115 | 0 | 2.5981 | 42.2885 | 0 | 1.4211e-14 | 0
985 | 85.9371 | 0 | 85.9371 | 51.0632 | 2 | 8.6633 | 10 | 14.2106 | 0 | 14.2106 | 0 | 0 | 0 | 0 | 0 | 0 | 0 | 0 | 0 | 0 | 63.0632 | 0 | 2.5781 | 41.9368 | 0 | 0 | 0
986 | 87.9759 | 0 | 87.9759 | 52.5172 | 2 | 8.8631 | 10 | 14.5956 | 0 | 14.5956 | 0 | 0 | 0 | 0 | 0 | 0 | 0 | 0 | 0 | 0 | 64.5172 | 0 | 2.6393 | 40.4828 | 0 | 0 | 0
987 | 86.4121 | 0 | 86.4121 | 50.0286 | 2 | 8.5212 | 10 | 15.8623 | 0 | 15.8623 | 0 | 0 | 0 | 0 | 0 | 0 | 0 | 0 | 0 | 0 | 62.0286 | 0 | 2.5924 | 42.9714 | 0 | 0 | 0
988 | 87.7916 | 0 | 87.7916 | 52.2705 | 2 | 8.8292 | 10 | 14.6918 | 0 | 14.6918 | 0 | 0 | 0 | 0 | 0 | 0 | 0 | 0 | 0 | 0 | 64.2705 | 0 | 2.6337 | 40.7295 | 0 | 0 | 0
989 | 91.0231 | 0 | 91.0231 | 55 | 2.7682 | 9.3097 | 10 | 13.9452 | 0 | 13.9452 | 0 | 0 | 0 | 0 | 0 | 0 | 0 | 0 | 0 | 0 | 67.7682 | 0 | 2.7307 | 37.2318 | 0 | 0 | 0
990 | 87.3914 | 0 | 87.3914 | 53.4753 | 2 | 8.9947 | 10 | 12.9213 | 0 | 12.9213 | 0 | 0 | 0 | 0 | 0 | 0 | 0 | 0 | 0 | 0 | 65.4753 | 0 | 2.6217 | 39.5247 | 0 | 0 | 0
991 | 88.0785 | 0 | 88.0785 | 43.6792 | 2 | 7.649 | 10 | 12.3297 | 12.4206 | 12.3297 | 12.4206 | 0 | 0 | 0 | 0 | 0 | 0 | 0 | 0 | 0 | 55.6792 | 0 | 2.6424 | 49.3208 | 0 | 0 | -1.4211e-14
992 | 86.1842 | 0 | 86.1842 | 42.9 | 2 | 7.1054e-15 | 4 | 12.2149 | 26.0367 | 12.2149 | 26.0367 | 0 | 0 | 0.96728 | 0 | 0 | 0 | 0.96728 | 0 | 0.87055 | 48.9 | 0 | 2.5855 | 61.8895 | 0 | 0 | 0
993 | 86.9216 | 0 | 86.9216 | 42.9 | 2 | 1.4211e-14 | 4 | 13.4116 | 36.085 | 13.4116 | 36.085 | 0 | 0 | 11.4751 | 0 | 0 | 0 | 11.4751 | 0 | 11.1981 | 48.9 | 0 | 2.6076 | 60.6203 | 0 | 0 | 0
994 | 85.0395 | 0 | 85.0395 | 42.9 | 2 | 0 | 4 | 12.0751 | 47.0265 | 11.8785 | 46.261 | 0.19656 | 0.76552 | 12 | 0 | 10 | 0 | 22 | 0 | 31.2177 | 48.9 | 0 | 2.5512 | 59.2329 | 0 | 1.4211e-14 | 0
995 | 87.6619 | 0 | 87.6619 | 42.9 | 2 | 0 | 4 | 11.8164 | 49.9829 | 11.6181 | 49.1438 | 0.19835 | 0.83902 | 12 | 0 | 10 | 0 | 22 | 0 | 51.2372 | 48.9 | 0 | 2.6299 | 59.2238 | 0 | 1.4211e-14 | 0
996 | 85.1477 | 0 | 85.1477 | 42.9 | 2 | 0 | 4 | 12.0317 | 55 | 8.964 | 40.9768 | 3.0677 | 14.0232 | 12 | 0 | 1.693 | 0 | 13.693 | 0 | 63.5981 | 48.9 | 0 | 2.5544 | 58.2881 | 0 | 3.5527e-15 | 0
997 | 83.3417 | 0 | 83.3417 | 42.9 | 2 | 0 | 4 | 12.6922 | 50.0901 | 7.9516 | 31.3811 | 4.7406 | 18.709 | 4.891 | 0 | 0 | 0 | 4.891 | 0 | 68 | 48.9 | 0 | 2.5003 | 68.5832 | 0 | 0 | -6.2172e-15
998 | 83.2854 | 0 | 83.2854 | 42.9 | 2 | 0 | 4 | 11.1005 | 46.3688 | 6.6417 | 27.7437 | 4.4588 | 18.6251 | 0 | 0 | 0 | 0 | 0 | 0 | 68 | 48.9 | 0 | 2.4986 | 81.2182 | 0 | 0 | 0
999 | 84.5399 | 0 | 84.5399 | 42.9 | 2 | 7.1054e-15 | 4 | 10.6056 | 35.9614 | 8.117 | 27.523 | 2.4886 | 8.4384 | 0 | 0 | 0 | 0 | 0 | 0 | 68 | 48.9 | 0 | 2.5362 | 82.6865 | 0 | 0 | 0
1000 | 89.6593 | 0 | 89.6593 | 42.9 | 2 | 3.9369 | 4 | 11.7659 | 25.0566 | 11.7659 | 25.0566 | 0 | 0 | 0 | 0 | 0 | 0 | 0 | 0 | 68 | 48.9 | 0 | 2.6898 | 80.5449 | 0 | 0 | 0
1001 | 91.9348 | 0 | 91.9348 | 44.4186 | 2 | 8.1555 | 10 | 10.8705 | 13.5424 | 10.8705 | 13.5424 | 0 | 0 | 0 | 0 | 0 | 2.9478 | 0 | 2.9478 | 64.8027 | 56.4186 | 0 | 2.758 | 67.6337 | 0 | 0 | 0
1002 | 98.9724 | 0 | 98.9724 | 42.9 | 2 | 10.4707 | 9.4031 | 12.2818 | 6.1372e-15 | 12.2818 | 6.1372e-15 | 0 | 0 | 0 | 11.9167 | 0 | 10 | 0 | 21.9167 | 40.7154 | 54.3031 | 0 | 2.9692 | 50.7802 | 0 | 0 | 0
1003 | 102.3375 | 0 | 102.3375 | 49.1277 | 2 | 10.8004 | 10 | 12.9181 | 0 | 12.9181 | 0 | 0 | 0 | 0 | 12 | 0 | 5.4913 | 0 | 17.4913 | 21.4259 | 61.1277 | 0 | 3.0701 | 43.8723 | 0 | 0 | 0
1004 | 109.3085 | 0 | 109.3085 | 55 | 5.3092 | 11.3073 | 10 | 15.692 | 0 | 15.692 | 0 | 0 | 0 | 0 | 12 | 0 | 0 | 0 | 12 | 8.0925 | 70.3092 | 0 | 3.2793 | 34.6908 | 0 | 0 | 0
1005 | 101.05 | 0 | 101.05 | 55 | 2.9864 | 10.3402 | 10 | 15.44 | 0 | 15.44 | 0 | 0 | 0 | 0 | 7.2833 | 0 | 0 | 0 | 7.2833 | 0 | 67.9864 | 0 | 3.0315 | 37.0136 | 0 | 1.4211e-14 | 0
1006 | 96.7828 | 0 | 96.7828 | 55 | 7.3161 | 9.9345 | 10 | 14.5322 | 0 | 14.5322 | 0 | 0 | 0 | 0 | 0 | 0 | 0 | 0 | 0 | 0 | 72.3161 | 0 | 2.9035 | 32.6839 | 0 | 1.4211e-14 | 0
1007 | 92.8566 | 0 | 92.8566 | 55 | 4.8061 | 9.5897 | 10 | 13.4609 | 0 | 13.4609 | 0 | 0 | 0 | 0 | 0 | 0 | 0 | 0 | 0 | 0 | 69.8061 | 0 | 2.7857 | 35.1939 | 0 | 0 | 0
1008 | 83.913 | 0 | 83.913 | 52.5775 | 2 | 8.8714 | 10 | 10.4641 | 0 | 10.4641 | 0 | 0 | 0 | 0 | 0 | 0 | 0 | 0 | 0 | 0 | 64.5775 | 0 | 2.5174 | 40.4225 | 0 | 0 | 0
1009 | 86.5352 | 0 | 86.5352 | 53.9144 | 2 | 9.055 | 10 | 11.5657 | 0 | 11.5657 | 0 | 0 | 0 | 0 | 0 | 0 | 0 | 0 | 0 | 0 | 65.9144 | 0 | 2.5961 | 39.0856 | 0 | 0 | 0
1010 | 87.7958 | 0 | 87.7958 | 55 | 2.3125 | 9.2471 | 10 | 11.2362 | 0 | 11.2362 | 0 | 0 | 0 | 0 | 0 | 0 | 0 | 0 | 0 | 0 | 67.3125 | 0 | 2.6339 | 37.6875 | 0 | 0 | 0
1011 | 87.2377 | 0 | 87.2377 | 55 | 2.4321 | 9.2635 | 10 | 10.542 | 0 | 10.542 | 0 | 0 | 0 | 0 | 0 | 0 | 0 | 0 | 0 | 0 | 67.4321 | 0 | 2.6171 | 37.5679 | 0 | 0 | 0
1012 | 85.8042 | 0 | 85.8042 | 54.4213 | 2 | 9.1247 | 10 | 10.2582 | 0 | 10.2582 | 0 | 0 | 0 | 0 | 0 | 0 | 0 | 0 | 0 | 0 | 66.4213 | 0 | 2.5741 | 38.5787 | 0 | 0 | 0
1013 | 87.985 | 0 | 87.985 | 55 | 4.5432 | 9.5535 | 10 | 8.8883 | 0 | 8.8883 | 0 | 0 | 0 | 0 | 0 | 0 | 0 | 0 | 0 | 0 | 69.5432 | 0 | 2.6395 | 35.4568 | 0 | 1.4211e-14 | 0
1014 | 86.7028 | 0 | 86.7028 | 55 | 3.6317 | 9.4283 | 10 | 8.6428 | 0 | 8.6428 | 0 | 0 | 0 | 0 | 0 | 0 | 0 | 0 | 0 | 0 | 68.6317 | 0 | 2.6011 | 36.3683 | 0 | 0 | 0
1015 | 86.2096 | 0 | 86.2096 | 46.1672 | 2 | 7.9908 | 10 | 8.7255 | 11.3261 | 8.7255 | 11.3261 | 0 | 0 | 0 | 0 | 0 | 0 | 0 | 0 | 0 | 58.1672 | 0 | 2.5863 | 46.8328 | 0 | 0 | 0
1016 | 87.0063 | 0 | 87.0063 | 42.9 | 2 | 4.9772 | 4 | 9.6559 | 23.4732 | 9.6559 | 23.4732 | 0 | 0 | 0 | 0 | 0 | 0 | 0 | 0 | 0 | 48.9 | 0 | 2.6102 | 57.6303 | 0 | 0 | 0
1017 | 87.1465 | 0 | 87.1465 | 42.9 | 2 | 0 | 4 | 7.8304 | 35.5615 | 7.8304 | 35.5615 | 0 | 0 | 5.1453 | 0 | 0 | 0 | 5.1453 | 0 | 4.6308 | 48.9 | 0 | 2.6144 | 61.3848 | 0 | 0 | 0
1018 | 87.7951 | 0 | 87.7951 | 42.9 | 2 | 7.1054e-15 | 4 | 7.1632 | 37.2877 | 7.1632 | 37.2877 | 0 | 0 | 5.5558 | 0 | 0 | 0 | 5.5558 | 0 | 9.631 | 48.9 | 0 | 2.6339 | 61.3352 | 0 | 0 | 0
1019 | 84.0482 | 0 | 84.0482 | 42.9 | 2 | 0 | 4 | 8.6039 | 43.3327 | 8.6039 | 43.3327 | 0 | 0 | 12 | 0 | 4.7885 | 0 | 16.7885 | 0 | 24.8457 | 48.9 | 0 | 2.5214 | 59.9785 | 0 | 0 | 0
1020 | 82.8686 | 0 | 82.8686 | 42.9 | 2 | 0 | 4 | 8.3984 | 44.153 | 8.3984 | 44.153 | 0 | 0 | 12 | 0 | 6.5828 | 0 | 18.5828 | 0 | 41.7148 | 48.9 | 0 | 2.4861 | 59.7618 | 0 | 0 | 0
1021 | 82.6909 | 0 | 82.6909 | 42.9 | 2 | 7.1054e-15 | 4 | 8.0649 | 48.7764 | 7.9159 | 47.8751 | 0.14903 | 0.90133 | 12 | 0 | 10 | 0 | 22 | 0 | 61.7343 | 48.9 | 0 | 2.4807 | 59.2222 | 0 | 1.4211e-14 | 0
1022 | 82.7279 | 0 | 82.7279 | 42.9 | 2 | 7.1054e-15 | 4 | 7.6665 | 37.9682 | 6.8512 | 33.9307 | 0.81525 | 4.0375 | 6.6322 | 0 | 0.32181 | 0 | 6.954 | 0 | 68 | 48.9 | 0 | 2.4818 | 60.5802 | 0 | 6.2172e-15 | 0
1023 | 81.9638 | 0 | 81.9638 | 42.9 | 2 | 7.1054e-15 | 4 | 7.131 | 33.3231 | 5.8283 | 27.2355 | 1.3027 | 6.0876 | 0 | 0 | 0 | 0 | 0 | 0 | 68 | 48.9 | 0 | 2.4589 | 83.1137 | 0 | 0 | 0
1024 | 88.3523 | 0 | 88.3523 | 42.9 | 2 | 6.8703 | 5.1114 | 8.2345 | 23.2361 | 8.2345 | 23.2361 | 0 | 0 | 0 | 0 | 0 | 0 | 0 | 0 | 68 | 50.0114 | 0 | 2.6506 | 76.9886 | 0 | 0 | 0
1025 | 90.7636 | 0 | 90.7636 | 44.3315 | 2 | 8.7345 | 10 | 7.4393 | 11.0084 | 7.4393 | 11.0084 | 0 | 0 | 0 | 0 | 0 | 7.2499 | 0 | 7.2499 | 60.1364 | 56.3315 | 0 | 2.7229 | 63.4186 | 0 | 0 | 0
1026 | 98.9083 | 0 | 98.9083 | 43.0637 | 2 | 10.5867 | 10 | 11.2579 | 5.6846e-15 | 11.2579 | 5.6846e-15 | 0 | 0 | 0 | 12 | 0 | 10 | 0 | 22 | 35.9565 | 55.0637 | 0 | 2.9672 | 49.9363 | 0 | 0 | -1.4211e-14
1027 | 101.3379 | 0 | 101.3379 | 55 | 3.5103 | 11.2235 | 10 | 8.4148 | 0 | 8.4148 | 0 | 0 | 0 | 0 | 12 | 0 | 1.1892 | 0 | 13.1892 | 21.3333 | 68.5103 | 0 | 3.0401 | 36.4897 | 0 | 0 | 0
1028 | 104.8722 | 0 | 104.8722 | 55 | 6.0012 | 11.4024 | 10 | 10.4686 | 0 | 10.4686 | 0 | 0 | 0 | 0 | 12 | 0 | 0 | 0 | 12 | 8 | 71.0012 | 0 | 3.1462 | 33.9988 | 0 | 0 | -1.4211e-14
1029 | 102.2568 | 0 | 102.2568 | 55 | 9.5582 | 11.2316 | 10 | 9.267 | 0 | 9.267 | 0 | 0 | 0 | 0 | 7.2 | 0 | 0 | 0 | 7.2 | 0 | 74.5582 | 0 | 3.0677 | 30.4418 | 0 | 1.4211e-14 | 0
1030 | 100.393 | 0 | 100.393 | 55 | 13.8573 | 10.8331 | 10 | 10.7026 | 0 | 10.7026 | 0 | 0 | 0 | 0 | 0 | 0 | 0 | 0 | 0 | 0 | 78.8573 | 0 | 3.0118 | 26.1427 | 0 | 0 | 0
1031 | 92.6631 | 0 | 92.6631 | 55 | 6.8801 | 9.8746 | 10 | 10.9084 | 0 | 10.9084 | 0 | 0 | 0 | 0 | 0 | 0 | 0 | 0 | 0 | 0 | 71.8801 | 0 | 2.7799 | 33.1199 | 0 | 0 | 0
1032 | 82.9485 | 0 | 82.9485 | 48.5575 | 2 | 8.3191 | 10 | 14.0719 | 0 | 14.0719 | 0 | 0 | 0 | 0 | 0 | 0 | 0 | 0 | 0 | 0 | 60.5575 | 0 | 2.4885 | 44.4425 | 0 | 0 | 0
1033 | 83.586 | 0 | 83.586 | 50.6485 | 2 | 8.6064 | 10 | 12.3312 | 0 | 12.3312 | 0 | 0 | 0 | 0 | 0 | 0 | 0 | 0 | 0 | 0 | 62.6485 | 0 | 2.5076 | 42.3515 | 0 | 0 | 0
1034 | 86.8088 | 0 | 86.8088 | 54.4914 | 2 | 9.1343 | 10 | 11.183 | 0 | 11.183 | 0 | 0 | 0 | 0 | 0 | 0 | 0 | 0 | 0 | 0 | 66.4914 | 0 | 2.6043 | 38.5086 | 0 | 0 | 0
1035 | 88.8577 | 0 | 88.8577 | 54.6042 | 2 | 9.1498 | 10 | 13.1037 | 0 | 13.1037 | 0 | 0 | 0 | 0 | 0 | 0 | 0 | 0 | 0 | 0 | 66.6042 | 0 | 2.6657 | 38.3958 | 0 | 0 | 0
1036 | 88.5363 | 0 | 88.5363 | 54.6827 | 2 | 9.1606 | 10 | 12.693 | 0 | 12.693 | 0 | 0 | 0 | 0 | 0 | 0 | 0 | 0 | 0 | 0 | 66.6827 | 0 | 2.6561 | 38.3173 | 0 | 0 | 0
1037 | 89.1885 | 0 | 89.1885 | 55 | 3.2418 | 9.3748 | 10 | 11.5719 | 0 | 11.5719 | 0 | 0 | 0 | 0 | 0 | 0 | 0 | 0 | 0 | 0 | 68.2418 | 0 | 2.6757 | 36.7582 | 0 | 0 | 0
1038 | 90.0375 | 0 | 90.0375 | 55 | 4.8877 | 9.6009 | 10 | 10.549 | 0 | 10.549 | 0 | 0 | 0 | 0 | 0 | 0 | 0 | 0 | 0 | 0 | 69.8877 | 0 | 2.7011 | 35.1123 | 0 | 0 | 0
1039 | 89.3766 | 0 | 89.3766 | 47.0506 | 2 | 8.1121 | 10 | 10.4259 | 11.788 | 10.4259 | 11.788 | 0 | 0 | 0 | 0 | 0 | 0 | 0 | 0 | 0 | 59.0506 | 0 | 2.6813 | 45.9494 | 0 | 0 | 0
1040 | 89.9358 | 0 | 89.9358 | 42.9 | 2 | 6.843 | 4.9123 | 10.3474 | 22.933 | 10.3474 | 22.933 | 0 | 0 | 0 | 0 | 0 | 0 | 0 | 0 | 0 | 49.8123 | 0 | 2.6981 | 55.1877 | 0 | 0 | 0
1041 | 89.6983 | 0 | 89.6983 | 42.9 | 2 | 0 | 4 | 9.3539 | 34.1254 | 9.3539 | 34.1254 | 0 | 0 | 2.681 | 0 | 0 | 0 | 2.681 | 0 | 2.4129 | 48.9 | 0 | 2.691 | 61.6825 | 0 | 0 | 0
1042 | 88.8561 | 0 | 88.8561 | 42.9 | 2 | 0 | 4 | 8.9454 | 37.0256 | 8.9454 | 37.0256 | 0 | 0 | 6.015 | 0 | 0 | 0 | 6.015 | 0 | 7.8264 | 48.9 | 0 | 2.6657 | 61.2798 | 0 | 0 | 0
1043 | 84.3792 | 0 | 84.3792 | 42.9 | 2 | 7.1054e-15 | 4 | 9.7968 | 45.593 | 9.7968 | 45.593 | 0 | 0 | 12 | 0 | 7.9106 | 0 | 19.9106 | 0 | 25.9196 | 48.9 | 0 | 2.5314 | 59.6014 | 0 | 0 | 0
1044 | 86.8107 | 0 | 86.8107 | 42.9 | 2 | 7.1054e-15 | 4 | 9.574 | 48.8653 | 9.574 | 48.8653 | 0 | 0 | 12 | 0 | 8.5287 | 0 | 20.5287 | 0 | 44.5826 | 48.9 | 0 | 2.6043 | 59.5268 | 0 | 0 | 0
1045 | 82.418 | 0 | 82.418 | 42.9 | 2 | 1.4211e-14 | 4 | 9.7037 | 45.2341 | 8.9679 | 41.804 | 0.73584 | 3.4301 | 12 | 0 | 5.2538 | 0 | 17.2538 | 0 | 60.2264 | 48.9 | 0 | 2.4725 | 59.4191 | 0 | 1.7764e-14 | 0
1046 | 82.7496 | 0 | 82.7496 | 42.9 | 2 | 7.1054e-15 | 4 | 9.8132 | 40.0963 | 8.3538 | 34.1331 | 1.4594 | 5.9631 | 8.6373 | 0 | 0 | 0 | 8.6373 | 0 | 68 | 48.9 | 0 | 2.4825 | 70.0665 | 0 | 0 | 0
1047 | 83.6396 | 0 | 83.6396 | 42.9 | 2 | 7.1054e-15 | 4 | 9.3897 | 31.5048 | 7.9765 | 26.7631 | 1.4132 | 4.7417 | 0 | 0 | 0 | 0 | 0 | 0 | 68 | 48.9 | 0 | 2.5092 | 83.2629 | 0 | 0 | 0
1048 | 87.3097 | 0 | 87.3097 | 42.9 | 2 | 3.1502 | 4 | 11.353 | 23.9064 | 11.353 | 23.9064 | 0 | 0 | 0 | 0 | 0 | 0 | 0 | 0 | 68 | 48.9 | 0 | 2.6193 | 81.2366 | 0 | 0 | -1.4211e-14
1049 | 91.7126 | 0 | 91.7126 | 45.5802 | 2 | 8.438 | 10 | 10.4408 | 11.4108 | 10.4408 | 11.4108 | 0 | 0 | 0 | 0 | 0 | 3.8428 | 0 | 3.8428 | 63.8319 | 57.5802 | 0 | 2.7514 | 65.577 | 0 | 0 | 0
1050 | 96.7816 | 0 | 96.7816 | 43.9109 | 2 | 10.2428 | 10 | 11.9782 | 5.4034e-15 | 11.9782 | 5.4034e-15 | 0 | 0 | 0 | 8.6496 | 0 | 10 | 0 | 18.6496 | 43.3746 | 55.9109 | 0 | 2.9034 | 52.4395 | 0 | 0 | 0
1051 | 101.9609 | 0 | 101.9609 | 50.3012 | 2 | 10.8386 | 10 | 12.2249 | 0 | 12.2249 | 0 | 0 | 0 | 0 | 12 | 0 | 4.5963 | 0 | 16.5963 | 25.0559 | 62.3012 | 0 | 3.0588 | 42.6988 | 0 | 0 | -1.4211e-14
1052 | 106.4626 | 0 | 106.4626 | 55 | 6.6817 | 11.4958 | 10 | 11.2851 | 0 | 11.2851 | 0 | 0 | 0 | 0 | 12 | 0 | -8.1886e-16 | 0 | 12 | 11.7226 | 71.6817 | 0 | 3.1939 | 33.3183 | 0 | 0 | 0
1053 | 104.8571 | 0 | 104.8571 | 55 | 3.9091 | 10.9158 | 10 | 14.4819 | 0 | 14.4819 | 0 | 0 | 0 | 0 | 10.5504 | 0 | 0 | 0 | 10.5504 | 0 | 68.9091 | 0 | 3.1457 | 36.0909 | 0 | 0 | 0
1054 | 98.8653 | 0 | 98.8653 | 55 | 10.9663 | 10.4359 | 10 | 12.4631 | 0 | 12.4631 | 0 | 0 | 0 | 0 | 0 | 0 | 0 | 0 | 0 | 0 | 75.9663 | 0 | 2.966 | 29.0337 | 0 | 0 | 0
1055 | 93.3713 | 0 | 93.3713 | 55 | 6.288 | 9.7932 | 10 | 12.29 | 0 | 12.29 | 0 | 0 | 0 | 0 | 0 | 0 | 0 | 0 | 0 | 0 | 71.288 | 0 | 2.8011 | 33.712 | 0 | 0 | 0
1056 | 86.8525 | 0 | 86.8525 | 51.2249 | 2 | 8.6856 | 10 | 14.942 | 0 | 14.942 | 0 | 0 | 0 | 0 | 0 | 0 | 0 | 0 | 0 | 0 | 63.2249 | 0 | 2.6056 | 41.7751 | 0 | 0 | 0
1057 | 90.5888 | 0 | 90.5888 | 54.6441 | 2 | 9.1553 | 10 | 14.7895 | 0 | 14.7895 | 0 | 0 | 0 | 0 | 0 | 0 | 0 | 0 | 0 | 0 | 66.6441 | 0 | 2.7177 | 38.3559 | 0 | 0 | 0
1058 | 90.8836 | 0 | 90.8836 | 55 | 3.0548 | 9.3491 | 10 | 13.4798 | 0 | 13.4798 | 0 | 0 | 0 | 0 | 0 | 0 | 0 | 0 | 0 | 0 | 68.0548 | 0 | 2.7265 | 36.9452 | 0 | 0 | 0
1059 | 87.6522 | 0 | 87.6522 | 52.3789 | 2 | 8.8441 | 10 | 14.4292 | 0 | 14.4292 | 0 | 0 | 0 | 0 | 0 | 0 | 0 | 0 | 0 | 0 | 64.3789 | 0 | 2.6296 | 40.6211 | 0 | 0 | 0
1060 | 90.3032 | 0 | 90.3032 | 55 | 2.6969 | 9.2999 | 10 | 13.3064 | 0 | 13.3064 | 0 | 0 | 0 | 0 | 0 | 0 | 0 | 0 | 0 | 0 | 67.6969 | 0 | 2.7091 | 37.3031 | 0 | 0 | 0
1061 | 90.7397 | 0 | 90.7397 | 55 | 2.6328 | 9.2911 | 10 | 13.8157 | 0 | 13.8157 | 0 | 0 | 0 | 0 | 0 | 0 | 0 | 0 | 0 | 0 | 67.6328 | 0 | 2.7222 | 37.3672 | 0 | 0 | 0
1062 | 91.3531 | 0 | 91.3531 | 55 | 3.4021 | 9.3968 | 10 | 13.5543 | 0 | 13.5543 | 0 | 0 | 0 | 0 | 0 | 0 | 0 | 0 | 0 | 0 | 68.4021 | 0 | 2.7406 | 36.5979 | 0 | 0 | 0
1063 | 88.7046 | 0 | 88.7046 | 46.263 | 2 | 8.0039 | 10 | 11.3863 | 11.0515 | 11.3863 | 11.0515 | 0 | 0 | 0 | 0 | 0 | 0 | 0 | 0 | 0 | 58.263 | 0 | 2.6611 | 46.737 | 0 | 0 | 0
1064 | 91.4348 | 0 | 91.4348 | 42.9 | 2 | 7.283 | 8.1151 | 10.1079 | 21.0288 | 10.1079 | 21.0288 | 0 | 0 | 0 | 0 | 0 | 0 | 0 | 0 | 0 | 53.0151 | 0 | 2.743 | 51.9849 | 0 | 0 | 0
1065 | 91.0737 | 0 | 91.0737 | 42.9 | 2 | 0.65586 | 4 | 11.7256 | 29.7923 | 11.7256 | 29.7923 | 0 | 0 | 0 | 0 | 0 | 0 | 0 | 0 | 0 | 48.9 | 0 | 2.7322 | 61.4296 | 0 | 0 | 0
1066 | 91.302 | 0 | 91.302 | 42.9 | 2 | 0 | 4 | 10.4849 | 41.5516 | 10.4849 | 41.5516 | 0 | 0 | 9.6346 | 0 | 0 | 0 | 9.6346 | 0 | 8.6711 | 48.9 | 0 | 2.7391 | 60.8426 | 0 | 0 | 0
1067 | 90.1092 | 0 | 90.1092 | 42.9 | 2 | 0 | 4 | 10.4074 | 40.9743 | 10.4074 | 40.9743 | 0 | 0 | 10.1725 | 0 | 0 | 0 | 10.1725 | 0 | 17.8263 | 48.9 | 0 | 2.7033 | 60.7776 | 0 | 0 | 0
1068 | 86.5359 | 0 | 86.5359 | 42.9 | 2 | 7.1054e-15 | 4 | 10.8939 | 45.2305 | 10.8939 | 45.2305 | 0 | 0 | 12 | 0 | 6.4885 | 0 | 18.4885 | 0 | 34.6085 | 48.9 | 0 | 2.5961 | 59.7732 | 0 | 0 | 0
1069 | 87.4629 | 0 | 87.4629 | 42.9 | 2 | 0 | 4 | 13.352 | 39.6326 | 13.352 | 39.6326 | 0 | 0 | 12 | 0 | 2.4217 | 0 | 14.4217 | 0 | 47.6412 | 48.9 | 0 | 2.6239 | 60.2644 | 0 | 0 | 0
1070 | 84.8225 | 0 | 84.8225 | 42.9 | 2 | 7.1054e-15 | 4 | 10.4594 | 40.6269 | 10.4594 | 40.6269 | 0 | 0 | 9.5263 | 0 | 5.6376 | 0 | 15.1639 | 0 | 61.4124 | 48.9 | 0 | 2.5447 | 60.1748 | 0 | 0 | 0
1071 | 86.0214 | 0 | 86.0214 | 42.9 | 2 | 7.1054e-15 | 4 | 10.3507 | 29.6437 | 10.3507 | 29.6437 | 0 | 0 | 0 | 0 | 2.873 | 0 | 2.873 | 0 | 64.0612 | 48.9 | 0 | 2.5806 | 73.6593 | 0 | 0 | 0
1072 | 91.6711 | 0 | 91.6711 | 42.9 | 2 | 7.0268 | 6.2504 | 12.3161 | 21.1778 | 12.3161 | 21.1778 | 0 | 0 | 0 | 0 | 0 | 0 | 0 | 0 | 64.0612 | 51.1504 | 0 | 2.7501 | 75.8496 | 0 | 0 | 0
1073 | 95.3064 | 0 | 95.3064 | 42.9 | 2 | 8.8308 | 9.9991 | 11.4109 | 10.7824 | 11.4109 | 10.7824 | 0 | 0 | 0 | 0 | 0 | 9.3832 | 0 | 9.3832 | 53.8837 | 54.8991 | 0 | 2.8592 | 62.7177 | 0 | 0 | -1.4211e-14
1074 | 99.9772 | 0 | 99.9772 | 47.2266 | 2 | 10.53 | 10 | 12.7961 | 5.1077e-15 | 12.7961 | 5.1077e-15 | 0 | 0 | 0 | 12 | 0 | 5.4245 | 0 | 17.4245 | 34.6667 | 59.2266 | 0 | 2.9993 | 45.7734 | 0 | 0 | 0
1075 | 103.1212 | 0 | 103.1212 | 55 | 2.2778 | 10.8908 | 10 | 12.9526 | 0 | 12.9526 | 0 | 0 | 0 | 0 | 12 | 0 | 0 | 0 | 12 | 21.3333 | 67.2778 | 0 | 3.0936 | 37.7222 | 0 | 0 | 0
1076 | 108.6183 | 0 | 108.6183 | 55 | 6.4373 | 11.4623 | 10 | 13.7187 | 0 | 13.7187 | 0 | 0 | 0 | 0 | 12 | 0 | 0 | 0 | 12 | 8 | 71.4373 | 0 | 3.2585 | 33.5627 | 0 | 0 | 0
1077 | 105.8753 | 0 | 105.8753 | 55 | 9.5387 | 11.2289 | 10 | 12.9076 | 0 | 12.9076 | 0 | 0 | 0 | 0 | 7.2 | 0 | 0 | 0 | 7.2 | 0 | 74.5387 | 0 | 3.1763 | 30.4613 | 0 | 0 | 0
1078 | 98.6676 | 0 | 98.6676 | 55 | 8.1742 | 10.0524 | 10 | 15.441 | 0 | 15.441 | 0 | 0 | 0 | 0 | 0 | 0 | 0 | 0 | 0 | 0 | 73.1742 | 0 | 2.96 | 31.8258 | 0 | 0 | 0
1079 | 94.8461 | 0 | 94.8461 | 55 | 4.8776 | 9.5995 | 10 | 15.369 | 0 | 15.369 | 0 | 0 | 0 | 0 | 0 | 0 | 0 | 0 | 0 | 0 | 69.8776 | 0 | 2.8454 | 35.1224 | 0 | 0 | 0
1080 | 82.9443 | 0 | 82.9443 | 49.7881 | 2 | 8.4882 | 10 | 12.6681 | 0 | 12.6681 | 0 | 0 | 0 | 0 | 0 | 0 | 0 | 0 | 0 | 0 | 61.7881 | 0 | 2.4883 | 43.2119 | 0 | 0 | 0
1081 | 81.9387 | 0 | 81.9387 | 46.9194 | 2 | 8.0941 | 10 | 14.9252 | 0 | 14.9252 | 0 | 0 | 0 | 0 | 0 | 0 | 0 | 0 | 0 | 0 | 58.9194 | 0 | 2.4582 | 46.0806 | 0 | 0 | 0
1082 | 84.2492 | 0 | 84.2492 | 49.3601 | 2 | 8.4294 | 10 | 14.4598 | 0 | 14.4598 | 0 | 0 | 0 | 0 | 0 | 0 | 0 | 0 | 0 | 0 | 61.3601 | 0 | 2.5275 | 43.6399 | 0 | 0 | 0
1083 | 87.4249 | 0 | 87.4249 | 53.3961 | 2 | 8.9838 | 10 | 13.045 | 0 | 13.045 | 0 | 0 | 0 | 0 | 0 | 0 | 0 | 0 | 0 | 0 | 65.3961 | 0 | 2.6227 | 39.6039 | 0 | 0 | 0
1084 | 88.4562 | 0 | 88.4562 | 54.0782 | 2 | 9.0775 | 10 | 13.3004 | 0 | 13.3004 | 0 | 0 | 0 | 0 | 0 | 0 | 0 | 0 | 0 | 0 | 66.0782 | 0 | 2.6537 | 38.9218 | 0 | 0 | 0
1085 | 86.3846 | 0 | 86.3846 | 51.4062 | 2 | 8.7105 | 10 | 14.2679 | 0 | 14.2679 | 0 | 0 | 0 | 0 | 0 | 0 | 0 | 0 | 0 | 0 | 63.4062 | 0 | 2.5915 | 41.5938 | 0 | 0 | 0
1086 | 86.1503 | 0 | 86.1503 | 54.321 | 2 | 9.1109 | 10 | 10.7184 | 0 | 10.7184 | 0 | 0 | 0 | 0 | 0 | 0 | 0 | 0 | 0 | 0 | 66.321 | 0 | 2.5845 | 38.679 | 0 | 0 | 0
1087 | 85.3074 | 0 | 85.3074 | 42.9 | 2 | 7.3835 | 8.8468 | 12.4752 | 11.7019 | 12.4752 | 11.7019 | 0 | 0 | 0 | 0 | 0 | 0 | 0 | 0 | 0 | 53.7468 | 0 | 2.5592 | 51.2532 | 0 | 0 | -1.4211e-14
1088 | 85.6209 | 0 | 85.6209 | 42.9 | 2 | 5.8014 | 4 | 10.5117 | 20.4079 | 10.5117 | 20.4079 | 0 | 0 | 0 | 0 | 0 | 0 | 0 | 0 | 0 | 48.9 | 0 | 2.5686 | 56.9056 | 0 | 1.4211e-14 | 0
1089 | 85.28 | 0 | 85.28 | 42.9 | 2 | 0 | 4 | 10.3768 | 31.8668 | 10.3768 | 31.8668 | 0 | 0 | 5.8637 | 0 | 0 | 0 | 5.8637 | 0 | 5.2773 | 48.9 | 0 | 2.5584 | 61.2981 | 0 | 0 | 0
1090 | 84.6605 | 0 | 84.6605 | 42.9 | 2 | 0 | 4 | 11.3639 | 36.7628 | 11.3639 | 36.7628 | 0 | 0 | 12 | 0 | 0.36628 | 0 | 12.3663 | 0 | 16.415 | 48.9 | 0 | 2.5398 | 60.5127 | 0 | 0 | 0
1091 | 85.6261 | 0 | 85.6261 | 42.9 | 2 | 0 | 4 | 10.7941 | 36.5181 | 10.7941 | 36.5181 | 0 | 0 | 10.5861 | 0 | 0 | 0 | 10.5861 | 0 | 25.9425 | 48.9 | 0 | 2.5688 | 61.039 | 0 | 0 | 0
1092 | 83.5039 | 0 | 83.5039 | 42.9 | 2 | 0 | 4 | 12.4585 | 40.8752 | 12.4585 | 40.8752 | 0 | 0 | 12 | 0 | 6.7297 | 0 | 18.7297 | 0 | 42.947 | 48.9 | 0 | 2.5051 | 59.7441 | 0 | 0 | 0
1093 | 81.6011 | 0 | 81.6011 | 42.9 | 2 | 0 | 4 | 10.6591 | 37.5441 | 10.6591 | 37.5441 | 0 | 0 | 12 | 0 | 3.5021 | 0 | 15.5021 | 0 | 56.9758 | 48.9 | 0 | 2.448 | 60.1339 | 0 | 0 | 0
1094 | 84.175 | 0 | 84.175 | 42.9 | 2 | 0 | 4 | 11.4748 | 34.2374 | 11.4748 | 34.2374 | 0 | 0 | 0.88355 | 0 | 9.5537 | 0 | 10.4372 | 0 | 66.579 | 48.9 | 0 | 2.5252 | 60.7457 | 0 | 0 | 0
1095 | 81.5467 | 0 | 81.5467 | 42.9 | 2 | 0 | 4 | 10.5906 | 31.7256 | 8.5563 | 25.6316 | 2.0343 | 6.0939 | 0 | 0 | 1.5413 | 0 | 1.5413 | 0 | 68 | 48.9 | 0 | 2.4464 | 72.8384 | 0 | 0 | -5.9952e-15
1096 | 83.2917 | 0 | 83.2917 | 42.9 | 2 | 0.44423 | 4 | 10.9077 | 23.0397 | 10.9077 | 23.0397 | 0 | 0 | 0 | 0 | 0 | 0 | 0 | 0 | 68 | 48.9 | 0 | 2.4987 | 83.6157 | 0 | 0 | 0
1097 | 88.7925 | 0 | 88.7925 | 42.9 | 2 | 7.8684 | 7.9878 | 13.2539 | 10.3933 | 13.2539 | 10.3933 | 0 | 0 | 0 | 0 | 0 | 4.389 | 0 | 4.389 | 63.2395 | 52.8878 | 0 | 2.6638 | 69.7232 | 0 | 0 | 0
1098 | 93.7318 | 0 | 93.7318 | 42.9 | 2 | 9.7348 | 6.2141 | 13.1344 | 5.1378e-15 | 13.1344 | 5.1378e-15 | 0 | 0 | 0 | 9.7485 | 0 | 10 | 0 | 19.7485 | 41.5613 | 51.1141 | 0 | 2.812 | 56.1374 | 0 | 0 | 0
1099 | 100.7813 | 0 | 100.7813 | 49.8557 | 2 | 10.7024 | 10 | 12.1732 | 0 | 12.1732 | 0 | 0 | 0 | 0 | 12 | 0 | 4.0501 | 0 | 16.0501 | 23.835 | 61.8557 | 0 | 3.0234 | 43.1443 | 0 | 0 | -1.4211e-14
1100 | 106.2788 | 0 | 106.2788 | 55 | 4.9953 | 11.2642 | 10 | 13.0194 | 0 | 13.0194 | 0 | 0 | 0 | 0 | 12 | 0 | 0 | 0 | 12 | 10.5017 | 69.9953 | 0 | 3.1884 | 35.0047 | 0 | 0 | 0
1101 | 102.071 | 0 | 102.071 | 55 | 5.0653 | 10.9237 | 10 | 11.6305 | 0 | 11.6305 | 0 | 0 | 0 | 0 | 9.4515 | 0 | 0 | 0 | 9.4515 | 0 | 70.0653 | 0 | 3.0621 | 34.9347 | 0 | 0 | 0
1102 | 98.422 | 0 | 98.422 | 55 | 9.3454 | 10.2133 | 10 | 13.8633 | 0 | 13.8633 | 0 | 0 | 0 | 0 | 0 | 0 | 0 | 0 | 0 | 0 | 74.3454 | 0 | 2.9527 | 30.6546 | 0 | 0 | -1.4211e-14
1103 | 90.7463 | 0 | 90.7463 | 54.4005 | 2 | 9.1218 | 10 | 15.2239 | 0 | 15.2239 | 0 | 0 | 0 | 0 | 0 | 0 | 0 | 0 | 0 | 0 | 66.4005 | 0 | 2.7224 | 38.5995 | 0 | 0 | 0
1104 | 82.4369 | 0 | 82.4369 | 44.8153 | 2 | 7.805 | 10 | 17.8165 | 0 | 17.8165 | 0 | 0 | 0 | 0 | 0 | 0 | 0 | 0 | 0 | 0 | 56.8153 | 0 | 2.4731 | 48.1847 | 0 | 0 | 0
1105 | 86.0235 | 0 | 86.0235 | 47.9812 | 2 | 8.24 | 10 | 17.8024 | 0 | 17.8024 | 0 | 0 | 0 | 0 | 0 | 0 | 0 | 0 | 0 | 0 | 59.9812 | 0 | 2.5807 | 45.0188 | 0 | 0 | 0
1106 | 86.7636 | 0 | 86.7636 | 48.5291 | 2 | 8.3152 | 10 | 17.9193 | 0 | 17.9193 | 0 | 0 | 0 | 0 | 0 | 0 | 0 | 0 | 0 | 0 | 60.5291 | 0 | 2.6029 | 44.4709 | 0 | 0 | 0
1107 | 84.1615 | 0 | 84.1615 | 46.9784 | 2 | 8.1022 | 10 | 17.081 | 0 | 17.081 | 0 | 0 | 0 | 0 | 0 | 0 | 0 | 0 | 0 | 0 | 58.9784 | 0 | 2.5248 | 46.0216 | 0 | 0 | 0
1108 | 88.6797 | 0 | 88.6797 | 51.5348 | 2 | 8.7281 | 10 | 16.4167 | 0 | 16.4167 | 0 | 0 | 0 | 0 | 0 | 0 | 0 | 0 | 0 | 0 | 63.5348 | 0 | 2.6604 | 41.4652 | 0 | 1.4211e-14 | 0
1109 | 85.4866 | 0 | 85.4866 | 48.7349 | 2 | 8.3435 | 10 | 16.4082 | 0 | 16.4082 | 0 | 0 | 0 | 0 | 0 | 0 | 0 | 0 | 0 | 0 | 60.7349 | 0 | 2.5646 | 44.2651 | 0 | 0 | 0
1110 | 85.8206 | 0 | 85.8206 | 50.9856 | 2 | 8.6527 | 10 | 14.1823 | 0 | 14.1823 | 0 | 0 | 0 | 0 | 0 | 0 | 0 | 0 | 0 | 0 | 62.9856 | 0 | 2.5746 | 42.0144 | 0 | 0 | 0
1111 | 87.0079 | 0 | 87.0079 | 42.9 | 2 | 7.349 | 8.5958 | 14.808 | 11.3551 | 14.808 | 11.3551 | 0 | 0 | 0 | 0 | 0 | 0 | 0 | 0 | 0 | 53.4958 | 0 | 2.6102 | 51.5042 | 0 | 0 | 0
1112 | 84.6627 | 0 | 84.6627 | 42.9 | 2 | 0.30506 | 4 | 14.6717 | 20.786 | 14.6717 | 20.786 | 0 | 0 | 0 | 0 | 0 | 0 | 0 | 0 | 0 | 48.9 | 0 | 2.5399 | 61.7381 | 0 | 0 | -1.4211e-14
1113 | 84.8583 | 0 | 84.8583 | 42.9 | 2 | 0 | 4 | 13.1978 | 26.9301 | 13.1978 | 26.9301 | 0 | 0 | 4.1696 | 0 | 0 | 0 | 4.1696 | 0 | 3.7526 | 48.9 | 0 | 2.5458 | 61.5027 | 0 | 0 | 0
1114 | 87.5829 | 0 | 87.5829 | 42.9 | 2 | 0 | 4 | 14.3578 | 36.0876 | 14.3578 | 36.0876 | 0 | 0 | 11.7625 | 0 | 0 | 0 | 11.7625 | 0 | 14.3388 | 48.9 | 0 | 2.6275 | 60.5856 | 0 | 0 | 0
1115 | 85.1702 | 0 | 85.1702 | 42.9 | 2 | 0 | 4 | 15.8433 | 42.9441 | 15.7039 | 42.5663 | 0.13939 | 0.37782 | 12 | 0 | 10 | 0 | 22 | 0 | 34.3584 | 48.9 | 0 | 2.5551 | 59.2866 | 0 | 1.4211e-14 | 0
1116 | 85.7938 | 0 | 85.7938 | 42.9 | 2 | 0 | 4 | 12.5326 | 41.5064 | 12.5326 | 41.5064 | 0 | 0 | 12 | 0 | 5.1451 | 0 | 17.1451 | 0 | 49.9019 | 48.9 | 0 | 2.5738 | 59.9355 | 0 | 0 | 0
1117 | 84.8388 | 0 | 84.8388 | 42.9 | 2 | 1.4211e-14 | 4 | 14.016 | 40.6835 | 13.9615 | 40.5253 | 0.054489 | 0.15816 | 12 | 0 | 6.548 | 0 | 18.548 | 0 | 66.7388 | 48.9 | 0 | 2.5452 | 59.7403 | 0 | 1.7764e-14 | 0
1118 | 80.8102 | 0 | 80.8102 | 42.9 | 2 | 7.1054e-15 | 4 | 13.5596 | 32.3135 | 9.8465 | 23.465 | 3.7131 | 8.8485 | 1.4013 | 0 | 0 | 0 | 1.4013 | 0 | 68 | 48.9 | 0 | 2.4243 | 70.3198 | 0 | 6.4393e-15 | 0
1119 | 79.8875 | 0 | 79.8875 | 42.9 | 2 | 7.1054e-15 | 4 | 15.8974 | 31.5933 | 10.373 | 20.6145 | 5.5244 | 10.9788 | 0 | 0 | 0 | 0 | 0 | 0 | 68 | 48.9 | 0 | 2.3966 | 82.013 | 0 | 1.4211e-14 | 0
1120 | 85.4316 | 0 | 85.4316 | 42.9 | 2 | 1.8431 | 4 | 14.0862 | 20.6022 | 14.0862 | 20.6022 | 0 | 0 | 0 | 0 | 0 | 0 | 0 | 0 | 68 | 48.9 | 0 | 2.5629 | 82.3858 | 0 | 1.4211e-14 | 0
1121 | 92.4667 | 0 | 92.4667 | 42.9 | 2 | 8.137 | 7.6748 | 13.3244 | 11.7732 | 13.3244 | 11.7732 | 0 | 0 | 0 | 0 | 0 | 6.6573 | 0 | 6.6573 | 60.7792 | 52.5748 | 0 | 2.774 | 67.7679 | 0 | 1.4211e-14 | 0
1122 | 96.1518 | 0 | 96.1518 | 42.9 | 2 | 10.0014 | 5.903 | 13.3474 | 5.0421e-15 | 13.3474 | 5.0421e-15 | 0 | 0 | 0 | 12 | 0 | 10 | 0 | 22 | 36.5993 | 50.803 | 0 | 2.8846 | 54.197 | 0 | 0 | 0
1123 | 101.4756 | 0 | 101.4756 | 50.5139 | 2 | 10.4812 | 10 | 14.6987 | 0 | 14.6987 | 0 | 0 | 0 | 0 | 12 | 0 | 1.7818 | 0 | 13.7818 | 21.3333 | 62.5139 | 0 | 3.0443 | 42.4861 | 0 | 0 | -1.4211e-14
1124 | 105.2624 | 0 | 105.2624 | 53.5591 | 2 | 10.6547 | 10 | 17.0486 | 0 | 17.0486 | 0 | 0 | 0 | 0 | 12 | 0 | 0 | 0 | 12 | 8 | 65.5591 | 0 | 3.1579 | 39.4409 | 0 | 0 | 0
1125 | 103.2347 | 0 | 103.2347 | 55 | 3.621 | 10.416 | 10 | 16.9977 | 0 | 16.9977 | 0 | 0 | 0 | 0 | 7.2 | 0 | 0 | 0 | 7.2 | 0 | 68.621 | 0 | 3.097 | 36.379 | 0 | 0 | 0
1126 | 96.0466 | 0 | 96.0466 | 55 | 4.4281 | 9.5377 | 10 | 17.0807 | 0 | 17.0807 | 0 | 0 | 0 | 0 | 0 | 0 | 0 | 0 | 0 | 0 | 69.4281 | 0 | 2.8814 | 35.5719 | 0 | 0 | 0
1127 | 95.2375 | 0 | 95.2375 | 55 | 2.7736 | 9.3104 | 10 | 18.1535 | 0 | 18.1535 | 0 | 0 | 0 | 0 | 0 | 0 | 0 | 0 | 0 | 0 | 67.7736 | 0 | 2.8571 | 37.2264 | 0 | 0 | 0
1128 | 88.5934 | 0 | 88.5934 | 51.5782 | 2 | 8.7341 | 10 | 16.2811 | 0 | 16.2811 | 0 | 0 | 0 | 0 | 0 | 0 | 0 | 0 | 0 | 0 | 63.5782 | 0 | 2.6578 | 41.4218 | 0 | 0 | 0
1129 | 87.6977 | 0 | 87.6977 | 50.4906 | 2 | 8.5847 | 10 | 16.6225 | 0 | 16.6225 | 0 | 0 | 0 | 0 | 0 | 0 | 0 | 0 | 0 | 0 | 62.4906 | 0 | 2.6309 | 42.5094 | 0 | 0 | 0
1130 | 88.2932 | 0 | 88.2932 | 51.7065 | 2 | 8.7517 | 10 | 15.835 | 0 | 15.835 | 0 | 0 | 0 | 0 | 0 | 0 | 0 | 0 | 0 | 0 | 63.7065 | 0 | 2.6488 | 41.2935 | 0 | 0 | 0
1131 | 87.4415 | 0 | 87.4415 | 51.2024 | 2 | 8.6825 | 10 | 15.5567 | 0 | 15.5567 | 0 | 0 | 0 | 0 | 0 | 0 | 0 | 0 | 0 | 0 | 63.2024 | 0 | 2.6232 | 41.7976 | 0 | 0 | 0
1132 | 90.9164 | 0 | 90.9164 | 54.1106 | 2 | 9.082 | 10 | 15.7238 | 0 | 15.7238 | 0 | 0 | 0 | 0 | 0 | 0 | 0 | 0 | 0 | 0 | 66.1106 | 0 | 2.7275 | 38.8894 | 0 | 0 | -1.4211e-14
1133 | 90.1383 | 0 | 90.1383 | 55 | 3.0444 | 9.3476 | 10 | 12.7463 | 0 | 12.7463 | 0 | 0 | 0 | 0 | 0 | 0 | 0 | 0 | 0 | 0 | 68.0444 | 0 | 2.7042 | 36.9556 | 0 | 0 | 0
1134 | 90.3743 | 0 | 90.3743 | 55 | 3.041 | 9.3472 | 10 | 12.9862 | 0 | 12.9862 | 0 | 0 | 0 | 0 | 0 | 0 | 0 | 0 | 0 | 0 | 68.041 | 0 | 2.7112 | 36.959 | 0 | 0 | 0
1135 | 88.545 | 0 | 88.545 | 42.9 | 2 | 7.4143 | 9.0708 | 12.7636 | 14.3964 | 12.7636 | 14.3964 | 0 | 0 | 0 | 0 | 0 | 0 | 0 | 0 | 0 | 53.9708 | 0 | 2.6563 | 51.0292 | 0 | 0 | -1.4211e-14
1136 | 90.583 | 0 | 90.583 | 42.9 | 2 | 0 | 4 | 12.9886 | 28.743 | 12.9886 | 28.743 | 0 | 0 | 0.048629 | 0 | 0 | 0 | 0.048629 | 0 | 0.043767 | 48.9 | 0 | 2.7175 | 62.0004 | 0 | 0 | 0
1137 | 88.6314 | 0 | 88.6314 | 42.9 | 2 | 0 | 4 | 12.594 | 33.8294 | 12.594 | 33.8294 | 0 | 0 | 6.692 | 0 | 0 | 0 | 6.692 | 0 | 6.0666 | 48.9 | 0 | 2.6589 | 61.198 | 0 | 0 | 0
1138 | 90.8147 | 0 | 90.8147 | 42.9 | 2 | 7.1054e-15 | 4 | 12.2627 | 43.5452 | 12.2627 | 43.5452 | 0 | 0 | 12 | 0 | 1.8932 | 0 | 13.8932 | 0 | 18.6121 | 48.9 | 0 | 2.7244 | 60.3282 | 0 | 0 | 0
1139 | 86.4604 | 0 | 86.4604 | 42.9 | 2 | 0 | 4 | 11.8367 | 49.8671 | 11.4256 | 48.1349 | 0.41118 | 1.7323 | 12 | 0 | 10 | 0 | 22 | 0 | 38.6316 | 48.9 | 0 | 2.5938 | 59.0902 | 0 | 0 | 0
1140 | 84.8937 | 0 | 84.8937 | 42.9 | 2 | 0 | 4 | 10.3384 | 52.1109 | 9.5676 | 48.2258 | 0.77077 | 3.8851 | 12 | 0 | 9.7998 | 0 | 21.7998 | 0 | 58.4666 | 48.9 | 0 | 2.5468 | 58.8109 | 0 | 1.7764e-14 | 0
1141 | 84.1862 | 0 | 84.1862 | 42.9 | 2 | 7.1054e-15 | 4 | 14.4038 | 46.8245 | 10.7929 | 35.086 | 3.6109 | 11.7386 | 10.5927 | 0 | 0 | 0 | 10.5927 | 0 | 68 | 48.9 | 0 | 2.5256 | 68.8729 | 0 | 1.2434e-14 | 0
1142 | 83.6134 | 0 | 83.6134 | 42.9 | 2 | 0 | 4 | 11.2958 | 41.0814 | 7.4863 | 27.227 | 3.8094 | 13.8544 | 0 | 0 | 0 | 0 | 0 | 0 | 68 | 48.9 | 0 | 2.5084 | 81.8728 | 0 | 1.4211e-14 | 0
1143 | 86.6131 | 0 | 86.6131 | 42.9 | 2 | 1.4211e-14 | 4 | 12.3419 | 39.2996 | 9.0131 | 28.7 | 3.3288 | 10.5996 | 0 | 0 | 0 | 0 | 0 | 0 | 68 | 48.9 | 0 | 2.5984 | 82.324 | 0 | 1.4211e-14 | 0
1144 | 87.7566 | 0 | 87.7566 | 42.9 | 2 | 7.1054e-15 | 4 | 12.5808 | 27.0629 | 12.331 | 26.5256 | 0.24981 | 0.53736 | 0 | 0 | 0 | 0 | 0 | 0 | 68 | 48.9 | 0 | 2.6327 | 83.9112 | 0 | 0 | 0
1145 | 94.0008 | 0 | 94.0008 | 42.9 | 2 | 8.2274 | 9.2156 | 13.1724 | 12.7113 | 13.1724 | 12.7113 | 0 | 0 | 0 | 0 | 0 | 5.7741 | 0 | 5.7741 | 61.7371 | 54.1156 | 0 | 2.82 | 67.1104 | 0 | 0 | 0
1146 | 100.1951 | 0 | 100.1951 | 42.9 | 2 | 10.4003 | 8.8067 | 14.0881 | 6.6137e-15 | 14.0881 | 6.6137e-15 | 0 | 0 | 0 | 12 | 0 | 10 | 0 | 22 | 37.5573 | 53.7067 | 0 | 3.0059 | 51.2933 | 0 | 0 | 0
1147 | 104.1152 | 0 | 104.1152 | 52.8485 | 2 | 10.9232 | 10 | 13.6784 | 0 | 13.6784 | 0 | 0 | 0 | 0 | 12 | 0 | 2.665 | 0 | 14.665 | 21.3333 | 64.8485 | 0 | 3.1235 | 40.1515 | 0 | 0 | 0
1148 | 108.6493 | 0 | 108.6493 | 55 | 5.5173 | 11.3359 | 10 | 14.7962 | 0 | 14.7962 | 0 | 0 | 0 | 0 | 12 | 0 | 0 | 0 | 12 | 8 | 70.5173 | 0 | 3.2595 | 34.4827 | 0 | 0 | 0
1149 | 105.5306 | 0 | 105.5306 | 55 | 7.7918 | 10.9889 | 10 | 14.5499 | 0 | 14.5499 | 0 | 0 | 0 | 0 | 7.2 | 0 | 0 | 0 | 7.2 | 0 | 72.7918 | 0 | 3.1659 | 32.2082 | 0 | 0 | 0
1150 | 101.1178 | 0 | 101.1178 | 55 | 10.7522 | 10.4065 | 10 | 14.9591 | 0 | 14.9591 | 0 | 0 | 0 | 0 | 0 | 0 | 0 | 0 | 0 | 0 | 75.7522 | 0 | 3.0335 | 29.2478 | 0 | 0 | 0
1151 | 96.7907 | 0 | 96.7907 | 55 | 6.1077 | 9.7685 | 10 | 15.9145 | 0 | 15.9145 | 0 | 0 | 0 | 0 | 0 | 0 | 0 | 0 | 0 | 0 | 71.1077 | 0 | 2.9037 | 33.8923 | 0 | 0 | 0
1152 | 84.4087 | 0 | 84.4087 | 50.1792 | 2 | 8.5419 | 10 | 13.6876 | 0 | 13.6876 | 0 | 0 | 0 | 0 | 0 | 0 | 0 | 0 | 0 | 0 | 62.1792 | 0 | 2.5323 | 42.8208 | 0 | 0 | 0
1153 | 85.465 | 0 | 85.465 | 52.2024 | 2 | 8.8198 | 10 | 12.4428 | 0 | 12.4428 | 0 | 0 | 0 | 0 | 0 | 0 | 0 | 0 | 0 | 0 | 64.2024 | 0 | 2.564 | 40.7976 | 0 | 0 | 0
1154 | 87.6586 | 0 | 87.6586 | 53.6671 | 2 | 9.0211 | 10 | 12.9704 | 0 | 12.9704 | 0 | 0 | 0 | 0 | 0 | 0 | 0 | 0 | 0 | 0 | 65.6671 | 0 | 2.6298 | 39.3329 | 0 | 0 | -1.4211e-14
1155 | 85.5303 | 0 | 85.5303 | 52.8348 | 2 | 8.9067 | 10 | 11.7888 | 0 | 11.7888 | 0 | 0 | 0 | 0 | 0 | 0 | 0 | 0 | 0 | 0 | 64.8348 | 0 | 2.5659 | 40.1652 | 0 | 0 | 0
1156 | 87.4201 | 0 | 87.4201 | 53.9371 | 2 | 9.0582 | 10 | 12.4249 | 0 | 12.4249 | 0 | 0 | 0 | 0 | 0 | 0 | 0 | 0 | 0 | 0 | 65.9371 | 0 | 2.6226 | 39.0629 | 0 | 0 | 0
1157 | 87.2696 | 0 | 87.2696 | 55 | 2.4225 | 9.2622 | 10 | 10.5849 | 0 | 10.5849 | 0 | 0 | 0 | 0 | 0 | 0 | 0 | 0 | 0 | 0 | 67.4225 | 0 | 2.6181 | 37.5775 | 0 | 0 | 0
1158 | 88.0686 | 0 | 88.0686 | 55 | 2.2464 | 9.238 | 10 | 11.5841 | 0 | 11.5841 | 0 | 0 | 0 | 0 | 0 | 0 | 0 | 0 | 0 | 0 | 67.2464 | 0 | 2.6421 | 37.7536 | 0 | 0 | 0
1159 | 85.0446 | 0 | 85.0446 | 42.9 | 2 | 7.2713 | 8.0303 | 11.6461 | 13.1968 | 11.6461 | 13.1968 | 0 | 0 | 0 | 0 | 0 | 0 | 0 | 0 | 0 | 52.9303 | 0 | 2.5513 | 52.0697 | 0 | 0 | 0
1160 | 87.8469 | 0 | 87.8469 | 42.9 | 2 | 6.0023 | 4 | 9.8193 | 23.1253 | 9.8193 | 23.1253 | 0 | 0 | 0 | 0 | 0 | 0 | 0 | 0 | 0 | 48.9 | 0 | 2.6354 | 56.7289 | 0 | 0 | 0
1161 | 84.2497 | 0 | 84.2497 | 42.9 | 2 | 0 | 4 | 11.4193 | 34.5777 | 11.4193 | 34.5777 | 0 | 0 | 10.6473 | 0 | 0 | 0 | 10.6473 | 0 | 9.5825 | 48.9 | 0 | 2.5275 | 60.7203 | 0 | 0 | 0
1162 | 86.1252 | 0 | 86.1252 | 42.9 | 2 | 0 | 4 | 9.7228 | 41.6777 | 9.7228 | 41.6777 | 0 | 0 | 12 | 0 | 2.1753 | 0 | 14.1753 | 0 | 22.3881 | 48.9 | 0 | 2.5838 | 60.2942 | 0 | 0 | 0
1163 | 84.2787 | 0 | 84.2787 | 42.9 | 2 | 0 | 4 | 7.7221 | 53.748 | 7.2081 | 50.1705 | 0.51399 | 3.5775 | 12 | 0 | 10 | 0 | 22 | 0 | 42.4077 | 48.9 | 0 | 2.5284 | 58.8549 | 0 | 0 | 0
1164 | 82.3803 | 0 | 82.3803 | 42.9 | 2 | 0 | 4 | 9.5231 | 48.1275 | 9.0849 | 45.9131 | 0.43818 | 2.2144 | 12 | 0 | 9.5177 | 0 | 21.5177 | 0 | 61.9825 | 48.9 | 0 | 2.4714 | 59.0869 | 0 | 3.5527e-15 | 0
1165 | 82.2435 | 0 | 82.2435 | 42.9 | 2 | 0 | 4 | 8.4579 | 46.6923 | 6.139 | 33.8906 | 2.3189 | 12.8017 | 6.6861 | 0 | 0 | 0 | 6.6861 | 0 | 68 | 48.9 | 0 | 2.4673 | 69.3724 | 0 | 1.1546e-14 | 0
1166 | 81.9003 | 0 | 81.9003 | 42.9 | 2 | 0 | 4 | 8.9473 | 42.9603 | 5.6883 | 27.312 | 3.259 | 15.6482 | 0 | 0 | 0 | 0 | 0 | 0 | 68 | 48.9 | 0 | 2.457 | 81.7226 | 0 | 0 | 0
1167 | 80.5626 | 0 | 80.5626 | 42.9 | 2 | 0 | 4 | 9.0195 | 36.1786 | 6.3184 | 25.3442 | 2.7011 | 10.8344 | 0 | 0 | 0 | 0 | 0 | 0 | 68 | 48.9 | 0 | 2.4169 | 82.3714 | 0 | 0 | 0
1168 | 84.3058 | 0 | 84.3058 | 42.9 | 2 | 2.394 | 4 | 8.7766 | 24.2352 | 8.7766 | 24.2352 | 0 | 0 | 0 | 0 | 0 | 0 | 0 | 0 | 68 | 48.9 | 0 | 2.5292 | 81.9014 | 0 | 0 | 0
1169 | 88.7402 | 0 | 88.7402 | 43.0625 | 2 | 8.036 | 10 | 9.9183 | 12.2892 | 9.9183 | 12.2892 | 0 | 0 | 0 | 0 | 0 | 3.4342 | 0 | 3.4342 | 64.2751 | 55.0625 | 0 | 2.6622 | 68.5033 | 0 | 0 | 0
1170 | 96.3162 | 0 | 96.3162 | 42.9 | 2 | 10.3537 | 8.4676 | 10.5949 | 5.1699e-15 | 10.5949 | 5.1699e-15 | 0 | 0 | 0 | 12 | 0 | 10 | 0 | 22 | 40.0952 | 53.3676 | 0 | 2.8895 | 51.6324 | 0 | 1.4211e-14 | 0
1171 | 102.5953 | 0 | 102.5953 | 52.9327 | 2 | 11.2562 | 10 | 9.4015 | 0 | 9.4015 | 0 | 0 | 0 | 0 | 12 | 0 | 5.0049 | 0 | 17.0049 | 21.3333 | 64.9327 | 0 | 3.0779 | 40.0673 | 0 | 0 | 0
1172 | 106.7257 | 0 | 106.7257 | 55 | 6.5478 | 11.4774 | 10 | 11.7004 | 0 | 11.7004 | 0 | 0 | 0 | 0 | 12 | 0 | 0 | 0 | 12 | 8 | 71.5478 | 0 | 3.2018 | 33.4522 | 0 | 0 | 0
1173 | 99.8027 | 0 | 99.8027 | 55 | 6.481 | 10.8089 | 10 | 10.3129 | 0 | 10.3129 | 0 | 0 | 0 | 0 | 7.2 | 0 | 0 | 0 | 7.2 | 0 | 71.481 | 0 | 2.9941 | 33.519 | 0 | 0 | 0
1174 | 99.0751 | 0 | 99.0751 | 55 | 9.0968 | 10.1791 | 10 | 14.7992 | 0 | 14.7992 | 0 | 0 | 0 | 0 | 0 | 0 | 0 | 0 | 0 | 0 | 74.0968 | 0 | 2.9723 | 30.9032 | 0 | 0 | -1.4211e-14
1175 | 92.9712 | 0 | 92.9712 | 55 | 6.3261 | 9.7985 | 10 | 11.8466 | 0 | 11.8466 | 0 | 0 | 0 | 0 | 0 | 0 | 0 | 0 | 0 | 0 | 71.3261 | 0 | 2.7891 | 33.6739 | 0 | 0 | 0
1176 | 81.0759 | 0 | 81.0759 | 49.1562 | 2 | 8.4014 | 10 | 11.5183 | 0 | 11.5183 | 0 | 0 | 0 | 0 | 0 | 0 | 0 | 0 | 0 | 0 | 61.1562 | 0 | 2.4323 | 43.8438 | 0 | 0 | 0
1177 | 84.1811 | 0 | 84.1811 | 52.7281 | 2 | 8.8921 | 10 | 10.561 | 0 | 10.561 | 0 | 0 | 0 | 0 | 0 | 0 | 0 | 0 | 0 | 0 | 64.7281 | 0 | 2.5254 | 40.2719 | 0 | 0 | 0
1178 | 84.6963 | 0 | 84.6963 | 52.7852 | 2 | 8.8999 | 10 | 11.0112 | 0 | 11.0112 | 0 | 0 | 0 | 0 | 0 | 0 | 0 | 0 | 0 | 0 | 64.7852 | 0 | 2.5409 | 40.2148 | 0 | 0 | 0
1179 | 82.9846 | 0 | 82.9846 | 52.0392 | 2 | 8.7974 | 10 | 10.148 | 0 | 10.148 | 0 | 0 | 0 | 0 | 0 | 0 | 0 | 0 | 0 | 0 | 64.0392 | 0 | 2.4895 | 40.9608 | 0 | 0 | 0
1180 | 83.9785 | 0 | 83.9785 | 53.136 | 2 | 8.9481 | 10 | 9.8944 | 0 | 9.8944 | 0 | 0 | 0 | 0 | 0 | 0 | 0 | 0 | 0 | 0 | 65.136 | 0 | 2.5194 | 39.864 | 0 | 0 | 0
1181 | 88.1258 | 0 | 88.1258 | 55 | 5.202 | 9.6441 | 10 | 8.2797 | 0 | 8.2797 | 0 | 0 | 0 | 0 | 0 | 0 | 0 | 0 | 0 | 0 | 70.202 | 0 | 2.6438 | 34.798 | 0 | 0 | 0
1182 | 87.1986 | 0 | 87.1986 | 55 | 3.405 | 9.3972 | 10 | 9.3965 | 0 | 9.3965 | 0 | 0 | 0 | 0 | 0 | 0 | 0 | 0 | 0 | 0 | 68.405 | 0 | 2.616 | 36.595 | 0 | 0 | 0
1183 | 86.7088 | 0 | 86.7088 | 45.0458 | 2 | 7.8367 | 10 | 8.7031 | 13.1233 | 8.7031 | 13.1233 | 0 | 0 | 0 | 0 | 0 | 0 | 0 | 0 | 0 | 57.0458 | 0 | 2.6013 | 47.9542 | 0 | 0 | 0
1184 | 85.3572 | 0 | 85.3572 | 42.9 | 2 | 3.155 | 4 | 8.8777 | 24.4245 | 8.8777 | 24.4245 | 0 | 0 | 0 | 0 | 0 | 0 | 0 | 0 | 0 | 48.9 | 0 | 2.5607 | 59.2323 | 0 | 0 | 0
1185 | 84.8692 | 0 | 84.8692 | 42.9 | 2 | 7.1054e-15 | 4 | 7.7989 | 37.6733 | 7.7989 | 37.6733 | 0 | 0 | 9.503 | 0 | 0 | 0 | 9.503 | 0 | 8.5527 | 48.9 | 0 | 2.5461 | 60.8585 | 0 | 0 | 0
1186 | 84.9175 | 0 | 84.9175 | 42.9 | 2 | 1.4211e-14 | 4 | 7.4518 | 40.1737 | 7.4518 | 40.1737 | 0 | 0 | 11.608 | 0 | 0 | 0 | 11.608 | 0 | 18.9999 | 48.9 | 0 | 2.5475 | 60.6042 | 0 | 0 | 0
1187 | 85.0036 | 0 | 85.0036 | 42.9 | 2 | 7.1054e-15 | 4 | 7.7369 | 47.4063 | 7.7369 | 47.4063 | 0 | 0 | 12 | 0 | 7.0397 | 0 | 19.0397 | 0 | 36.2902 | 48.9 | 0 | 2.5501 | 59.7066 | 0 | 0 | 0
1188 | 80.7862 | 0 | 80.7862 | 42.9 | 2 | 0 | 4 | 5.7456 | 49.6715 | 5.5869 | 48.2993 | 0.15872 | 1.3721 | 12 | 0 | 10 | 0 | 22 | 0 | 56.3097 | 48.9 | 0 | 2.4236 | 59.1642 | 0 | 1.4211e-14 | 0
1189 | 81.5303 | 0 | 81.5303 | 42.9 | 2 | 0 | 4 | 9.1395 | 48.5503 | 7.2093 | 38.2967 | 1.9302 | 10.2536 | 8.2223 | 0 | 4.6534 | 0 | 12.8757 | 0 | 68 | 48.9 | 0 | 2.4459 | 58.9795 | 0 | 3.5527e-15 | 0
1190 | 80.7128 | 0 | 80.7128 | 42.9 | 2 | 7.1054e-15 | 4 | 6.8022 | 38.7986 | 4.7455 | 27.0673 | 2.0567 | 11.7313 | 0 | 0 | 0 | 0 | 0 | 0 | 68 | 48.9 | 0 | 2.4214 | 82.3409 | 0 | 0 | 0
1191 | 81.3424 | 0 | 81.3424 | 42.9 | 2 | 0 | 4 | 8.4173 | 32.2183 | 6.7202 | 25.7222 | 1.6972 | 6.4961 | 0 | 0 | 0 | 0 | 0 | 0 | 68 | 48.9 | 0 | 2.4403 | 83.0167 | 0 | 1.4211e-14 | 0
1192 | 84.3208 | 0 | 84.3208 | 42.9 | 2 | 0.15345 | 4 | 9.313 | 25.9544 | 9.313 | 25.9544 | 0 | 0 | 0 | 0 | 0 | 0 | 0 | 0 | 68 | 48.9 | 0 | 2.5296 | 83.8714 | 0 | 1.4211e-14 | 0
1193 | 91.5765 | 0 | 91.5765 | 43.2696 | 2 | 8.5436 | 10 | 8.4379 | 12.4034 | 8.4379 | 12.4034 | 0 | 0 | 0 | 0 | 0 | 6.922 | 0 | 6.922 | 60.4921 | 55.2696 | 0 | 2.7473 | 64.8084 | 0 | 0 | 0
1194 | 92.7614 | 0 | 92.7614 | 42.9 | 2 | 9.8288 | 8.9794 | 11.3854 | 6.684e-15 | 11.3854 | 6.684e-15 | 0 | 0 | 0 | 7.6678 | 0 | 10 | 0 | 17.6678 | 41.1258 | 53.8794 | 0 | 2.7828 | 55.4528 | 0 | 0 | -1.4211e-14
1195 | 98.2573 | 0 | 98.2573 | 52.4955 | 2 | 10.717 | 10 | 9.5277 | 0 | 9.5277 | 0 | 0 | 0 | 0 | 12 | 0 | 1.5171 | 0 | 13.5171 | 26.1469 | 64.4955 | 0 | 2.9477 | 40.5045 | 0 | 0 | 0
1196 | 103.8717 | 0 | 103.8717 | 55 | 4.2613 | 11.1633 | 10 | 11.4471 | 0 | 11.4471 | 0 | 0 | 0 | 0 | 12 | 0 | 0 | 0 | 12 | 12.8135 | 69.2613 | 0 | 3.1162 | 35.7387 | 0 | 0 | 0
1197 | 99.6282 | 0 | 99.6282 | 55 | 2.0353 | 10.7933 | 10 | 10.2675 | 0 | 10.2675 | 0 | 0 | 0 | 0 | 11.5322 | 0 | 0 | 0 | 11.5322 | 0 | 67.0353 | 0 | 2.9888 | 37.9647 | 0 | 0 | 0
1198 | 98.3085 | 0 | 98.3085 | 55 | 10.248 | 10.3373 | 10 | 12.7232 | 0 | 12.7232 | 0 | 0 | 0 | 0 | 0 | 0 | 0 | 0 | 0 | 0 | 75.248 | 0 | 2.9493 | 29.752 | 0 | 0 | 0
1199 | 93.354 | 0 | 93.354 | 55 | 8.2318 | 10.0603 | 10 | 10.0619 | 0 | 10.0619 | 0 | 0 | 0 | 0 | 0 | 0 | 0 | 0 | 0 | 0 | 73.2318 | 0 | 2.8006 | 31.7682 | 0 | 0 | 0
1200 | 87.9898 | 0 | 87.9898 | 48.2582 | 2 | 8.278 | 10 | 19.4535 | 0 | 19.4535 | 0 | 0 | 0 | 0 | 0 | 0 | 0 | 0 | 0 | 0 | 60.2582 | 0 | 2.6397 | 44.7418 | 0 | 0 | 0
1201 | 90.789 | 0 | 90.789 | 52.7683 | 2 | 8.8976 | 10 | 17.1231 | 0 | 17.1231 | 0 | 0 | 0 | 0 | 0 | 0 | 0 | 0 | 0 | 0 | 64.7683 | 0 | 2.7237 | 40.2317 | 0 | 0 | -1.4211e-14
1202 | 92.5842 | 0 | 92.5842 | 51.6436 | 2 | 8.7431 | 10 | 20.1975 | 0 | 20.1975 | 0 | 0 | 0 | 0 | 0 | 0 | 0 | 0 | 0 | 0 | 63.6436 | 0 | 2.7775 | 41.3564 | 0 | 0 | 0
1203 | 91.8879 | 0 | 91.8879 | 52.8324 | 2 | 8.9064 | 10 | 18.1491 | 0 | 18.1491 | 0 | 0 | 0 | 0 | 0 | 0 | 0 | 0 | 0 | 0 | 64.8324 | 0 | 2.7566 | 40.1676 | 0 | 0 | 0
1204 | 95.1042 | 0 | 95.1042 | 55 | 2.6012 | 9.2868 | 10 | 18.2162 | 0 | 18.2162 | 0 | 0 | 0 | 0 | 0 | 0 | 0 | 0 | 0 | 0 | 67.6012 | 0 | 2.8531 | 37.3988 | 0 | 0 | 0
1205 | 92.7899 | 0 | 92.7899 | 53.4552 | 2 | 8.992 | 10 | 18.3427 | 0 | 18.3427 | 0 | 0 | 0 | 0 | 0 | 0 | 0 | 0 | 0 | 0 | 65.4552 | 0 | 2.7837 | 39.5448 | 0 | 0 | 0
1206 | 93.7956 | 0 | 93.7956 | 55 | 2.8124 | 9.3158 | 10 | 16.6674 | 0 | 16.6674 | 0 | 0 | 0 | 0 | 0 | 0 | 0 | 0 | 0 | 0 | 67.8124 | 0 | 2.8139 | 37.1876 | 0 | 1.4211e-14 | 0
1207 | 91.8163 | 0 | 91.8163 | 43.6649 | 2 | 7.647 | 10 | 16.2785 | 12.2259 | 16.2785 | 12.2259 | 0 | 0 | 0 | 0 | 0 | 0 | 0 | 0 | 0 | 55.6649 | 0 | 2.7545 | 49.3351 | 0 | 0 | 0
1208 | 93.2959 | 0 | 93.2959 | 42.9 | 2 | 6.3929 | 4 | 14.705 | 23.2981 | 14.705 | 23.2981 | 0 | 0 | 0 | 0 | 0 | 0 | 0 | 0 | 0 | 48.9 | 0 | 2.7989 | 56.3855 | 0 | 0 | 0
1209 | 92.8185 | 0 | 92.8185 | 42.9 | 2 | 0 | 4 | 16.075 | 31.5369 | 16.075 | 31.5369 | 0 | 0 | 3.6934 | 0 | 0 | 0 | 3.6934 | 0 | 3.324 | 48.9 | 0 | 2.7846 | 61.5602 | 0 | 0 | 0
1210 | 93.1908 | 0 | 93.1908 | 42.9 | 2 | 0 | 4 | 14.1449 | 38.7014 | 14.1449 | 38.7014 | 0 | 0 | 8.5554 | 0 | 0 | 0 | 8.5554 | 0 | 11.0239 | 48.9 | 0 | 2.7957 | 60.9729 | 0 | 0 | 0
1211 | 93.4411 | 0 | 93.4411 | 42.9 | 2 | 0 | 4 | 15.1059 | 44.923 | 15.1059 | 44.923 | 0 | 0 | 12 | 0 | 3.4878 | 0 | 15.4878 | 0 | 25.0395 | 48.9 | 0 | 2.8032 | 60.1356 | 0 | 0 | 0
1212 | 91.5963 | 0 | 91.5963 | 42.9 | 2 | 0 | 4 | 14.7164 | 45.0692 | 14.7164 | 45.0692 | 0 | 0 | 12 | 0 | 5.0893 | 0 | 17.0893 | 0 | 40.5316 | 48.9 | 0 | 2.7479 | 59.9422 | 0 | 0 | 0
1213 | 88.5005 | 0 | 88.5005 | 42.9 | 2 | 0 | 4 | 15.2234 | 46.8263 | 15.1132 | 46.4873 | 0.11021 | 0.339 | 12 | 0 | 10 | 0 | 22 | 0 | 60.5512 | 48.9 | 0 | 2.655 | 59.2948 | 0 | 0 | 0
1214 | 87.3839 | 0 | 87.3839 | 42.9 | 2 | 0 | 4 | 15.233 | 37.9907 | 13.3614 | 33.3229 | 1.8716 | 4.6678 | 5.0846 | 0 | 3.1159 | 0 | 8.2005 | 0 | 68 | 48.9 | 0 | 2.6215 | 60.226 | 0 | 0 | -3.5527e-15
1215 | 87.6699 | 0 | 87.6699 | 42.9 | 2 | 0 | 4 | 15.5642 | 31.7917 | 12.7423 | 26.0277 | 2.8219 | 5.7641 | 0 | 0 | 0 | 0 | 0 | 0 | 68 | 48.9 | 0 | 2.6301 | 82.9693 | 0 | 0 | 0
1216 | 91.6171 | 0 | 91.6171 | 42.9 | 2 | 4.0193 | 4 | 16.0428 | 22.655 | 16.0428 | 22.655 | 0 | 0 | 0 | 0 | 0 | 0 | 0 | 0 | 68 | 48.9 | 0 | 2.7485 | 80.4724 | 0 | 1.4211e-14 | 0
1217 | 96.3668 | 0 | 96.3668 | 42.9 | 2 | 8.2392 | 7.2205 | 16.9069 | 11.2451 | 16.9069 | 11.2451 | 0 | 0 | 0 | 0 | 0 | 7.8551 | 0 | 7.8551 | 59.48 | 52.1205 | 0 | 2.891 | 67.0244 | 0 | 1.4211e-14 | 0
1218 | 104.2003 | 0 | 104.2003 | 42.9 | 2 | 10.4969 | 9.5102 | 17.2933 | 6.1558e-15 | 17.2933 | 6.1558e-15 | 0 | 0 | 0 | 12 | 0 | 10 | 0 | 22 | 35.3001 | 54.4102 | 0 | 3.126 | 50.5898 | 0 | 0 | 0
1219 | 107.1076 | 0 | 107.1076 | 54.1333 | 2 | 10.8138 | 10 | 17.5765 | 0 | 17.5765 | 0 | 0 | 0 | 0 | 12 | 0 | 0.58399 | 0 | 12.584 | 21.3333 | 66.1333 | 0 | 3.2132 | 38.8667 | 0 | 0 | 0
1220 | 113.5806 | 0 | 113.5806 | 55 | 6.6955 | 11.4977 | 10 | 18.3874 | 0 | 18.3874 | 0 | 0 | 0 | 0 | 12 | 0 | 0 | 0 | 12 | 8 | 71.6955 | 0 | 3.4074 | 33.3045 | 0 | 0 | 0
1221 | 109.2968 | 0 | 109.2968 | 55 | 7.3047 | 10.922 | 10 | 18.87 | 0 | 18.87 | 0 | 0 | 0 | 0 | 7.2 | 0 | 0 | 0 | 7.2 | 0 | 72.3047 | 0 | 3.2789 | 32.6953 | 0 | 1.4211e-14 | 0
1222 | 103.3223 | 0 | 103.3223 | 55 | 9.4447 | 10.2269 | 10 | 18.6508 | 0 | 18.6508 | 0 | 0 | 0 | 0 | 0 | 0 | 0 | 0 | 0 | 0 | 74.4447 | 0 | 3.0997 | 30.5553 | 0 | 0 | 0
1223 | 100.5012 | 0 | 100.5012 | 55 | 5.9547 | 9.7475 | 10 | 19.7991 | 0 | 19.7991 | 0 | 0 | 0 | 0 | 0 | 0 | 0 | 0 | 0 | 0 | 70.9547 | 0 | 3.015 | 34.0453 | 0 | 1.4211e-14 | 0
1224 | 83.5399 | 0 | 83.5399 | 47.2515 | 2 | 8.1397 | 10 | 16.1487 | 0 | 16.1487 | 0 | 0 | 0 | 0 | 0 | 0 | 0 | 0 | 0 | 0 | 59.2515 | 0 | 2.5062 | 45.7485 | 0 | 0 | 0
1225 | 83.8842 | 0 | 83.8842 | 46.8648 | 2 | 8.0866 | 10 | 16.9327 | 0 | 16.9327 | 0 | 0 | 0 | 0 | 0 | 0 | 0 | 0 | 0 | 0 | 58.8648 | 0 | 2.5165 | 46.1352 | 0 | 0 | 0
1226 | 88.0276 | 0 | 88.0276 | 50.1433 | 2 | 8.537 | 10 | 17.3473 | 0 | 17.3473 | 0 | 0 | 0 | 0 | 0 | 0 | 0 | 0 | 0 | 0 | 62.1433 | 0 | 2.6408 | 42.8567 | 0 | 0 | 0
1227 | 89.3445 | 0 | 89.3445 | 52.4095 | 2 | 8.8483 | 10 | 16.0867 | 0 | 16.0867 | 0 | 0 | 0 | 0 | 0 | 0 | 0 | 0 | 0 | 0 | 64.4095 | 0 | 2.6803 | 40.5905 | 0 | 0 | 0
1228 | 89.4611 | 0 | 89.4611 | 52.975 | 2 | 8.926 | 10 | 15.5601 | 0 | 15.5601 | 0 | 0 | 0 | 0 | 0 | 0 | 0 | 0 | 0 | 0 | 64.975 | 0 | 2.6838 | 40.025 | 0 | 0 | 0
1229 | 86.006 | 0 | 86.006 | 48.1173 | 2 | 8.2587 | 10 | 17.6301 | 0 | 17.6301 | 0 | 0 | 0 | 0 | 0 | 0 | 0 | 0 | 0 | 0 | 60.1173 | 0 | 2.5802 | 44.8827 | 0 | 1.4211e-14 | 0
1230 | 88.7457 | 0 | 88.7457 | 50.2055 | 2 | 8.5455 | 10 | 17.9947 | 0 | 17.9947 | 0 | 0 | 0 | 0 | 0 | 0 | 0 | 0 | 0 | 0 | 62.2055 | 0 | 2.6624 | 42.7945 | 0 | 0 | 0
1231 | 89.5784 | 0 | 89.5784 | 42.9 | 2 | 7.4806 | 9.5537 | 15.7626 | 11.8816 | 15.7626 | 11.8816 | 0 | 0 | 0 | 0 | 0 | 0 | 0 | 0 | 0 | 54.4537 | 0 | 2.6874 | 50.5463 | 0 | 0 | 0
1232 | 88.0385 | 0 | 88.0385 | 42.9 | 2 | 0 | 4 | 15.3516 | 25.3454 | 15.3516 | 25.3454 | 0 | 0 | 1.5585 | 0 | 0 | 0 | 1.5585 | 0 | 1.4026 | 48.9 | 0 | 2.6412 | 61.8181 | 0 | 0 | 0
1233 | 85.6318 | 0 | 85.6318 | 42.9 | 2 | 0 | 4 | 12.3944 | 33.5782 | 12.3944 | 33.5782 | 0 | 0 | 9.2408 | 0 | 0 | 0 | 9.2408 | 0 | 9.7193 | 48.9 | 0 | 2.569 | 60.8902 | 0 | 0 | 0
1234 | 85.5809 | 0 | 85.5809 | 42.9 | 2 | 7.1054e-15 | 4 | 14.5972 | 43.9691 | 14.5972 | 43.9691 | 0 | 0 | 12 | 0 | 9.8853 | 0 | 21.8853 | 0 | 29.6331 | 48.9 | 0 | 2.5674 | 59.3629 | 0 | 1.4211e-14 | 0
1235 | 86.1366 | 0 | 86.1366 | 42.9 | 2 | 0 | 4 | 12.7206 | 44.4814 | 12.7206 | 44.4814 | 0 | 0 | 12 | 0 | 7.9654 | 0 | 19.9654 | 0 | 47.7769 | 48.9 | 0 | 2.5841 | 59.5948 | 0 | 0 | 0
1236 | 84.4957 | 0 | 84.4957 | 42.9 | 2 | 0 | 4 | 14.6192 | 46.8749 | 12.2285 | 39.2095 | 2.3907 | 7.6655 | 12 | 0 | 3.8423 | 0 | 15.8423 | 0 | 62.1193 | 48.9 | 0 | 2.5349 | 58.8782 | 0 | 7.1054e-15 | 0
1237 | 85.0144 | 0 | 85.0144 | 42.9 | 2 | 7.1054e-15 | 4 | 13.92 | 46.5319 | 9.8205 | 32.828 | 4.0995 | 13.7039 | 6.5341 | 0 | 0 | 0 | 6.5341 | 0 | 68 | 48.9 | 0 | 2.5504 | 69.0667 | 0 | 0 | 0
1238 | 84.8482 | 0 | 84.8482 | 42.9 | 2 | 7.1054e-15 | 4 | 12.84 | 44.8845 | 7.9962 | 27.9521 | 4.8438 | 16.9324 | 0 | 0 | 0 | 0 | 0 | 0 | 68 | 48.9 | 0 | 2.5454 | 81.3761 | 0 | 0 | 0
1239 | 82.7812 | 0 | 82.7812 | 42.9 | 2 | 0 | 4 | 13.343 | 35.8129 | 9.1968 | 24.6844 | 4.1462 | 11.1284 | 0 | 0 | 0 | 0 | 0 | 0 | 68 | 48.9 | 0 | 2.4834 | 82.1614 | 0 | 0 | 0
1240 | 85.7655 | 0 | 85.7655 | 42.9 | 2 | 0 | 4 | 13.3661 | 23.919 | 13.2156 | 23.6498 | 0.15044 | 0.26921 | 0 | 0 | 0 | 0 | 0 | 0 | 68 | 48.9 | 0 | 2.573 | 83.9556 | 0 | 0 | 0
1241 | 91.4308 | 0 | 91.4308 | 42.9 | 2 | 7.9229 | 8.2444 | 13.8583 | 11.9762 | 13.8583 | 11.9762 | 0 | 0 | 0 | 0 | 0 | 4.5291 | 0 | 4.5291 | 63.0875 | 53.1444 | 0 | 2.7429 | 69.3265 | 0 | 0 | 0
1242 | 98.106 | 0 | 98.106 | 42.9 | 2 | 9.9095 | 6.2564 | 16.062 | 6.108e-15 | 16.062 | 6.108e-15 | 0 | 0 | 0 | 10.9781 | 0 | 10 | 0 | 20.9781 | 40.0431 | 51.1564 | 0 | 2.9432 | 54.8655 | 0 | 0 | 0
1243 | 102.9408 | 0 | 102.9408 | 48.3731 | 2 | 10.4794 | 10 | 16.1783 | 0 | 16.1783 | 0 | 0 | 0 | 0 | 12 | 0 | 3.91 | 0 | 15.91 | 22.4688 | 60.3731 | 0 | 3.0882 | 44.6269 | 0 | 0 | -1.4211e-14
1244 | 107.1437 | 0 | 107.1437 | 55 | 4.4426 | 11.1882 | 10 | 14.5128 | 0 | 14.5128 | 0 | 0 | 0 | 0 | 12 | 0 | 0 | 0 | 12 | 9.1355 | 69.4426 | 0 | 3.2143 | 35.5574 | 0 | 0 | 0
1245 | 102.3853 | 0 | 102.3853 | 55 | 3.0188 | 10.4736 | 10 | 15.671 | 0 | 15.671 | 0 | 0 | 0 | 0 | 8.2219 | 0 | 0 | 0 | 8.2219 | 0 | 68.0188 | 0 | 3.0716 | 36.9812 | 0 | 0 | 0
1246 | 96.2743 | 0 | 96.2743 | 55 | 4.0571 | 9.4868 | 10 | 17.7304 | 0 | 17.7304 | 0 | 0 | 0 | 0 | 0 | 0 | 0 | 0 | 0 | 0 | 69.0571 | 0 | 2.8882 | 35.9429 | 0 | 0 | 0
1247 | 94.7826 | 0 | 94.7826 | 55 | 2.866 | 9.3231 | 10 | 17.5935 | 0 | 17.5935 | 0 | 0 | 0 | 0 | 0 | 0 | 0 | 0 | 0 | 0 | 67.866 | 0 | 2.8435 | 37.134 | 0 | 0 | 0
1248 | 85.3238 | 0 | 85.3238 | 51.7717 | 2 | 8.7607 | 10 | 12.7914 | 0 | 12.7914 | 0 | 0 | 0 | 0 | 0 | 0 | 0 | 0 | 0 | 0 | 63.7717 | 0 | 2.5597 | 41.2283 | 0 | 0 | 0
1249 | 83.0109 | 0 | 83.0109 | 49.9882 | 2 | 8.5157 | 10 | 12.507 | 0 | 12.507 | 0 | 0 | 0 | 0 | 0 | 0 | 0 | 0 | 0 | 0 | 61.9882 | 0 | 2.4903 | 43.0118 | 0 | 0 | -1.4211e-14
1250 | 86.7189 | 0 | 86.7189 | 53.8763 | 2 | 9.0498 | 10 | 11.7929 | 0 | 11.7929 | 0 | 0 | 0 | 0 | 0 | 0 | 0 | 0 | 0 | 0 | 65.8763 | 0 | 2.6016 | 39.1237 | 0 | 0 | 0
1251 | 85.1479 | 0 | 85.1479 | 52.4341 | 2 | 8.8517 | 10 | 11.8621 | 0 | 11.8621 | 0 | 0 | 0 | 0 | 0 | 0 | 0 | 0 | 0 | 0 | 64.4341 | 0 | 2.5544 | 40.5659 | 0 | 0 | 0
1252 | 84.2082 | 0 | 84.2082 | 51.4952 | 2 | 8.7227 | 10 | 11.9903 | 0 | 11.9903 | 0 | 0 | 0 | 0 | 0 | 0 | 0 | 0 | 0 | 0 | 63.4952 | 0 | 2.5262 | 41.5048 | 0 | 0 | 0
1253 | 88.65 | 0 | 88.65 | 55 | 2.9655 | 9.3368 | 10 | 11.3477 | 0 | 11.3477 | 0 | 0 | 0 | 0 | 0 | 0 | 0 | 0 | 0 | 0 | 67.9655 | 0 | 2.6595 | 37.0345 | 0 | 0 | 0
1254 | 88.8977 | 0 | 88.8977 | 55 | 3.7831 | 9.4491 | 10 | 10.6654 | 0 | 10.6654 | 0 | 0 | 0 | 0 | 0 | 0 | 0 | 0 | 0 | 0 | 68.7831 | 0 | 2.6669 | 36.2169 | 0 | 0 | 0
1255 | 86.3022 | 0 | 86.3022 | 42.9 | 2 | 7.5051 | 9.7321 | 11.6795 | 12.4855 | 11.6795 | 12.4855 | 0 | 0 | 0 | 0 | 0 | 0 | 0 | 0 | 0 | 54.6321 | 0 | 2.5891 | 50.3679 | 0 | 1.4211e-14 | 0
1256 | 85.9752 | 0 | 85.9752 | 42.9 | 2 | 1.5794 | 4 | 12.1834 | 23.3125 | 12.1834 | 23.3125 | 0 | 0 | 0 | 0 | 0 | 0 | 0 | 0 | 0 | 48.9 | 0 | 2.5793 | 60.6177 | 0 | 0 | 0
1257 | 86.5591 | 0 | 86.5591 | 42.9 | 2 | 0 | 4 | 11.0854 | 34.6485 | 11.0854 | 34.6485 | 0 | 0 | 8.0748 | 0 | 0 | 0 | 8.0748 | 0 | 7.2673 | 48.9 | 0 | 2.5968 | 61.031 | 0 | 0 | 0
1258 | 86.6244 | 0 | 86.6244 | 42.9 | 2 | 0 | 4 | 9.8318 | 39.2188 | 9.8318 | 39.2188 | 0 | 0 | 11.3262 | 0 | 0 | 0 | 11.3262 | 0 | 17.4609 | 48.9 | 0 | 2.5987 | 60.6383 | 0 | 0 | 0
1259 | 82.4203 | 0 | 82.4203 | 42.9 | 2 | 0 | 4 | 10.7706 | 48.7305 | 10.05 | 45.4703 | 0.72058 | 3.2602 | 12 | 0 | 10 | 0 | 22 | 0 | 37.4804 | 48.9 | 0 | 2.4726 | 58.8683 | 0 | 0 | 0
1260 | 81.7128 | 0 | 81.7128 | 42.9 | 2 | 7.1054e-15 | 4 | 9.9586 | 49.9424 | 9.1127 | 45.7001 | 0.84591 | 4.2423 | 12 | 0 | 10 | 0 | 22 | 0 | 57.5 | 48.9 | 0 | 2.4514 | 58.7345 | 0 | 0 | 0
1261 | 80.493 | 0 | 80.493 | 42.9 | 2 | 0 | 4 | 12.1794 | 50.3512 | 8.4179 | 34.8006 | 3.7615 | 15.5507 | 9.9324 | 0 | 1.693 | 0 | 11.6254 | 0 | 68 | 48.9 | 0 | 2.4148 | 58.2696 | 0 | 3.5527e-15 | 0
1262 | 83.4686 | 0 | 83.4686 | 42.9 | 2 | 0 | 4 | 10.3825 | 38.5374 | 7.3366 | 27.232 | 3.0458 | 11.3054 | 0 | 0 | 0 | 0 | 0 | 0 | 68 | 48.9 | 0 | 2.5041 | 82.2729 | 0 | 1.4211e-14 | 0
1263 | 79.5403 | 0 | 79.5403 | 42.9 | 2 | 7.1054e-15 | 4 | 8.9456 | 34.4324 | 6.3188 | 24.3215 | 2.6268 | 10.1109 | 0 | 0 | 0 | 0 | 0 | 0 | 68 | 48.9 | 0 | 2.3862 | 82.4678 | 0 | 0 | 0
1264 | 88.1984 | 0 | 88.1984 | 42.9 | 2 | 3.8132 | 4 | 10.2906 | 25.1946 | 10.2906 | 25.1946 | 0 | 0 | 0 | 0 | 0 | 0 | 0 | 0 | 68 | 48.9 | 0 | 2.646 | 80.6536 | 0 | 0 | 0
1265 | 89.5659 | 0 | 89.5659 | 42.9 | 2 | 7.9191 | 7.2109 | 10.7556 | 13.246 | 10.7556 | 13.246 | 0 | 0 | 0 | 0 | 0 | 5.5343 | 0 | 5.5343 | 61.9972 | 52.1109 | 0 | 2.687 | 69.3548 | 0 | 0 | 0
1266 | 93.2611 | 0 | 93.2611 | 42.9 | 2 | 10.0409 | 6.1908 | 10.1294 | 6.2316e-15 | 10.1294 | 6.2316e-15 | 0 | 0 | 0 | 12 | 0 | 10 | 0 | 22 | 37.8174 | 51.0908 | 0 | 2.7978 | 53.9092 | 0 | 0 | 0
1267 | 100.5742 | 0 | 100.5742 | 52.1404 | 2 | 10.8589 | 10 | 10.6701 | 0 | 10.6701 | 0 | 0 | 0 | 0 | 12 | 0 | 2.9048 | 0 | 14.9048 | 21.3333 | 64.1404 | 0 | 3.0172 | 40.8596 | 0 | 0 | 0
1268 | 106.6535 | 0 | 106.6535 | 55 | 6.3078 | 11.4445 | 10 | 11.9013 | 0 | 11.9013 | 0 | 0 | 0 | 0 | 12 | 0 | 0 | 0 | 12 | 8 | 71.3078 | 0 | 3.1996 | 33.6922 | 0 | 0 | 0
1269 | 99.2391 | 0 | 99.2391 | 55 | 2.9389 | 10.3223 | 10 | 13.7779 | 0 | 13.7779 | 0 | 0 | 0 | 0 | 7.2 | 0 | 0 | 0 | 7.2 | 0 | 67.9389 | 0 | 2.9772 | 37.0611 | 0 | 0 | 0
1270 | 96.35 | 0 | 96.35 | 55 | 8.4558 | 10.091 | 10 | 12.8031 | 0 | 12.8031 | 0 | 0 | 0 | 0 | 0 | 0 | 0 | 0 | 0 | 0 | 73.4558 | 0 | 2.8905 | 31.5442 | 0 | 0 | 0
1271 | 90.6474 | 0 | 90.6474 | 55 | 2.597 | 9.2862 | 10 | 13.7642 | 0 | 13.7642 | 0 | 0 | 0 | 0 | 0 | 0 | 0 | 0 | 0 | 0 | 67.597 | 0 | 2.7194 | 37.403 | 0 | 1.4211e-14 | 0
1272 | 87.7279 | 0 | 87.7279 | 49.4471 | 2 | 8.4413 | 10 | 17.8394 | 0 | 17.8394 | 0 | 0 | 0 | 0 | 0 | 0 | 0 | 0 | 0 | 0 | 61.4471 | 0 | 2.6318 | 43.5529 | 0 | 0 | 0
1273 | 86.1679 | 0 | 86.1679 | 50.1489 | 2 | 8.5377 | 10 | 15.4812 | 0 | 15.4812 | 0 | 0 | 0 | 0 | 0 | 0 | 0 | 0 | 0 | 0 | 62.1489 | 0 | 2.585 | 42.8511 | 0 | 0 | 0
1274 | 91.1466 | 0 | 91.1466 | 53.186 | 2 | 8.955 | 10 | 17.0056 | 0 | 17.0056 | 0 | 0 | 0 | 0 | 0 | 0 | 0 | 0 | 0 | 0 | 65.186 | 0 | 2.7344 | 39.814 | 0 | 0 | 0
1275 | 88.8168 | 0 | 88.8168 | 51.5887 | 2 | 8.7355 | 10 | 16.4926 | 0 | 16.4926 | 0 | 0 | 0 | 0 | 0 | 0 | 0 | 0 | 0 | 0 | 63.5887 | 0 | 2.6645 | 41.4113 | 0 | 0 | 0
1276 | 90.2245 | 0 | 90.2245 | 54.3693 | 2 | 9.1175 | 10 | 14.7376 | 0 | 14.7376 | 0 | 0 | 0 | 0 | 0 | 0 | 0 | 0 | 0 | 0 | 66.3693 | 0 | 2.7067 | 38.6307 | 0 | 0 | -1.4211e-14
1277 | 89.1554 | 0 | 89.1554 | 52.0926 | 2 | 8.8048 | 10 | 16.2581 | 0 | 16.2581 | 0 | 0 | 0 | 0 | 0 | 0 | 0 | 0 | 0 | 0 | 64.0926 | 0 | 2.6747 | 40.9074 | 0 | 1.4211e-14 | 0
1278 | 89.1017 | 0 | 89.1017 | 53.2134 | 2 | 8.9587 | 10 | 14.9295 | 0 | 14.9295 | 0 | 0 | 0 | 0 | 0 | 0 | 0 | 0 | 0 | 0 | 65.2134 | 0 | 2.673 | 39.7866 | 0 | 0 | 0
1279 | 88.0913 | 0 | 88.0913 | 43.0479 | 2 | 7.5622 | 10 | 13.3464 | 12.1348 | 13.3464 | 12.1348 | 0 | 0 | 0 | 0 | 0 | 0 | 0 | 0 | 0 | 55.0479 | 0 | 2.6427 | 49.9521 | 0 | 0 | -1.4211e-14
1280 | 91.3327 | 0 | 91.3327 | 42.9 | 2 | 1.4964 | 4 | 12.5521 | 28.3841 | 12.5521 | 28.3841 | 0 | 0 | 0 | 0 | 0 | 0 | 0 | 0 | 0 | 48.9 | 0 | 2.74 | 60.6906 | 0 | 0 | 0
1281 | 89.8336 | 0 | 89.8336 | 42.9 | 2 | 7.1054e-15 | 4 | 15.7699 | 36.8375 | 15.7699 | 36.8375 | 0 | 0 | 11.6739 | 0 | 0 | 0 | 11.6739 | 0 | 10.5065 | 48.9 | 0 | 2.695 | 60.5963 | 0 | 1.4211e-14 | 0
1282 | 89.46 | 0 | 89.46 | 42.9 | 2 | 0 | 4 | 13.9311 | 44.1175 | 13.9311 | 44.1175 | 0 | 0 | 12 | 0 | 5.4886 | 0 | 17.4886 | 0 | 26.3667 | 48.9 | 0 | 2.6838 | 59.894 | 0 | 0 | 0
1283 | 88.3573 | 0 | 88.3573 | 42.9 | 2 | 7.1054e-15 | 4 | 12.7801 | 50.637 | 12.3852 | 49.0721 | 0.39494 | 1.5648 | 12 | 0 | 10 | 0 | 22 | 0 | 46.3863 | 48.9 | 0 | 2.6507 | 59.1124 | 0 | 0 | 0
1284 | 86.1937 | 0 | 86.1937 | 42.9 | 2 | 0 | 4 | 13.524 | 55 | 10.9532 | 44.5449 | 2.5708 | 10.4551 | 12 | 0 | 6.2044 | 0 | 18.2044 | 0 | 62.9065 | 48.9 | 0 | 2.5858 | 58.2342 | 0 | 3.5527e-15 | 0
1285 | 87.442 | 0 | 87.442 | 42.9 | 2 | 0 | 4 | 12.0923 | 53.5228 | 8.146 | 36.0556 | 3.9463 | 17.4673 | 5.6595 | 0 | 0 | 0 | 5.6595 | 0 | 68 | 48.9 | 0 | 2.6233 | 68.7363 | 0 | 0 | 0
1286 | 86.7697 | 0 | 86.7697 | 42.9 | 2 | 0 | 4 | 12.6128 | 45.762 | 8.1824 | 29.6873 | 4.4305 | 16.0747 | 0 | 0 | 0 | 0 | 0 | 0 | 68 | 48.9 | 0 | 2.6031 | 81.5296 | 0 | 0 | 0
1287 | 83.8168 | 0 | 83.8168 | 42.9 | 2 | 0 | 4 | 14.8158 | 38.022 | 9.7907 | 25.1261 | 5.0251 | 12.8959 | 0 | 0 | 0 | 0 | 0 | 0 | 68 | 48.9 | 0 | 2.5145 | 81.8417 | 0 | 0 | 0
1288 | 91.2316 | 0 | 91.2316 | 42.9 | 2 | 0 | 4 | 15.1637 | 29.6436 | 14.3259 | 28.0057 | 0.83786 | 1.6379 | 0 | 0 | 0 | 0 | 0 | 0 | 68 | 48.9 | 0 | 2.7369 | 83.7073 | 0 | 1.4211e-14 | 0
1289 | 94.6268 | 0 | 94.6268 | 43.211 | 2 | 7.8417 | 10 | 15.7744 | 13.9286 | 15.7744 | 13.9286 | 0 | 0 | 0 | 0 | 0 | 1.8711 | 0 | 1.8711 | 65.9705 | 55.211 | 0 | 2.8388 | 69.9179 | 0 | 0 | 0
1290 | 97.8833 | 0 | 97.8833 | 42.9 | 2 | 9.9899 | 8.3291 | 15.1738 | 6.4977e-15 | 15.1738 | 6.4977e-15 | 0 | 0 | 0 | 9.4905 | 0 | 10 | 0 | 19.4905 | 44.579 | 53.2291 | 0 | 2.9365 | 54.2804 | 0 | 0 | 0
1291 | 105.039 | 0 | 105.039 | 48.44 | 2 | 10.8538 | 10 | 15.1772 | 0 | 15.1772 | 0 | 0 | 0 | 0 | 12 | 0 | 6.568 | 0 | 18.568 | 24.1216 | 60.44 | 0 | 3.1512 | 44.56 | 0 | 0 | 0
1292 | 108.2956 | 0 | 108.2956 | 55 | 4.6535 | 11.2172 | 10 | 15.4249 | 0 | 15.4249 | 0 | 0 | 0 | 0 | 12 | 0 | 0 | 0 | 12 | 10.7883 | 69.6535 | 0 | 3.2489 | 35.3465 | 0 | 0 | 0
1293 | 107.059 | 0 | 107.059 | 55 | 4.522 | 10.8845 | 10 | 16.943 | 0 | 16.943 | 0 | 0 | 0 | 0 | 9.7095 | 0 | 0 | 0 | 9.7095 | 0 | 69.522 | 0 | 3.2118 | 35.478 | 0 | 0 | 0
1294 | 101.6995 | 0 | 101.6995 | 55 | 11.1136 | 10.4562 | 10 | 15.1298 | 0 | 15.1298 | 0 | 0 | 0 | 0 | 0 | 0 | 0 | 0 | 0 | 0 | 76.1136 | 0 | 3.051 | 28.8864 | 0 | 0 | -1.4211e-14
1295 | 97.3793 | 0 | 97.3793 | 55 | 5.8909 | 9.7387 | 10 | 16.7497 | 0 | 16.7497 | 0 | 0 | 0 | 0 | 0 | 0 | 0 | 0 | 0 | 0 | 70.8909 | 0 | 2.9214 | 34.1091 | 0 | 0 | 0
1296 | 86.1451 | 0 | 86.1451 | 50.6962 | 2 | 8.6129 | 10 | 14.836 | 0 | 14.836 | 0 | 0 | 0 | 0 | 0 | 0 | 0 | 0 | 0 | 0 | 62.6962 | 0 | 2.5844 | 42.3038 | 0 | 0 | 0
1297 | 89.4871 | 0 | 89.4871 | 53.3157 | 2 | 8.9728 | 10 | 15.1987 | 0 | 15.1987 | 0 | 0 | 0 | 0 | 0 | 0 | 0 | 0 | 0 | 0 | 65.3157 | 0 | 2.6846 | 39.6843 | 0 | 0 | 0
1298 | 88.0749 | 0 | 88.0749 | 51.4961 | 2 | 8.7228 | 10 | 15.856 | 0 | 15.856 | 0 | 0 | 0 | 0 | 0 | 0 | 0 | 0 | 0 | 0 | 63.4961 | 0 | 2.6422 | 41.5039 | 0 | 0 | 0
1299 | 87.6677 | 0 | 87.6677 | 51.2785 | 2 | 8.6929 | 10 | 15.6963 | 0 | 15.6963 | 0 | 0 | 0 | 0 | 0 | 0 | 0 | 0 | 0 | 0 | 63.2785 | 0 | 2.63 | 41.7215 | 0 | 0 | 0
1300 | 90.2237 | 0 | 90.2237 | 54.9995 | 2 | 9.2041 | 10 | 14.0201 | 0 | 14.0201 | 0 | 0 | 0 | 0 | 0 | 0 | 0 | 0 | 0 | 0 | 66.9995 | 0 | 2.7067 | 38.0005 | 0 | 0 | 0
1301 | 89.3702 | 0 | 89.3702 | 53.0713 | 2 | 8.9392 | 10 | 15.3597 | 0 | 15.3597 | 0 | 0 | 0 | 0 | 0 | 0 | 0 | 0 | 0 | 0 | 65.0713 | 0 | 2.6811 | 39.9287 | 0 | 0 | 0
1302 | 89.0408 | 0 | 89.0408 | 52.5325 | 2 | 8.8652 | 10 | 15.643 | 0 | 15.643 | 0 | 0 | 0 | 0 | 0 | 0 | 0 | 0 | 0 | 0 | 64.5325 | 0 | 2.6712 | 40.4675 | 0 | 0 | 0
1303 | 87.7401 | 0 | 87.7401 | 42.9 | 2 | 7.3477 | 8.5865 | 14.6133 | 12.2926 | 14.6133 | 12.2926 | 0 | 0 | 0 | 0 | 0 | 0 | 0 | 0 | 0 | 53.4865 | 0 | 2.6322 | 51.5135 | 0 | 0 | -2.8422e-14
1304 | 88.5523 | 0 | 88.5523 | 42.9 | 2 | 2.0437 | 4 | 14.0827 | 23.5259 | 14.0827 | 23.5259 | 0 | 0 | 0 | 0 | 0 | 0 | 0 | 0 | 0 | 48.9 | 0 | 2.6566 | 60.2094 | 0 | 0 | 0
1305 | 86.9484 | 0 | 86.9484 | 42.9 | 2 | 0 | 4 | 15.1418 | 33.7522 | 15.1418 | 33.7522 | 0 | 0 | 10.8456 | 0 | 0 | 0 | 10.8456 | 0 | 9.761 | 48.9 | 0 | 2.6085 | 60.6963 | 0 | 0 | 0
1306 | 88.3704 | 0 | 88.3704 | 42.9 | 2 | 7.1054e-15 | 4 | 12.2963 | 36.9906 | 12.2963 | 36.9906 | 0 | 0 | 9.8166 | 0 | 0 | 0 | 9.8166 | 0 | 18.596 | 48.9 | 0 | 2.6511 | 60.8206 | 0 | 1.4211e-14 | 0
1307 | 88.5998 | 0 | 88.5998 | 42.9 | 2 | 0 | 4 | 14.0906 | 41.7296 | 14.0906 | 41.7296 | 0 | 0 | 12 | 0 | 4.1205 | 0 | 16.1205 | 0 | 33.1948 | 48.9 | 0 | 2.658 | 60.0592 | 0 | 0 | 0
1308 | 88.4068 | 0 | 88.4068 | 42.9 | 2 | 7.1054e-15 | 4 | 14.0206 | 42.8699 | 14.0206 | 42.8699 | 0 | 0 | 12 | 0 | 5.3837 | 0 | 17.3837 | 0 | 48.9584 | 48.9 | 0 | 2.6522 | 59.9066 | 0 | 0 | 0
1309 | 86.359 | 0 | 86.359 | 42.9 | 2 | 0 | 4 | 13.6938 | 39.5023 | 13.6938 | 39.5023 | 0 | 0 | 8.6712 | 0 | 7.0659 | 0 | 15.7371 | 0 | 63.2768 | 48.9 | 0 | 2.5908 | 60.1055 | 0 | 0 | 0
1310 | 86.1479 | 0 | 86.1479 | 42.9 | 2 | 7.1054e-15 | 4 | 14.0807 | 38.3046 | 11.3889 | 30.9819 | 2.6918 | 7.3227 | 0 | 0 | 5.123 | 0 | 5.123 | 0 | 68 | 48.9 | 0 | 2.5844 | 72.1779 | 0 | 0 | -1.7764e-15
1311 | 84.6604 | 0 | 84.6604 | 42.9 | 2 | 7.1054e-15 | 4 | 11.4912 | 34.0764 | 9.018 | 26.7424 | 2.4732 | 7.334 | 0 | 0 | 0 | 0 | 0 | 0 | 68 | 48.9 | 0 | 2.5398 | 82.8217 | 0 | 0 | 0
1312 | 90.5137 | 0 | 90.5137 | 42.9 | 2 | 4.054 | 4 | 13.7016 | 23.8581 | 13.7016 | 23.8581 | 0 | 0 | 0 | 0 | 0 | 0 | 0 | 0 | 68 | 48.9 | 0 | 2.7154 | 80.442 | 0 | 0 | 0
1313 | 94.0913 | 0 | 94.0913 | 43.4663 | 2 | 8.3237 | 10 | 13.9532 | 11.2236 | 13.9532 | 11.2236 | 0 | 0 | 0 | 0 | 0 | 5.1245 | 0 | 5.1245 | 62.4417 | 55.4663 | 0 | 2.8227 | 66.4092 | 0 | 1.4211e-14 | 0
1314 | 97.5812 | 0 | 97.5812 | 42.9 | 2 | 10.0336 | 8.7697 | 14.51 | 5.2069e-15 | 14.51 | 5.2069e-15 | 0 | 0 | 0 | 9.3679 | 0 | 10 | 0 | 19.3679 | 41.1864 | 53.6697 | 0 | 2.9274 | 53.9623 | 0 | 0 | 0
1315 | 105.4427 | 0 | 105.4427 | 52.687 | 2 | 10.9903 | 10 | 14.4508 | 0 | 14.4508 | 0 | 0 | 0 | 0 | 12 | 0 | 3.3146 | 0 | 15.3146 | 24.2578 | 64.687 | 0 | 3.1633 | 40.313 | 0 | 0 | 0
1316 | 109.1484 | 0 | 109.1484 | 55 | 4.648 | 11.2165 | 10 | 16.284 | 0 | 16.284 | 0 | 0 | 0 | 0 | 12 | 0 | 0 | 0 | 12 | 10.9245 | 69.648 | 0 | 3.2745 | 35.352 | 0 | 0 | 0
1317 | 103.0221 | 0 | 103.0221 | 55 | 3.2482 | 10.7263 | 10 | 14.2156 | 0 | 14.2156 | 0 | 0 | 0 | 0 | 9.8321 | 0 | 0 | 0 | 9.8321 | 0 | 68.2482 | 0 | 3.0907 | 36.7518 | 0 | 0 | 0
1318 | 99.5084 | 0 | 99.5084 | 55 | 9.085 | 10.1775 | 10 | 15.2459 | 0 | 15.2459 | 0 | 0 | 0 | 0 | 0 | 0 | 0 | 0 | 0 | 0 | 74.085 | 0 | 2.9853 | 30.915 | 0 | 0 | 0
1319 | 95.3187 | 0 | 95.3187 | 55 | 4.4546 | 9.5414 | 10 | 16.3227 | 0 | 16.3227 | 0 | 0 | 0 | 0 | 0 | 0 | 0 | 0 | 0 | 0 | 69.4546 | 0 | 2.8596 | 35.5454 | 0 | 0 | 0
1320 | 84.3994 | 0 | 84.3994 | 50.1976 | 2 | 8.5444 | 10 | 13.6573 | 0 | 13.6573 | 0 | 0 | 0 | 0 | 0 | 0 | 0 | 0 | 0 | 0 | 62.1976 | 0 | 2.532 | 42.8024 | 0 | 0 | 0
1321 | 86.9502 | 0 | 86.9502 | 51.3506 | 2 | 8.7028 | 10 | 14.8968 | 0 | 14.8968 | 0 | 0 | 0 | 0 | 0 | 0 | 0 | 0 | 0 | 0 | 63.3506 | 0 | 2.6085 | 41.6494 | 0 | 0 | 0
1322 | 84.2714 | 0 | 84.2714 | 48.2785 | 2 | 8.2808 | 10 | 15.7121 | 0 | 15.7121 | 0 | 0 | 0 | 0 | 0 | 0 | 0 | 0 | 0 | 0 | 60.2785 | 0 | 2.5281 | 44.7215 | 0 | 0 | 0
1323 | 87.7062 | 0 | 87.7062 | 50.9983 | 2 | 8.6544 | 10 | 16.0535 | 0 | 16.0535 | 0 | 0 | 0 | 0 | 0 | 0 | 0 | 0 | 0 | 0 | 62.9983 | 0 | 2.6312 | 42.0017 | 0 | 0 | 0
1324 | 86.4576 | 0 | 86.4576 | 52.2997 | 2 | 8.8332 | 10 | 13.3246 | 0 | 13.3246 | 0 | 0 | 0 | 0 | 0 | 0 | 0 | 0 | 0 | 0 | 64.2997 | 0 | 2.5937 | 40.7003 | 0 | 0 | 0
1325 | 89.2077 | 0 | 89.2077 | 55 | 2.2509 | 9.2386 | 10 | 12.7182 | 0 | 12.7182 | 0 | 0 | 0 | 0 | 0 | 0 | 0 | 0 | 0 | 0 | 67.2509 | 0 | 2.6762 | 37.7491 | 0 | 0 | 0
1326 | 89.1647 | 0 | 89.1647 | 54.849 | 2 | 9.1834 | 10 | 13.1323 | 0 | 13.1323 | 0 | 0 | 0 | 0 | 0 | 0 | 0 | 0 | 0 | 0 | 66.849 | 0 | 2.6749 | 38.151 | 0 | 0 | 0
1327 | 89.637 | 0 | 89.637 | 45.7241 | 2 | 7.9299 | 10 | 13.2268 | 10.7562 | 13.2268 | 10.7562 | 0 | 0 | 0 | 0 | 0 | 0 | 0 | 0 | 0 | 57.7241 | 0 | 2.6891 | 47.2759 | 0 | 0 | 0
1328 | 84.9583 | 0 | 84.9583 | 42.9 | 2 | 5.5158 | 4 | 11.1116 | 19.431 | 11.1116 | 19.431 | 0 | 0 | 0 | 0 | 0 | 0 | 0 | 0 | 0 | 48.9 | 0 | 2.5488 | 57.1567 | 0 | 0 | -1.4211e-14
1329 | 86.5271 | 0 | 86.5271 | 42.9 | 2 | 7.1054e-15 | 4 | 11.5741 | 29.162 | 11.5741 | 29.162 | 0 | 0 | 3.109 | 0 | 0 | 0 | 3.109 | 0 | 2.7981 | 48.9 | 0 | 2.5958 | 61.6308 | 0 | 0 | 0
1330 | 84.5414 | 0 | 84.5414 | 42.9 | 2 | 0 | 4 | 13.0385 | 34.5719 | 13.0385 | 34.5719 | 0 | 0 | 11.969 | 0 | 0 | 0 | 11.969 | 0 | 13.5703 | 48.9 | 0 | 2.5362 | 60.5606 | 0 | 0 | 0
1331 | 86.8318 | 0 | 86.8318 | 42.9 | 2 | 0 | 4 | 11.8933 | 39.4886 | 11.8933 | 39.4886 | 0 | 0 | 12 | 0 | 1.4501 | 0 | 13.4501 | 0 | 25.7072 | 48.9 | 0 | 2.605 | 60.3817 | 0 | 0 | 0
1332 | 86.0944 | 0 | 86.0944 | 42.9 | 2 | 0 | 4 | 11.2214 | 40.8441 | 11.2214 | 40.8441 | 0 | 0 | 12 | 0 | 2.8711 | 0 | 14.8711 | 0 | 39.1542 | 48.9 | 0 | 2.5828 | 60.2101 | 0 | 0 | 0
1333 | 84.0146 | 0 | 84.0146 | 42.9 | 2 | 0 | 4 | 10.5439 | 40.4676 | 10.5439 | 40.4676 | 0 | 0 | 12 | 0 | 3.8969 | 0 | 15.8969 | 0 | 53.547 | 48.9 | 0 | 2.5204 | 60.0862 | 0 | 0 | 0
1334 | 82.4165 | 0 | 82.4165 | 42.9 | 2 | 0 | 4 | 11.6306 | 35.0749 | 11.3981 | 34.3737 | 0.23251 | 0.70118 | 2.2553 | 0 | 10 | 0 | 12.2553 | 0 | 64.7962 | 48.9 | 0 | 2.4725 | 60.4133 | 0 | 1.7764e-14 | 0
1335 | 83.9604 | 0 | 83.9604 | 42.9 | 2 | 2.1316e-14 | 4 | 12.1156 | 27.882 | 11.6727 | 26.8627 | 0.44292 | 1.0193 | 0 | 0 | 3.475 | 0 | 3.475 | 0 | 68 | 48.9 | 0 | 2.5188 | 73.41 | 0 | 1.8208e-14 | 0
1336 | 84.9879 | 0 | 84.9879 | 42.9 | 2 | 0.54218 | 4 | 12.8219 | 22.7238 | 12.8219 | 22.7238 | 0 | 0 | 0 | 0 | 0 | 0 | 0 | 0 | 68 | 48.9 | 0 | 2.5496 | 83.5296 | 0 | 0 | 0
1337 | 89.6685 | 0 | 89.6685 | 43.4939 | 2 | 8.0726 | 10 | 12.0644 | 10.7688 | 12.0644 | 10.7688 | 0 | 0 | 0 | 0 | 0 | 3.2689 | 0 | 3.2689 | 64.4544 | 55.4939 | 0 | 2.6901 | 68.2372 | 0 | 0 | 0
1338 | 94.9097 | 0 | 94.9097 | 42.9 | 2 | 9.8714 | 8.8301 | 13.181 | 5.4694e-15 | 13.181 | 5.4694e-15 | 0 | 0 | 0 | 8.1271 | 0 | 10 | 0 | 18.1271 | 44.5778 | 53.7301 | 0 | 2.8473 | 55.1427 | 0 | 1.4211e-14 | 0
1339 | 101.9488 | 0 | 101.9488 | 49.1753 | 2 | 10.7628 | 10 | 12.8405 | 0 | 12.8405 | 0 | 0 | 0 | 0 | 12 | 0 | 5.1702 | 0 | 17.1702 | 25.6365 | 61.1753 | 0 | 3.0585 | 43.8247 | 0 | 1.4211e-14 | 0
1340 | 106.9454 | 0 | 106.9454 | 55 | 4.9348 | 11.2559 | 10 | 13.7547 | 0 | 13.7547 | 0 | 0 | 0 | 0 | 12 | 0 | 0 | 0 | 12 | 12.3032 | 69.9348 | 0 | 3.2084 | 35.0652 | 0 | 0 | 0
1341 | 104.2195 | 0 | 104.2195 | 55 | 5.7692 | 11.2431 | 10 | 11.1343 | 0 | 11.1343 | 0 | 0 | 0 | 0 | 11.0729 | 0 | 0 | 0 | 11.0729 | 0 | 70.7692 | 0 | 3.1266 | 34.2308 | 0 | 0 | 0
1342 | 98.9178 | 0 | 98.9178 | 55 | 9.3144 | 10.209 | 10 | 14.3944 | 0 | 14.3944 | 0 | 0 | 0 | 0 | 0 | 0 | 0 | 0 | 0 | 0 | 74.3144 | 0 | 2.9675 | 30.6856 | 0 | 1.4211e-14 | 0
1343 | 92.9476 | 0 | 92.9476 | 55 | 4.1583 | 9.5007 | 10 | 14.2886 | 0 | 14.2886 | 0 | 0 | 0 | 0 | 0 | 0 | 0 | 0 | 0 | 0 | 69.1583 | 0 | 2.7884 | 35.8417 | 0 | 0 | 0
1344 | 84.1214 | 0 | 84.1214 | 49.9903 | 2 | 8.516 | 10 | 13.6151 | 0 | 13.6151 | 0 | 0 | 0 | 0 | 0 | 0 | 0 | 0 | 0 | 0 | 61.9903 | 0 | 2.5236 | 43.0097 | 0 | 0 | 0
1345 | 84.2827 | 0 | 84.2827 | 48.7501 | 2 | 8.3456 | 10 | 15.187 | 0 | 15.187 | 0 | 0 | 0 | 0 | 0 | 0 | 0 | 0 | 0 | 0 | 60.7501 | 0 | 2.5285 | 44.2499 | 0 | 1.4211e-14 | 0
1346 | 84.3852 | 0 | 84.3852 | 49.3784 | 2 | 8.4319 | 10 | 14.5749 | 0 | 14.5749 | 0 | 0 | 0 | 0 | 0 | 0 | 0 | 0 | 0 | 0 | 61.3784 | 0 | 2.5316 | 43.6216 | 0 | 0 | 0
1347 | 85.1611 | 0 | 85.1611 | 50.7174 | 2 | 8.6158 | 10 | 13.8279 | 0 | 13.8279 | 0 | 0 | 0 | 0 | 0 | 0 | 0 | 0 | 0 | 0 | 62.7174 | 0 | 2.5548 | 42.2826 | 0 | 0 | 0
1348 | 87.8527 | 0 | 87.8527 | 53.171 | 2 | 8.9529 | 10 | 13.7288 | 0 | 13.7288 | 0 | 0 | 0 | 0 | 0 | 0 | 0 | 0 | 0 | 0 | 65.171 | 0 | 2.6356 | 39.829 | 0 | 0 | 0
1349 | 88.7043 | 0 | 88.7043 | 54.0647 | 2 | 9.0757 | 10 | 13.564 | 0 | 13.564 | 0 | 0 | 0 | 0 | 0 | 0 | 0 | 0 | 0 | 0 | 66.0647 | 0 | 2.6611 | 38.9353 | 0 | 0 | 0
1350 | 88.6168 | 0 | 88.6168 | 54.8426 | 2 | 9.1826 | 10 | 12.5916 | 0 | 12.5916 | 0 | 0 | 0 | 0 | 0 | 0 | 0 | 0 | 0 | 0 | 66.8426 | 0 | 2.6585 | 38.1574 | 0 | 0 | 0
1351 | 88.6789 | 0 | 88.6789 | 45.8955 | 2 | 7.9534 | 10 | 11.8795 | 10.9505 | 11.8795 | 10.9505 | 0 | 0 | 0 | 0 | 0 | 0 | 0 | 0 | 0 | 57.8955 | 0 | 2.6604 | 47.1045 | 0 | 0 | 0
1352 | 86.4594 | 0 | 86.4594 | 42.9 | 2 | 6.5155 | 4 | 12.0389 | 19.0049 | 12.0389 | 19.0049 | 0 | 0 | 0 | 0 | 0 | 0 | 0 | 0 | 0 | 48.9 | 0 | 2.5938 | 56.2777 | 0 | 0 | 0
1353 | 87.8728 | 0 | 87.8728 | 42.9 | 2 | 7.1054e-15 | 4 | 11.8622 | 27.4915 | 11.8622 | 27.4915 | 0 | 0 | 0.38093 | 0 | 0 | 0 | 0.38093 | 0 | 0.34283 | 48.9 | 0 | 2.6362 | 61.9603 | 0 | 0 | 0
1354 | 83.78 | 0 | 83.78 | 42.9 | 2 | 0 | 4 | 11.8419 | 35.9322 | 11.8419 | 35.9322 | 0 | 0 | 12 | 0 | 0.89416 | 0 | 12.8942 | 0 | 11.9672 | 48.9 | 0 | 2.5134 | 60.4489 | 0 | 0 | 0
1355 | 84.2915 | 0 | 84.2915 | 42.9 | 2 | 0 | 4 | 12.23 | 42.8764 | 12.23 | 42.8764 | 0 | 0 | 12 | 0 | 7.7149 | 0 | 19.7149 | 0 | 29.88 | 48.9 | 0 | 2.5287 | 59.6251 | 0 | 0 | 0
1356 | 85.3913 | 0 | 85.3913 | 42.9 | 2 | 0 | 4 | 10.6577 | 37.8431 | 10.6577 | 37.8431 | 0 | 0 | 12 | 0 | 0.0094766 | 0 | 12.0095 | 0 | 40.6887 | 48.9 | 0 | 2.5617 | 60.5558 | 0 | 0 | 0
1357 | 84.115 | 0 | 84.115 | 42.9 | 2 | 7.1054e-15 | 4 | 10.227 | 39.3617 | 10.227 | 39.3617 | 0 | 0 | 12 | 0 | 2.3736 | 0 | 14.3736 | 0 | 53.6771 | 48.9 | 0 | 2.5235 | 60.2702 | 0 | 0 | 0
1358 | 82.5219 | 0 | 82.5219 | 42.9 | 2 | 0 | 4 | 10.5071 | 38.2168 | 10.4748 | 38.0995 | 0.032263 | 0.11735 | 4.9524 | 0 | 10 | 0 | 14.9524 | 0 | 67.3538 | 48.9 | 0 | 2.4757 | 60.1822 | 0 | 3.5527e-15 | 0
1359 | 79.5976 | 0 | 79.5976 | 42.9 | 2 | 0 | 4 | 12.8493 | 28.0564 | 9.8629 | 21.5356 | 2.9864 | 6.5208 | 0 | 0 | 0.70089 | 0 | 0.70089 | 0 | 68 | 48.9 | 0 | 2.3879 | 72.7733 | 0 | 1.6653e-15 | 0
1360 | 86.403 | 0 | 86.403 | 42.9 | 2 | 4.6482 | 4 | 12.7437 | 20.1111 | 12.7437 | 20.1111 | 0 | 0 | 0 | 0 | 0 | 0 | 0 | 0 | 68 | 48.9 | 0 | 2.5921 | 79.9195 | 0 | 0 | 0
1361 | 90.1781 | 0 | 90.1781 | 42.9 | 2 | 8.1744 | 6.9191 | 11.5923 | 10.9073 | 11.5923 | 10.9073 | 0 | 0 | 0 | 0 | 0 | 7.685 | 0 | 7.685 | 59.6645 | 51.8191 | 0 | 2.7053 | 67.496 | 0 | 1.4211e-14 | 0
1362 | 96.4931 | 0 | 96.4931 | 42.9 | 2 | 9.9893 | 5.8148 | 13.789 | 4.8533e-15 | 13.789 | 4.8533e-15 | 0 | 0 | 0 | 12 | 0 | 10 | 0 | 22 | 35.4846 | 50.7148 | 0 | 2.8948 | 54.2852 | 0 | 0 | 0
1363 | 99.434 | 0 | 99.434 | 50.5886 | 2 | 10.3503 | 10 | 13.741 | 0 | 13.741 | 0 | 0 | 0 | 0 | 12 | 0 | 0.75411 | 0 | 12.7541 | 21.3333 | 62.5886 | 0 | 2.983 | 42.4114 | 0 | 0 | 0
1364 | 103.7847 | 0 | 103.7847 | 55 | 3.4858 | 11.0568 | 10 | 12.2421 | 0 | 12.2421 | 0 | 0 | 0 | 0 | 12 | 0 | 0 | 0 | 12 | 8 | 68.4858 | 0 | 3.1135 | 36.5142 | 0 | 0 | 0
1365 | 101.2574 | 0 | 101.2574 | 55 | 5.2144 | 10.6349 | 10 | 13.2082 | 0 | 13.2082 | 0 | 0 | 0 | 0 | 7.2 | 0 | 0 | 0 | 7.2 | 0 | 70.2144 | 0 | 3.0377 | 34.7856 | 0 | 0 | 0
1366 | 98.3147 | 0 | 98.3147 | 55 | 8.598 | 10.1106 | 10 | 14.6061 | 0 | 14.6061 | 0 | 0 | 0 | 0 | 0 | 0 | 0 | 0 | 0 | 0 | 73.598 | 0 | 2.9494 | 31.402 | 0 | 0 | 0
1367 | 95.4308 | 0 | 95.4308 | 55 | 6.4565 | 9.8164 | 10 | 14.1578 | 0 | 14.1578 | 0 | 0 | 0 | 0 | 0 | 0 | 0 | 0 | 0 | 0 | 71.4565 | 0 | 2.8629 | 33.5435 | 0 | 1.4211e-14 | 0
1368 | 84.0848 | 0 | 84.0848 | 48.1478 | 2 | 8.2629 | 10 | 15.6742 | 0 | 15.6742 | 0 | 0 | 0 | 0 | 0 | 0 | 0 | 0 | 0 | 0 | 60.1478 | 0 | 2.5225 | 44.8522 | 0 | 0 | 0
1369 | 86.1408 | 0 | 86.1408 | 51.6717 | 2 | 8.7469 | 10 | 13.7221 | 0 | 13.7221 | 0 | 0 | 0 | 0 | 0 | 0 | 0 | 0 | 0 | 0 | 63.6717 | 0 | 2.5842 | 41.3283 | 0 | 0 | 0
1370 | 87.2771 | 0 | 87.2771 | 49.9954 | 2 | 8.5167 | 10 | 16.7651 | 0 | 16.7651 | 0 | 0 | 0 | 0 | 0 | 0 | 0 | 0 | 0 | 0 | 61.9954 | 0 | 2.6183 | 43.0046 | 0 | 1.4211e-14 | 0
1371 | 86.8093 | 0 | 86.8093 | 50.5291 | 2 | 8.59 | 10 | 15.6902 | 0 | 15.6902 | 0 | 0 | 0 | 0 | 0 | 0 | 0 | 0 | 0 | 0 | 62.5291 | 0 | 2.6043 | 42.4709 | 0 | 0 | 0
1372 | 90.6622 | 0 | 90.6622 | 54.5139 | 2 | 9.1374 | 10 | 15.0109 | 0 | 15.0109 | 0 | 0 | 0 | 0 | 0 | 0 | 0 | 0 | 0 | 0 | 66.5139 | 0 | 2.7199 | 38.4861 | 0 | 0 | 0
1373 | 90.0796 | 0 | 90.0796 | 55 | 3.4321 | 9.4009 | 10 | 12.2467 | 0 | 12.2467 | 0 | 0 | 0 | 0 | 0 | 0 | 0 | 0 | 0 | 0 | 68.4321 | 0 | 2.7024 | 36.5679 | 0 | 0 | 0
1374 | 90.9095 | 0 | 90.9095 | 55 | 2.1475 | 9.2244 | 10 | 14.5376 | 0 | 14.5376 | 0 | 0 | 0 | 0 | 0 | 0 | 0 | 0 | 0 | 0 | 67.1475 | 0 | 2.7273 | 37.8525 | 0 | 0 | 0
1375 | 89.8952 | 0 | 89.8952 | 42.9 | 2 | 7.4562 | 9.3761 | 14.2823 | 13.8806 | 14.2823 | 13.8806 | 0 | 0 | 0 | 0 | 0 | 0 | 0 | 0 | 0 | 54.2761 | 0 | 2.6969 | 50.7239 | 0 | 0 | 0
1376 | 87.6715 | 0 | 87.6715 | 42.9 | 2 | 7.1054e-15 | 4 | 14.1748 | 27.891 | 14.1748 | 27.891 | 0 | 0 | 3.2943 | 0 | 0 | 0 | 3.2943 | 0 | 2.9649 | 48.9 | 0 | 2.6301 | 61.6084 | 0 | 0 | 0
1377 | 89.2004 | 0 | 89.2004 | 42.9 | 2 | 0 | 4 | 12.114 | 35.4138 | 12.114 | 35.4138 | 0 | 0 | 7.2274 | 0 | 0 | 0 | 7.2274 | 0 | 9.4695 | 48.9 | 0 | 2.676 | 61.1333 | 0 | 0 | 0
1378 | 86.8787 | 0 | 86.8787 | 42.9 | 2 | 7.1054e-15 | 4 | 13.5722 | 46.4934 | 13.5525 | 46.4261 | 0.019626 | 0.067232 | 12 | 0 | 10 | 0 | 22 | 0 | 29.4891 | 48.9 | 0 | 2.6064 | 59.3386 | 0 | 0 | 0
1379 | 86.9063 | 0 | 86.9063 | 42.9 | 2 | 7.1054e-15 | 4 | 12.7628 | 55 | 11.3019 | 48.7044 | 1.4609 | 6.2956 | 12 | 0 | 10 | 0 | 22 | 0 | 49.5086 | 48.9 | 0 | 2.6072 | 58.4122 | 0 | 0 | 0
1380 | 85.631 | 0 | 85.631 | 42.9 | 2 | 7.1054e-15 | 4 | 12.6919 | 49.7337 | 10.2518 | 40.1723 | 2.44 | 9.5614 | 12 | 0 | 1.693 | 0 | 13.693 | 0 | 61.8695 | 48.9 | 0 | 2.5689 | 58.9028 | 0 | 3.5527e-15 | 0
1381 | 86.693 | 0 | 86.693 | 42.9 | 2 | 0 | 4 | 11.4072 | 55 | 7.662 | 36.9425 | 3.7452 | 18.0575 | 6.8116 | 0 | 0 | 0 | 6.8116 | 0 | 68 | 48.9 | 0 | 2.6008 | 68.5502 | 0 | 0 | -1.7764e-15
1382 | 83.0613 | 0 | 83.0613 | 42.9 | 2 | 0 | 4 | 11.4601 | 48.8616 | 6.4901 | 27.6712 | 4.9701 | 21.1904 | 0 | 0 | 0 | 0 | 0 | 0 | 68 | 48.9 | 0 | 2.4918 | 80.8466 | 0 | 1.4211e-14 | 0
1383 | 83.934 | 0 | 83.934 | 42.9 | 2 | 0 | 4 | 11.6167 | 34.6568 | 8.7951 | 26.2389 | 2.8216 | 8.4179 | 0 | 0 | 0 | 0 | 0 | 0 | 68 | 48.9 | 0 | 2.518 | 82.6487 | 0 | 0 | 0
1384 | 89.0898 | 0 | 89.0898 | 42.9 | 2 | 0 | 4 | 12.4996 | 28.5707 | 12.2316 | 27.9582 | 0.26798 | 0.61253 | 0 | 0 | 0 | 0 | 0 | 0 | 68 | 48.9 | 0 | 2.6727 | 83.8999 | 0 | 0 | 0
1385 | 95.0805 | 0 | 95.0805 | 45.6408 | 2 | 8.5765 | 10 | 10.5949 | 13.4782 | 10.5949 | 13.4782 | 0 | 0 | 0 | 0 | 0 | 4.79 | 0 | 4.79 | 62.8045 | 57.6408 | 0 | 2.8524 | 64.5691 | 0 | 0 | 0
1386 | 98.2027 | 0 | 98.2027 | 43.7614 | 2 | 10.4837 | 10 | 11.4051 | 6.4659e-15 | 11.4051 | 6.4659e-15 | 0 | 0 | 0 | 10.5525 | 0 | 10 | 0 | 20.5525 | 40.233 | 55.7614 | 0 | 2.9461 | 50.6861 | 0 | 0 | 0
1387 | 104.1241 | 0 | 104.1241 | 50.0217 | 2 | 10.6701 | 10 | 15.7833 | 0 | 15.7833 | 0 | 0 | 0 | 0 | 12 | 0 | 3.6491 | 0 | 15.6491 | 22.9417 | 62.0217 | 0 | 3.1237 | 42.9783 | 0 | 0 | -1.4211e-14
1388 | 106.741 | 0 | 106.741 | 55 | 3.6471 | 11.079 | 10 | 15.0149 | 0 | 15.0149 | 0 | 0 | 0 | 0 | 12 | 0 | 4.0943e-16 | 0 | 12 | 9.6083 | 68.6471 | 0 | 3.2022 | 36.3529 | 0 | 0 | 0
1389 | 102.6437 | 0 | 102.6437 | 55 | 4.9045 | 10.7911 | 10 | 13.3006 | 0 | 13.3006 | 0 | 0 | 0 | 0 | 8.6475 | 0 | 0 | 0 | 8.6475 | -1.7764e-15 | 69.9045 | 0 | 3.0793 | 35.0955 | 0 | 0 | 0
1390 | 100.1968 | 0 | 100.1968 | 55 | 9.8076 | 10.2767 | 10 | 15.1125 | 0 | 15.1125 | 0 | 0 | 0 | 0 | -1.5987e-15 | 0 | 0 | 0 | -1.5987e-15 | 0 | 74.8076 | 0 | 3.0059 | 30.1924 | 0 | 0 | 0
1391 | 97.0157 | 0 | 97.0157 | 55 | 8.5392 | 10.1025 | 10 | 13.3739 | 0 | 13.3739 | 0 | 0 | 0 | 0 | 0 | 0 | 0 | 0 | 0 | 0 | 73.5392 | 0 | 2.9105 | 31.4608 | 0 | 0 | 0
1392 | 85.6459 | 0 | 85.6459 | 51.4733 | 2 | 8.7197 | 10 | 13.4529 | 0 | 13.4529 | 0 | 0 | 0 | 0 | 0 | 0 | 0 | 0 | 0 | 0 | 63.4733 | 0 | 2.5694 | 41.5267 | 0 | 1.4211e-14 | 0
1393 | 87.9483 | 0 | 87.9483 | 54.117 | 2 | 9.0829 | 10 | 12.7484 | 0 | 12.7484 | 0 | 0 | 0 | 0 | 0 | 0 | 0 | 0 | 0 | 0 | 66.117 | 0 | 2.6385 | 38.883 | 0 | 0 | 0
1394 | 85.6324 | 0 | 85.6324 | 52.3462 | 2 | 8.8396 | 10 | 12.4465 | 0 | 12.4465 | 0 | 0 | 0 | 0 | 0 | 0 | 0 | 0 | 0 | 0 | 64.3462 | 0 | 2.569 | 40.6538 | 0 | 0 | 0
1395 | 89.4427 | 0 | 89.4427 | 55 | 2.9181 | 9.3303 | 10 | 12.1943 | 0 | 12.1943 | 0 | 0 | 0 | 0 | 0 | 0 | 0 | 0 | 0 | 0 | 67.9181 | 0 | 2.6833 | 37.0819 | 0 | 0 | 0
1396 | 90.0039 | 0 | 90.0039 | 55 | 2.6798 | 9.2976 | 10 | 13.0265 | 0 | 13.0265 | 0 | 0 | 0 | 0 | 0 | 0 | 0 | 0 | 0 | 0 | 67.6798 | 0 | 2.7001 | 37.3202 | 0 | 0 | 0
1397 | 89.655 | 0 | 89.655 | 55 | 3.3896 | 9.3951 | 10 | 11.8704 | 0 | 11.8704 | 0 | 0 | 0 | 0 | 0 | 0 | 0 | 0 | 0 | 0 | 68.3896 | 0 | 2.6896 | 36.6104 | 0 | 0 | 0
1398 | 87.3682 | 0 | 87.3682 | 55 | 2.6653 | 9.2956 | 10 | 10.4073 | 0 | 10.4073 | 0 | 0 | 0 | 0 | 0 | 0 | 0 | 0 | 0 | 0 | 67.6653 | 0 | 2.621 | 37.3347 | 0 | 0 | 0
1399 | 90.7358 | 0 | 90.7358 | 50.1161 | 2 | 8.5332 | 10 | 8.9681 | 11.1184 | 8.9681 | 11.1184 | 0 | 0 | 0 | 0 | 0 | 0 | 0 | 0 | 0 | 62.1161 | 0 | 2.7221 | 42.8839 | 0 | 0 | 0
1400 | 87.4243 | 0 | 87.4243 | 42.9 | 2 | 6.7728 | 4.4015 | 11.3586 | 19.9914 | 11.3586 | 19.9914 | 0 | 0 | 0 | 0 | 0 | 0 | 0 | 0 | 0 | 49.3015 | 0 | 2.6227 | 55.6985 | 0 | 0 | 0
1401 | 87.8549 | 0 | 87.8549 | 42.9 | 2 | 0.79514 | 4 | 9.5842 | 28.5756 | 9.5842 | 28.5756 | 0 | 0 | 0 | 0 | 0 | 0 | 0 | 0 | 0 | 48.9 | 0 | 2.6356 | 61.3072 | 0 | 0 | 0
1402 | 85.7345 | 0 | 85.7345 | 42.9 | 2 | 0 | 4 | 8.2834 | 34.1414 | 8.2834 | 34.1414 | 0 | 0 | 5.5903 | 0 | 0 | 0 | 5.5903 | 0 | 5.0313 | 48.9 | 0 | 2.572 | 61.3311 | 0 | 0 | 0
1403 | 87.1486 | 0 | 87.1486 | 42.9 | 2 | 7.1054e-15 | 4 | 10.3818 | 41.7162 | 10.3818 | 41.7162 | 0 | 0 | 12 | 0 | 1.8493 | 0 | 13.8493 | 0 | 17.5363 | 48.9 | 0 | 2.6145 | 60.3335 | 0 | 0 | 0
1404 | 84.2734 | 0 | 84.2734 | 42.9 | 2 | 0 | 4 | 10.7451 | 43.5416 | 10.7451 | 43.5416 | 0 | 0 | 12 | 0 | 6.9133 | 0 | 18.9133 | 0 | 34.71 | 48.9 | 0 | 2.5282 | 59.7219 | 0 | 0 | 0
1405 | 85.5881 | 0 | 85.5881 | 42.9 | 2 | 7.1054e-15 | 4 | 10.3391 | 39.61 | 10.3391 | 39.61 | 0 | 0 | 12 | 0 | 1.261 | 0 | 13.261 | 0 | 46.6726 | 48.9 | 0 | 2.5676 | 60.4046 | 0 | 0 | 0
1406 | 85.6673 | 0 | 85.6673 | 42.9 | 2 | 0 | 4 | 10.769 | 35.7446 | 10.769 | 35.7446 | 0 | 0 | 9.7462 | 0 | 0 | 0 | 9.7462 | 0 | 55.4442 | 48.9 | 0 | 2.57 | 69.3492 | 0 | 0 | 0
1407 | 83.0896 | 0 | 83.0896 | 42.9 | 2 | 7.1054e-15 | 4 | 10.6325 | 27.9978 | 10.6325 | 27.9978 | 0 | 0 | 1.9968 | 0 | 2.444 | 0 | 4.4407 | 0 | 59.4945 | 48.9 | 0 | 2.4927 | 61.4699 | 0 | 0 | 0
1408 | 89.0673 | 0 | 89.0673 | 42.9 | 2 | 7.2116 | 7.5954 | 10.5872 | 18.773 | 10.5872 | 18.773 | 0 | 0 | 0 | 0 | 0 | 0 | 0 | 0 | 59.4945 | 52.4954 | 0 | 2.672 | 74.5046 | 0 | 0 | 0
1409 | 94.3477 | 0 | 94.3477 | 42.9 | 2 | 8.6569 | 9.2127 | 11.2528 | 11.4218 | 11.2528 | 11.4218 | 0 | 0 | 0 | 0 | 0 | 8.9035 | 0 | 8.9035 | 49.8373 | 54.1127 | 0 | 2.8304 | 63.9838 | 0 | 0 | 0
1410 | 97.8753 | 0 | 97.8753 | 52.4388 | 2 | 10.7335 | 10 | 9.0091 | 4.5533e-15 | 9.0091 | 4.5533e-15 | 0 | 0 | 0 | 12 | 0 | 1.6939 | 0 | 13.6939 | 34.6667 | 64.4388 | 0 | 2.9363 | 40.5612 | 0 | 0 | 0
1411 | 103.3062 | 0 | 103.3062 | 55 | 4.2744 | 11.1651 | 10 | 10.8667 | 0 | 10.8667 | 0 | 0 | 0 | 0 | 12 | 0 | 0 | 0 | 12 | 21.3333 | 69.2744 | 0 | 3.0992 | 35.7256 | 0 | 0 | 0
1412 | 107.0125 | 0 | 107.0125 | 55 | 4.859 | 11.2454 | 10 | 13.908 | 0 | 13.908 | 0 | 0 | 0 | 0 | 12 | 0 | 0 | 0 | 12 | 8 | 69.859 | 0 | 3.2104 | 35.141 | 0 | 0 | 0
1413 | 103.0363 | 0 | 103.0363 | 55 | 5.7462 | 10.7079 | 10 | 14.3822 | 0 | 14.3822 | 0 | 0 | 0 | 0 | 7.2 | 0 | 0 | 0 | 7.2 | 0 | 70.7462 | 0 | 3.0911 | 34.2538 | 0 | 0 | 0
1414 | 98.4088 | 0 | 98.4088 | 55 | 9.217 | 10.1956 | 10 | 13.9961 | 0 | 13.9961 | 0 | 0 | 0 | 0 | 0 | 0 | 0 | 0 | 0 | 0 | 74.217 | 0 | 2.9523 | 30.783 | 0 | 0 | 0
1415 | 92.9173 | 0 | 92.9173 | 55 | 6.1254 | 9.7709 | 10 | 12.0209 | 0 | 12.0209 | 0 | 0 | 0 | 0 | 0 | 0 | 0 | 0 | 0 | 0 | 71.1254 | 0 | 2.7875 | 33.8746 | 0 | 0 | 0
1416 | 85.264 | 0 | 85.264 | 51.0791 | 2 | 8.3292 | 10 | 13.8557 | 0 | 13.8557 | 0 | 0 | 0 | 0 | 0 | 0 | 0 | 0 | 0 | 0 | 63.0791 | 0 | 2.5579 | 41.9209 | 0 | 0 | 0
1417 | 84.2495 | 0 | 84.2495 | 50.8356 | 2 | 8.2971 | 10 | 13.1168 | 0 | 13.1168 | 0 | 0 | 0 | 0 | 0 | 0 | 0 | 0 | 0 | 0 | 62.8356 | 0 | 2.5275 | 42.1644 | 0 | 0 | 0
1418 | 84.7666 | 0 | 84.7666 | 52.7342 | 2 | 8.5478 | 10 | 11.4847 | 0 | 11.4847 | 0 | 0 | 0 | 0 | 0 | 0 | 0 | 0 | 0 | 0 | 64.7342 | 0 | 2.543 | 40.2658 | 0 | 0 | 0
1419 | 88.1058 | 0 | 88.1058 | 55 | 2.4178 | 8.9021 | 10 | 11.7859 | 0 | 11.7859 | 0 | 0 | 0 | 0 | 0 | 0 | 0 | 0 | 0 | 0 | 67.4178 | 0 | 2.6432 | 37.5822 | 0 | 0 | 0
1420 | 88.6933 | 0 | 88.6933 | 55 | 2.2279 | 8.877 | 10 | 12.5884 | 0 | 12.5884 | 0 | 0 | 0 | 0 | 0 | 0 | 0 | 0 | 0 | 0 | 67.2279 | 0 | 2.6608 | 37.7721 | 0 | 0 | 0
1421 | 86.0094 | 0 | 86.0094 | 52.2747 | 2 | 8.4871 | 10 | 13.2477 | 0 | 13.2477 | 0 | 0 | 0 | 0 | 0 | 0 | 0 | 0 | 0 | 0 | 64.2747 | 0 | 2.5803 | 40.7253 | 0 | 0 | 0
1422 | 89.347 | 0 | 89.347 | 55 | 4.5611 | 9.1851 | 10 | 10.6007 | 0 | 10.6007 | 0 | 0 | 0 | 0 | 0 | 0 | 0 | 0 | 0 | 0 | 69.5611 | 0 | 2.6804 | 35.4389 | 0 | 0 | -1.4211e-14
1423 | 89.081 | 0 | 89.081 | 43.2109 | 2 | 7.2903 | 10 | 12.7365 | 13.8433 | 12.7365 | 13.8433 | 0 | 0 | 0 | 0 | 0 | 0 | 0 | 0 | 0 | 55.2109 | 0 | 2.6724 | 49.7891 | 0 | 0 | 0
1424 | 85.3367 | 0 | 85.3367 | 42.9 | 2 | 0.95373 | 4 | 10.8605 | 24.6225 | 10.8605 | 24.6225 | 0 | 0 | 0 | 0 | 0 | 0 | 0 | 0 | 0 | 48.9 | 0 | 2.5601 | 60.9613 | 0 | 0 | 0
1425 | 88.4565 | 0 | 88.4565 | 42.9 | 2 | 0 | 4 | 11.1707 | 34.6111 | 11.1707 | 34.6111 | 0 | 0 | 6.2253 | 0 | 0 | 0 | 6.2253 | 0 | 5.6028 | 48.9 | 0 | 2.6537 | 61.0777 | 0 | 0 | 0
1426 | 84.9686 | 0 | 84.9686 | 42.9 | 2 | 0 | 4 | 7.6185 | 49.569 | 7.6185 | 49.569 | 0 | 0 | 12 | 0 | 9.1189 | 0 | 21.1189 | 0 | 24.81 | 48.9 | 0 | 2.5491 | 59.3404 | 0 | 0 | 0
1427 | 87.6296 | 0 | 87.6296 | 42.9 | 2 | 7.1054e-15 | 4 | 9.3006 | 47.4663 | 9.3006 | 47.4663 | 0 | 0 | 12 | 0 | 6.0373 | 0 | 18.0373 | 0 | 41.1761 | 48.9 | 0 | 2.6289 | 59.6999 | 0 | 0 | 0
1428 | 86.786 | 0 | 86.786 | 42.9 | 2 | 1.4211e-14 | 4 | 8.5509 | 47.5057 | 8.5509 | 47.5057 | 0 | 0 | 12 | 0 | 6.1707 | 0 | 18.1707 | 0 | 57.6652 | 48.9 | 0 | 2.6036 | 59.6843 | 0 | 0 | 0
1429 | 82.2024 | 0 | 82.2024 | 42.9 | 2 | 1.4211e-14 | 4 | 9.2474 | 48.0736 | 7.2237 | 37.5529 | 2.0237 | 10.5206 | 11.108 | 0 | 0.36618 | 0 | 11.4742 | 0 | 68 | 48.9 | 0 | 2.4661 | 59.0022 | 0 | 3.5527e-15 | 0
1430 | 82.972 | 0 | 82.972 | 42.9 | 2 | 0 | 4 | 9.8007 | 41.1049 | 6.5598 | 27.5122 | 3.2409 | 13.5927 | 0 | 0 | 0 | 0 | 0 | 0 | 68 | 48.9 | 0 | 2.4892 | 81.8403 | 0 | 0 | 0
1431 | 82.7841 | 0 | 82.7841 | 42.9 | 2 | 7.1054e-15 | 4 | 11.4209 | 36.7245 | 8.0379 | 25.8462 | 3.383 | 10.8783 | 0 | 0 | 0 | 0 | 0 | 0 | 68 | 48.9 | 0 | 2.4835 | 82.1403 | 0 | 0 | 0
1432 | 85.5427 | 0 | 85.5427 | 42.9 | 2 | 1.7785 | 4 | 11.1268 | 23.7374 | 11.1268 | 23.7374 | 0 | 0 | 0 | 0 | 0 | 0 | 0 | 0 | 68 | 48.9 | 0 | 2.5663 | 82.2328 | 0 | 0 | 0
1433 | 93.4198 | 0 | 93.4198 | 44.0328 | 2 | 8.1905 | 10 | 9.9666 | 13.2343 | 9.9666 | 13.2343 | 0 | 0 | 0 | 0 | 0 | 5.9957 | 0 | 5.9957 | 61.4968 | 56.0328 | 0 | 2.8026 | 64.9715 | 0 | 0 | 0
1434 | 97.6206 | 0 | 97.6206 | 43.5044 | 2 | 10.234 | 10 | 9.8823 | 5.7492e-15 | 9.8823 | 5.7492e-15 | 0 | 0 | 0 | 12 | 0 | 10 | 0 | 22 | 37.3169 | 55.5044 | 0 | 2.9286 | 49.4956 | 0 | 0 | 0
1435 | 103.0123 | 0 | 103.0123 | 53.5248 | 2 | 10.5593 | 10 | 12.4847 | 0 | 12.4847 | 0 | 0 | 0 | 0 | 12 | 0 | 2.4434 | 0 | 14.4434 | 21.3333 | 65.5248 | 0 | 3.0904 | 39.4752 | 0 | 0 | 0
1436 | 105.6464 | 0 | 105.6464 | 55 | 4.5884 | 10.7733 | 10 | 13.2847 | 0 | 13.2847 | 0 | 0 | 0 | 0 | 12 | 0 | 0 | 0 | 12 | 8 | 69.5884 | 0 | 3.1694 | 35.4116 | 0 | 0 | 0
1437 | 101.1621 | 0 | 101.1621 | 55 | 4.7697 | 10.1634 | 10 | 14.029 | 0 | 14.029 | 0 | 0 | 0 | 0 | 7.2 | 0 | 0 | 0 | 7.2 | 0 | 69.7697 | 0 | 3.0349 | 35.2303 | 0 | 0 | 0
1438 | 97.2008 | 0 | 97.2008 | 55 | 8.7422 | 9.7372 | 10 | 13.7214 | 0 | 13.7214 | 0 | 0 | 0 | 0 | 0 | 0 | 0 | 0 | 0 | 0 | 73.7422 | 0 | 2.916 | 31.2578 | 0 | 0 | 0
1439 | 95.4753 | 0 | 95.4753 | 55 | 7.6341 | 9.5909 | 10 | 13.2503 | 0 | 13.2503 | 0 | 0 | 0 | 0 | 0 | 0 | 0 | 0 | 0 | 0 | 72.6341 | 0 | 2.8643 | 32.3659 | 0 | 1.4211e-14 | 0
1440 | 86.0038 | 0 | 86.0038 | 51.7008 | 2 | 8.4113 | 10 | 13.8917 | 0 | 13.8917 | 0 | 0 | 0 | 0 | 0 | 0 | 0 | 0 | 0 | 0 | 63.7008 | 0 | 2.5801 | 41.2992 | 0 | 0 | 0
1441 | 88.3447 | 0 | 88.3447 | 54.0808 | 2 | 8.7256 | 10 | 13.5383 | 0 | 13.5383 | 0 | 0 | 0 | 0 | 0 | 0 | 0 | 0 | 0 | 0 | 66.0808 | 0 | 2.6503 | 38.9192 | 0 | 0 | 0
1442 | 88.6967 | 0 | 88.6967 | 54.0591 | 2 | 8.7227 | 10 | 13.9149 | 0 | 13.9149 | 0 | 0 | 0 | 0 | 0 | 0 | 0 | 0 | 0 | 0 | 66.0591 | 0 | 2.6609 | 38.9409 | 0 | 0 | 0
1443 | 92.7557 | 0 | 92.7557 | 55 | 4.4465 | 9.17 | 10 | 14.1391 | 0 | 14.1391 | 0 | 0 | 0 | 0 | 0 | 0 | 0 | 0 | 0 | 0 | 69.4465 | 0 | 2.7827 | 35.5535 | 0 | 0 | 0
1444 | 89.0906 | 0 | 89.0906 | 55 | 3.4793 | 9.0423 | 10 | 11.569 | 0 | 11.569 | 0 | 0 | 0 | 0 | 0 | 0 | 0 | 0 | 0 | 0 | 68.4793 | 0 | 2.6727 | 36.5207 | 0 | 0 | -1.4211e-14
1445 | 91.2265 | 0 | 91.2265 | 55 | 4.0402 | 9.1163 | 10 | 13.0699 | 0 | 13.0699 | 0 | 0 | 0 | 0 | 0 | 0 | 0 | 0 | 0 | 0 | 69.0402 | 0 | 2.7368 | 35.9598 | 0 | 0 | 0
1446 | 89.1869 | 0 | 89.1869 | 55 | 2.6017 | 8.9264 | 10 | 12.6588 | 0 | 12.6588 | 0 | 0 | 0 | 0 | 0 | 0 | 0 | 0 | 0 | 0 | 67.6017 | 0 | 2.6756 | 37.3983 | 0 | 0 | 0
1447 | 91.9243 | 0 | 91.9243 | 46.6881 | 2 | 7.7494 | 10 | 12.3031 | 13.1837 | 12.3031 | 13.1837 | 0 | 0 | 0 | 0 | 0 | 0 | 0 | 0 | 0 | 58.6881 | 0 | 2.7577 | 46.3119 | 0 | 0 | 0
1448 | 90.7265 | 0 | 90.7265 | 42.9 | 2 | 5.239 | 4 | 11.8583 | 24.7292 | 11.8583 | 24.7292 | 0 | 0 | 0 | 0 | 0 | 0 | 0 | 0 | 0 | 48.9 | 0 | 2.7218 | 57.1759 | 0 | 0 | 0
1449 | 91.7202 | 0 | 91.7202 | 42.9 | 2 | 1.4211e-14 | 4 | 10.9073 | 36.0368 | 10.9073 | 36.0368 | 0 | 0 | 4.1239 | 0 | 0 | 0 | 4.1239 | 0 | 3.7115 | 48.9 | 0 | 2.7516 | 61.3228 | 0 | 0 | 0
1450 | 91.6072 | 0 | 91.6072 | 42.9 | 2 | 0 | 4 | 10.8137 | 43.4587 | 10.8137 | 43.4587 | 0 | 0 | 11.5652 | 0 | 0 | 0 | 11.5652 | 0 | 14.1202 | 48.9 | 0 | 2.7482 | 60.4548 | 0 | 0 | 0
1451 | 90.9793 | 0 | 90.9793 | 42.9 | 2 | 0 | 4 | 10.568 | 46.2427 | 10.568 | 46.2427 | 0 | 0 | 12 | 0 | 2.7314 | 0 | 14.7314 | 0 | 27.4384 | 48.9 | 0 | 2.7294 | 60.0855 | 0 | 0 | 0
1452 | 88.1652 | 0 | 88.1652 | 42.9 | 2 | 7.1054e-15 | 4 | 10.4336 | 53.9694 | 9.9253 | 51.3399 | 0.50834 | 2.6294 | 12 | 0 | 10 | 0 | 22 | 0 | 47.458 | 48.9 | 0 | 2.645 | 58.8717 | 0 | 0 | 0
1453 | 89.0326 | 0 | 89.0326 | 42.9 | 2 | 7.1054e-15 | 4 | 8.885 | 45.0374 | 8.885 | 45.0374 | 0 | 0 | 12 | 0 | 1.7898 | 0 | 13.7898 | 0 | 59.9081 | 48.9 | 0 | 2.671 | 60.1953 | 0 | 0 | 0
1454 | 86.4158 | 0 | 86.4158 | 42.9 | 2 | 7.1054e-15 | 4 | 11.8877 | 47.5771 | 9.2622 | 37.0696 | 2.6254 | 10.5075 | 1.6442 | 0 | 7.1718 | 0 | 8.816 | 0 | 68 | 48.9 | 0 | 2.5925 | 59.2436 | 0 | 0 | 0
1455 | 85.8038 | 0 | 85.8038 | 42.9 | 2 | 0 | 4 | 10.8305 | 34.8992 | 8.7402 | 28.1635 | 2.0903 | 6.7356 | 0 | 0 | 0 | 0 | 0 | 0 | 68 | 48.9 | 0 | 2.5741 | 82.7743 | 0 | 0 | -1.4211e-14
1456 | 89.5691 | 0 | 89.5691 | 42.9 | 2 | 3.4992 | 4 | 12.7388 | 24.431 | 12.7388 | 24.431 | 0 | 0 | 0 | 0 | 0 | 0 | 0 | 0 | 68 | 48.9 | 0 | 2.6871 | 80.7128 | 0 | 0 | -1.4211e-14
1457 | 96.3496 | 0 | 96.3496 | 42.9 | 2 | 8.5636 | 8.8174 | 10.8232 | 12.1084 | 10.8232 | 12.1084 | 0 | 0 | 0 | 1.137 | 0 | 10 | 0 | 11.137 | 55.8902 | 53.7174 | 0 | 2.8905 | 62.1456 | 0 | 0 | 0
1458 | 97.8628 | 0 | 97.8628 | 43.3656 | 2 | 10.0095 | 10 | 12.0486 | 6.3059e-15 | 12.0486 | 6.3059e-15 | 0 | 0 | 0 | 12 | 0 | 8.4391 | 0 | 20.4391 | 33.4034 | 55.3656 | 0 | 2.9359 | 49.6344 | 0 | 0 | 0
1459 | 107.0725 | 0 | 107.0725 | 55 | 6.7755 | 11.062 | 10 | 12.2349 | 0 | 12.2349 | 0 | 0 | 0 | 0 | 12 | 0 | 0 | 0 | 12 | 20.07 | 71.7755 | 0 | 3.2122 | 33.2245 | 0 | 0 | 0
1460 | 110.4317 | 0 | 110.4317 | 55 | 8.8656 | 11.338 | 10 | 13.2281 | 0 | 13.2281 | 0 | 0 | 0 | 0 | 12 | 0 | 0 | 0 | 12 | 6.7367 | 73.8656 | 0 | 3.313 | 31.1344 | 0 | 0 | 0
1461 | 105.5348 | 0 | 105.5348 | 55 | 10.1461 | 10.7232 | 10 | 13.6025 | 0 | 13.6025 | 0 | 0 | 0 | 0 | 6.063 | 0 | 0 | 0 | 6.063 | 0 | 75.1461 | 0 | 3.166 | 29.8539 | 0 | 0 | 0
1462 | 100.6986 | 0 | 100.6986 | 55 | 10.3337 | 9.9474 | 10 | 15.4175 | 0 | 15.4175 | 0 | 0 | 0 | 0 | 0 | 0 | 0 | 0 | 0 | 0 | 75.3337 | 0 | 3.021 | 29.6663 | 0 | 0 | -1.4211e-14
1463 | 95.3591 | 0 | 95.3591 | 55 | 6.0629 | 9.3834 | 10 | 14.9128 | 0 | 14.9128 | 0 | 0 | 0 | 0 | 0 | 0 | 0 | 0 | 0 | 0 | 71.0629 | 0 | 2.8608 | 33.9371 | 0 | 0 | 0
1464 | 86.2985 | 0 | 86.2985 | 49.8581 | 2 | 8.168 | 10 | 16.2724 | 0 | 16.2724 | 0 | 0 | 0 | 0 | 0 | 0 | 0 | 0 | 0 | 0 | 61.8581 | 0 | 2.589 | 43.1419 | 0 | 0 | 0
1465 | 88.0803 | 0 | 88.0803 | 50.9802 | 2 | 8.3162 | 10 | 16.7839 | 0 | 16.7839 | 0 | 0 | 0 | 0 | 0 | 0 | 0 | 0 | 0 | 0 | 62.9802 | 0 | 2.6424 | 42.0198 | 0 | 0 | -1.4211e-14
1466 | 91.2674 | 0 | 91.2674 | 52.976 | 2 | 8.5797 | 10 | 17.7117 | 0 | 17.7117 | 0 | 0 | 0 | 0 | 0 | 0 | 0 | 0 | 0 | 0 | 64.976 | 0 | 2.738 | 40.024 | 0 | 0 | 0
1467 | 90.6564 | 0 | 90.6564 | 51.6985 | 2 | 8.411 | 10 | 18.547 | 0 | 18.547 | 0 | 0 | 0 | 0 | 0 | 0 | 0 | 0 | 0 | 0 | 63.6985 | 0 | 2.7197 | 41.3015 | 0 | 0 | 0
1468 | 88.8973 | 0 | 88.8973 | 53.7977 | 2 | 8.6882 | 10 | 14.4114 | 0 | 14.4114 | 0 | 0 | 0 | 0 | 0 | 0 | 0 | 0 | 0 | 0 | 65.7977 | 0 | 2.6669 | 39.2023 | 0 | 0 | 0
1469 | 89.4035 | 0 | 89.4035 | 52.728 | 2 | 8.5469 | 10 | 16.1286 | 0 | 16.1286 | 0 | 0 | 0 | 0 | 0 | 0 | 0 | 0 | 0 | 0 | 64.728 | 0 | 2.6821 | 40.272 | 0 | 0 | 0
1470 | 93.019 | 0 | 93.019 | 55 | 4.4232 | 9.1669 | 10 | 14.429 | 0 | 14.429 | 0 | 0 | 0 | 0 | 0 | 0 | 0 | 0 | 0 | 0 | 69.4232 | 0 | 2.7906 | 35.5768 | 0 | 0 | 0
1471 | 91.3844 | 0 | 91.3844 | 43.1242 | 2 | 7.2788 | 10 | 16.1207 | 12.8606 | 16.1207 | 12.8606 | 0 | 0 | 0 | 0 | 0 | 0 | 0 | 0 | 0 | 55.1242 | 0 | 2.7415 | 49.8758 | 0 | 0 | -1.4211e-14
1472 | 89.5126 | 0 | 89.5126 | 42.9 | 2 | 0 | 4 | 15.0195 | 27.5429 | 15.0195 | 27.5429 | 0 | 0 | 1.9499 | 0 | 0 | 0 | 1.9499 | 0 | 1.7549 | 48.9 | 0 | 2.6854 | 61.5764 | 0 | 0 | 0
1473 | 88.9546 | 0 | 88.9546 | 42.9 | 2 | 7.1054e-15 | 4 | 13.1791 | 34.7155 | 13.1791 | 34.7155 | 0 | 0 | 7.8399 | 0 | 0 | 0 | 7.8399 | 0 | 8.8108 | 48.9 | 0 | 2.6686 | 60.8893 | 0 | 0 | 0
1474 | 88.3893 | 0 | 88.3893 | 42.9 | 2 | 7.1054e-15 | 4 | 12.9916 | 39.0231 | 12.9916 | 39.0231 | 0 | 0 | 12 | 0 | 0.5253 | 0 | 12.5253 | 0 | 20.0951 | 48.9 | 0 | 2.6517 | 60.3428 | 0 | 0 | 0
1475 | 89.3165 | 0 | 89.3165 | 42.9 | 2 | 0 | 4 | 13.7643 | 45.6014 | 13.7643 | 45.6014 | 0 | 0 | 12 | 0 | 6.9492 | 0 | 18.9492 | 0 | 37.302 | 48.9 | 0 | 2.6795 | 59.5935 | 0 | 0 | 0
1476 | 87.4862 | 0 | 87.4862 | 42.9 | 2 | 7.1054e-15 | 4 | 15.1499 | 50.28 | 14.0284 | 46.5578 | 1.1215 | 3.7222 | 12 | 0 | 10 | 0 | 22 | 0 | 57.3215 | 48.9 | 0 | 2.6246 | 58.6727 | 0 | 1.4211e-14 | 0
1477 | 87.9816 | 0 | 87.9816 | 42.9 | 2 | 1.4211e-14 | 4 | 14.0287 | 50.7868 | 11.0046 | 39.839 | 3.0241 | 10.9478 | 7.5435 | 0 | 4.2185 | 0 | 11.762 | 0 | 68 | 48.9 | 0 | 2.6394 | 58.8021 | 0 | 3.5527e-15 | 0
1478 | 87.866 | 0 | 87.866 | 42.9 | 2 | 7.1054e-15 | 4 | 14.2669 | 48.9388 | 8.7955 | 30.1705 | 5.4714 | 18.7683 | 0 | 0 | 0 | 0 | 0 | 0 | 68 | 48.9 | 0 | 2.636 | 80.9764 | 0 | 0 | 0
1479 | 87.204 | 0 | 87.204 | 42.9 | 2 | 7.1054e-15 | 4 | 13.5244 | 33.6293 | 10.9862 | 27.3178 | 2.5382 | 6.3114 | 0 | 0 | 0 | 0 | 0 | 0 | 68 | 48.9 | 0 | 2.6161 | 82.7716 | 0 | 0 | 0
1480 | 88.7126 | 0 | 88.7126 | 42.9 | 2 | 0 | 4 | 15.11 | 27.8003 | 14.0193 | 25.7934 | 1.0908 | 2.0069 | 0 | 0 | 0 | 0 | 0 | 0 | 68 | 48.9 | 0 | 2.6614 | 83.4425 | 0 | 0 | 0
1481 | 97.4512 | 0 | 97.4512 | 42.9 | 2 | 8.2346 | 9.6902 | 14.5101 | 12.3443 | 14.5101 | 12.3443 | 0 | 0 | 0 | 0 | 0 | 7.7721 | 0 | 7.7721 | 59.57 | 54.5902 | 0 | 2.9235 | 64.6377 | 0 | 0 | 0
1482 | 99.9465 | 0 | 99.9465 | 42.9 | 2 | 9.8454 | 7.7565 | 15.5393 | 5.8674e-15 | 15.5393 | 5.8674e-15 | 0 | 0 | 0 | 11.9053 | 0 | 10 | 0 | 21.9053 | 35.4954 | 52.6565 | 0 | 2.9984 | 52.4382 | 0 | 0 | 0
1483 | 104.1135 | 0 | 104.1135 | 54.2677 | 2 | 10.4229 | 10 | 14.7559 | 0 | 14.7559 | 0 | 0 | 0 | 0 | 12 | 0 | 0.66703 | 0 | 12.667 | 21.4385 | 66.2677 | 0 | 3.1234 | 38.7323 | 0 | 0 | 0
1484 | 109.3488 | 0 | 109.3488 | 55 | 5.7367 | 10.9249 | 10 | 15.6872 | 0 | 15.6872 | 0 | 0 | 0 | 0 | 12 | 0 | 0 | 0 | 12 | 8.1052 | 70.7367 | 0 | 3.2805 | 34.2633 | 0 | 0 | 0
1485 | 106.1104 | 0 | 106.1104 | 55 | 7.9981 | 10.6022 | 10 | 15.2154 | 0 | 15.2154 | 0 | 0 | 0 | 0 | 7.2947 | 0 | 0 | 0 | 7.2947 | 0 | 72.9981 | 0 | 3.1833 | 32.0019 | 0 | 0 | 0
1486 | 100.5615 | 0 | 100.5615 | 55 | 9.1964 | 9.7972 | 10 | 16.5679 | 0 | 16.5679 | 0 | 0 | 0 | 0 | 0 | 0 | 0 | 0 | 0 | 0 | 74.1964 | 0 | 3.0168 | 30.8036 | 0 | 0 | 0
1487 | 96.5482 | 0 | 96.5482 | 55 | 6.46 | 9.4359 | 10 | 15.6524 | 0 | 15.6524 | 0 | 0 | 0 | 0 | 0 | 0 | 0 | 0 | 0 | 0 | 71.46 | 0 | 2.8964 | 33.54 | 0 | 0 | 0
1488 | 81.2676 | 0 | 81.2676 | 48.6574 | 2 | 8.0094 | 10 | 12.6007 | 0 | 12.6007 | 0 | 0 | 0 | 0 | 0 | 0 | 0 | 0 | 0 | 0 | 60.6574 | 0 | 2.438 | 44.3426 | 0 | 0 | 0
1489 | 80.471 | 0 | 80.471 | 47.9759 | 2 | 7.9195 | 10 | 12.5756 | 0 | 12.5756 | 0 | 0 | 0 | 0 | 0 | 0 | 0 | 0 | 0 | 0 | 59.9759 | 0 | 2.4141 | 45.0241 | 0 | 0 | 0
1490 | 82.6467 | 0 | 82.6467 | 49.4753 | 2 | 8.1174 | 10 | 13.054 | 0 | 13.054 | 0 | 0 | 0 | 0 | 0 | 0 | 0 | 0 | 0 | 0 | 61.4753 | 0 | 2.4794 | 43.5247 | 0 | 0 | 0
1491 | 82.198 | 0 | 82.198 | 49.9829 | 2 | 8.1845 | 10 | 12.0306 | 0 | 12.0306 | 0 | 0 | 0 | 0 | 0 | 0 | 0 | 0 | 0 | 0 | 61.9829 | 0 | 2.4659 | 43.0171 | 0 | 1.4211e-14 | 0
1492 | 84.032 | 0 | 84.032 | 51.5658 | 2 | 8.3935 | 10 | 12.0727 | 0 | 12.0727 | 0 | 0 | 0 | 0 | 0 | 0 | 0 | 0 | 0 | 0 | 63.5658 | 0 | 2.521 | 41.4342 | 0 | 0 | 0
1493 | 84.066 | 0 | 84.066 | 50.9882 | 2 | 8.3172 | 10 | 12.7605 | 0 | 12.7605 | 0 | 0 | 0 | 0 | 0 | 0 | 0 | 0 | 0 | 0 | 62.9882 | 0 | 2.522 | 42.0118 | 0 | 0 | 0
1494 | 82.5771 | 0 | 82.5771 | 52.8923 | 2 | 8.5686 | 10 | 9.1162 | 0 | 9.1162 | 0 | 0 | 0 | 0 | 0 | 0 | 0 | 0 | 0 | 0 | 64.8923 | 0 | 2.4773 | 40.1077 | 0 | 0 | 0
1495 | 85.5005 | 0 | 85.5005 | 43.933 | 2 | 7.3856 | 10 | 11.4896 | 10.6923 | 11.4896 | 10.6923 | 0 | 0 | 0 | 0 | 0 | 0 | 0 | 0 | 0 | 55.933 | 0 | 2.565 | 49.067 | 0 | 0 | 0
1496 | 82.9537 | 0 | 82.9537 | 42.9 | 2 | 3.1005 | 4 | 10.7787 | 20.1745 | 10.7787 | 20.1745 | 0 | 0 | 0 | 0 | 0 | 0 | 0 | 0 | 0 | 48.9 | 0 | 2.4886 | 59.065 | 0 | 0 | 0
1497 | 85.0025 | 0 | 85.0025 | 42.9 | 2 | 7.1054e-15 | 4 | 9.3974 | 28.5093 | 9.3974 | 28.5093 | 0 | 0 | 1.8042 | 0 | 0 | 0 | 1.8042 | 0 | 1.6238 | 48.9 | 0 | 2.5501 | 61.5933 | 0 | 0 | 0
1498 | 84.9694 | 0 | 84.9694 | 42.9 | 2 | 0 | 4 | 10.3081 | 39.411 | 10.3081 | 39.411 | 0 | 0 | 12 | 0 | 1.6497 | 0 | 13.6497 | 0 | 13.9448 | 48.9 | 0 | 2.5491 | 60.2117 | 0 | 0 | 0
1499 | 83.1737 | 0 | 83.1737 | 42.9 | 2 | 1.4211e-14 | 4 | 10.3588 | 37.3587 | 10.3588 | 37.3587 | 0 | 0 | 12 | 0 | 1.4438 | 0 | 13.4438 | 0 | 26.0759 | 48.9 | 0 | 2.4952 | 60.2357 | 0 | 0 | 0
1500 | 79.7285 | 0 | 79.7285 | 42.9 | 2 | 7.1054e-15 | 4 | 9.5747 | 41.4766 | 9.5747 | 41.4766 | 0 | 0 | 12 | 0 | 8.2228 | 0 | 20.2228 | 0 | 44.4569 | 48.9 | 0 | 2.3919 | 59.445 | 0 | 0 | 0
1501 | 81.0613 | 0 | 81.0613 | 42.9 | 2 | 0 | 4 | 10.733 | 38.336 | 10.733 | 38.336 | 0 | 0 | 12 | 0 | 4.9077 | 0 | 16.9077 | 0 | 59.7816 | 48.9 | 0 | 2.4318 | 59.8316 | 0 | 0 | 0
1502 | 79.1326 | 0 | 79.1326 | 42.9 | 2 | 1.4211e-14 | 4 | 9.8093 | 36.0397 | 8.3934 | 30.8374 | 1.416 | 5.2023 | 3.5291 | 0 | 5.4691 | 0 | 8.9982 | 0 | 68 | 48.9 | 0 | 2.374 | 59.9823 | 0 | 1.5987e-14 | 0
1503 | 81.2643 | 0 | 81.2643 | 42.9 | 2 | 0 | 4 | 10.2148 | 28.964 | 8.4381 | 23.9262 | 1.7767 | 5.0378 | 0 | 0 | 0 | 0 | 0 | 0 | 68 | 48.9 | 0 | 2.4379 | 83.0089 | 0 | 0 | 0
1504 | 85.5853 | 0 | 85.5853 | 42.9 | 2 | 2.88 | 4 | 13.63 | 20.1753 | 13.63 | 20.1753 | 0 | 0 | 0 | 0 | 0 | 0 | 0 | 0 | 68 | 48.9 | 0 | 2.5676 | 81.2597 | 0 | 0 | 0
1505 | 87.1714 | 0 | 87.1714 | 42.9 | 2 | 7.3306 | 5.8706 | 12.215 | 12.1092 | 12.215 | 12.1092 | 0 | 0 | 0 | 0 | 0 | 4.746 | 0 | 4.746 | 62.8523 | 50.7706 | 0 | 2.6151 | 71.4834 | 0 | 0 | 0
1506 | 92.5692 | 0 | 92.5692 | 42.9 | 2 | 9.551 | 5.4322 | 10.6859 | 4.6002e-15 | 10.6859 | 4.6002e-15 | 0 | 0 | 0 | 12 | 0 | 10 | 0 | 22 | 38.6724 | 50.3322 | 0 | 2.7771 | 54.6678 | 0 | 0 | 0
1507 | 98.1467 | 0 | 98.1467 | 46.6794 | 2 | 9.8204 | 10 | 13.9537 | 0 | 13.9537 | 0 | 0 | 0 | 0 | 12 | 0 | 3.6931 | 0 | 15.6931 | 21.3333 | 58.6794 | 0 | 2.9444 | 46.3206 | 0 | 0 | -1.4211e-14
1508 | 104.0469 | 0 | 104.0469 | 55 | 3.5855 | 10.6408 | 10 | 12.8206 | 0 | 12.8206 | 0 | 0 | 0 | 0 | 12 | 0 | 0 | 0 | 12 | 8 | 68.5855 | 0 | 3.1214 | 36.4145 | 0 | 0 | 0
1509 | 97.7189 | 0 | 97.7189 | 54.4318 | 2 | 9.7226 | 10 | 14.3646 | 0 | 14.3646 | 0 | 0 | 0 | 0 | 7.2 | 0 | 0 | 0 | 7.2 | 0 | 66.4318 | 0 | 2.9316 | 38.5682 | 0 | 0 | 0
1510 | 92.8122 | 0 | 92.8122 | 55 | 6.1294 | 9.3922 | 10 | 12.2906 | 0 | 12.2906 | 0 | 0 | 0 | 0 | 0 | 0 | 0 | 0 | 0 | 0 | 71.1294 | 0 | 2.7844 | 33.8706 | 0 | 0 | 0
1511 | 91.0685 | 0 | 91.0685 | 55 | 3.046 | 8.9851 | 10 | 14.0374 | 0 | 14.0374 | 0 | 0 | 0 | 0 | 0 | 0 | 0 | 0 | 0 | 0 | 68.046 | 0 | 2.7321 | 36.954 | 0 | 0 | 0
1512 | 83.7067 | 0 | 83.7067 | 48.2028 | 2 | 7.9494 | 10 | 15.5545 | 0 | 15.5545 | 0 | 0 | 0 | 0 | 0 | 0 | 0 | 0 | 0 | 0 | 60.2028 | 0 | 2.5112 | 44.7972 | 0 | 0 | 0
1513 | 83.1819 | 0 | 83.1819 | 47.1425 | 2 | 7.8094 | 10 | 16.23 | 0 | 16.23 | 0 | 0 | 0 | 0 | 0 | 0 | 0 | 0 | 0 | 0 | 59.1425 | 0 | 2.4955 | 45.8575 | 0 | 0 | 0
1514 | 84.1969 | 0 | 84.1969 | 49.5091 | 2 | 8.1219 | 10 | 14.5659 | 0 | 14.5659 | 0 | 0 | 0 | 0 | 0 | 0 | 0 | 0 | 0 | 0 | 61.5091 | 0 | 2.5259 | 43.4909 | 0 | 0 | 0
1515 | 86.2663 | 0 | 86.2663 | 51.8831 | 2 | 8.4354 | 10 | 13.9478 | 0 | 13.9478 | 0 | 0 | 0 | 0 | 0 | 0 | 0 | 0 | 0 | 0 | 63.8831 | 0 | 2.588 | 41.1169 | 0 | 0 | 0
1516 | 88.8241 | 0 | 88.8241 | 55 | 2.7471 | 8.9456 | 10 | 12.1314 | 0 | 12.1314 | 0 | 0 | 0 | 0 | 0 | 0 | 0 | 0 | 0 | 0 | 67.7471 | 0 | 2.6647 | 37.2529 | 0 | 0 | 0
1517 | 85.829 | 0 | 85.829 | 51.7012 | 2 | 8.4114 | 10 | 13.7164 | 0 | 13.7164 | 0 | 0 | 0 | 0 | 0 | 0 | 0 | 0 | 0 | 0 | 63.7012 | 0 | 2.5749 | 41.2988 | 0 | 0 | 0
1518 | 87.3903 | 0 | 87.3903 | 53.7038 | 2 | 8.6758 | 10 | 13.0107 | 0 | 13.0107 | 0 | 0 | 0 | 0 | 0 | 0 | 0 | 0 | 0 | 0 | 65.7038 | 0 | 2.6217 | 39.2962 | 0 | 0 | 0
1519 | 87.0094 | 0 | 87.0094 | 42.9 | 2 | 7.1446 | 9.208 | 12.6741 | 13.0826 | 12.6741 | 13.0826 | 0 | 0 | 0 | 0 | 0 | 0 | 0 | 0 | 0 | 54.108 | 0 | 2.6103 | 50.892 | 0 | 1.4211e-14 | 0
1520 | 87.9849 | 0 | 87.9849 | 42.9 | 2 | 2.1113 | 4 | 10.6247 | 26.3488 | 10.6247 | 26.3488 | 0 | 0 | 0 | 0 | 0 | 0 | 0 | 0 | 0 | 48.9 | 0 | 2.6395 | 59.9388 | 0 | 1.4211e-14 | 0
1521 | 84.4409 | 0 | 84.4409 | 42.9 | 2 | 7.1054e-15 | 4 | 11.7252 | 37.0163 | 11.7252 | 37.0163 | 0 | 0 | 12 | 0 | 1.2006 | 0 | 13.2006 | 0 | 11.9069 | 48.9 | 0 | 2.5332 | 60.2641 | 0 | 0 | 0
1522 | 84.735 | 0 | 84.735 | 42.9 | 2 | 0 | 4 | 9.2836 | 46.8626 | 9.2836 | 46.8626 | 0 | 0 | 12 | 0 | 8.3111 | 0 | 20.3111 | 0 | 30.3694 | 48.9 | 0 | 2.542 | 59.4347 | 0 | 0 | 0
1523 | 83.933 | 0 | 83.933 | 42.9 | 2 | 7.1054e-15 | 4 | 11.383 | 52.4294 | 10.1737 | 46.8594 | 1.2093 | 5.57 | 12 | 0 | 10 | 0 | 22 | 0 | 50.3889 | 48.9 | 0 | 2.518 | 58.4469 | 0 | 0 | 0
1524 | 83.7315 | 0 | 83.7315 | 42.9 | 2 | 7.1054e-15 | 4 | 11.4387 | 55 | 8.4385 | 40.5743 | 3.0002 | 14.4257 | 12 | 0 | 2.1813 | 0 | 14.1813 | 0 | 63.2 | 48.9 | 0 | 2.5119 | 58.1171 | 0 | 1.7764e-14 | 0
1525 | 81.487 | 0 | 81.487 | 42.9 | 2 | 7.1054e-15 | 4 | 11.8463 | 47.2598 | 7.6002 | 30.3202 | 4.2462 | 16.9396 | 5.3333 | 0 | 0 | 0 | 5.3333 | 0 | 68 | 48.9 | 0 | 2.4446 | 68.7106 | 0 | 1.2434e-14 | 0
1526 | 82.7625 | 0 | 82.7625 | 42.9 | 2 | 0 | 4 | 12.2201 | 52.9287 | 6.3517 | 27.5108 | 5.8685 | 25.4179 | 0 | 0 | 0 | 0 | 0 | 0 | 68 | 48.9 | 0 | 2.4829 | 80.1545 | 0 | 0 | 0
1527 | 83.7212 | 0 | 83.7212 | 42.9 | 2 | 0 | 4 | 12.3696 | 38.925 | 8.3971 | 26.4241 | 3.9725 | 12.5009 | 0 | 0 | 0 | 0 | 0 | 0 | 68 | 48.9 | 0 | 2.5116 | 81.8823 | 0 | 0 | 0
1528 | 84.7189 | 0 | 84.7189 | 42.9 | 2 | 0 | 4 | 11.9471 | 26.0247 | 11.2697 | 24.5492 | 0.67736 | 1.4755 | 0 | 0 | 0 | 0 | 0 | 0 | 68 | 48.9 | 0 | 2.5416 | 83.5527 | 0 | 0 | 0
1529 | 88.8864 | 0 | 88.8864 | 43.1831 | 2 | 7.2866 | 10 | 12.5066 | 13.91 | 12.5066 | 13.91 | 0 | 0 | 0 | 0 | 0 | 0 | 0 | 0 | 68 | 55.1831 | 0 | 2.6666 | 71.8169 | 0 | 0 | 0
1530 | 96.1451 | 0 | 96.1451 | 45.5756 | 2 | 9.5109 | 10 | 14.6062 | 6.3848e-15 | 14.6062 | 6.3848e-15 | 0 | 0 | 0 | 4.4524 | 0 | 10 | 0 | 14.4524 | 52.2064 | 57.5756 | 0 | 2.8844 | 54.972 | 0 | 0 | 0
1531 | 98.5481 | 0 | 98.5481 | 45.3112 | 2 | 10.1379 | 10 | 11.6332 | 0 | 11.6332 | 0 | 0 | 0 | 0 | 11.0267 | 0 | 8.4391 | 0 | 19.4658 | 30.8011 | 57.3112 | 0 | 2.9564 | 48.6621 | 0 | 0 | 0
1532 | 104.9908 | 0 | 104.9908 | 55 | 2.0619 | 10.4396 | 10 | 15.4892 | 0 | 15.4892 | 0 | 0 | 0 | 0 | 12 | 0 | 0 | 0 | 12 | 17.4677 | 67.0619 | 0 | 3.1497 | 37.9381 | 0 | 1.4211e-14 | 0
1533 | 101.0198 | 0 | 101.0198 | 52.6501 | 2 | 10.1212 | 10 | 14.2485 | 0 | 14.2485 | 0 | 0 | 0 | 0 | 12 | 0 | 0 | 0 | 12 | 4.1344 | 64.6501 | 0 | 3.0306 | 40.3499 | 0 | 0 | 0
1534 | 99.3188 | 0 | 99.3188 | 55 | 6.2471 | 9.8991 | 10 | 14.4517 | 0 | 14.4517 | 0 | 0 | 0 | 0 | 3.721 | 0 | 0 | 0 | 3.721 | 0 | 71.2471 | 0 | 2.9796 | 33.7529 | 0 | 0 | 0
1535 | 92.4428 | 0 | 92.4428 | 55 | 3.8553 | 9.0919 | 10 | 14.4955 | 0 | 14.4955 | 0 | 0 | 0 | 0 | 0 | 0 | 0 | 0 | 0 | 0 | 68.8553 | 0 | 2.7733 | 36.1447 | 0 | 0 | 0
1536 | 91.602 | 0 | 91.602 | 55 | 3.3755 | 9.0286 | 10 | 14.1979 | 0 | 14.1979 | 0 | 0 | 0 | 0 | 0 | 0 | 0 | 0 | 0 | 0 | 68.3755 | 0 | 2.7481 | 36.6245 | 0 | 0 | 0
1537 | 90.0493 | 0 | 90.0493 | 55 | 2.1914 | 8.8722 | 10 | 13.9858 | 0 | 13.9858 | 0 | 0 | 0 | 0 | 0 | 0 | 0 | 0 | 0 | 0 | 67.1914 | 0 | 2.7015 | 37.8086 | 0 | 0 | 0
1538 | 92.2277 | 0 | 92.2277 | 55 | 3.8579 | 9.0923 | 10 | 14.2775 | 0 | 14.2775 | 0 | 0 | 0 | 0 | 0 | 0 | 0 | 0 | 0 | 0 | 68.8579 | 0 | 2.7668 | 36.1421 | 0 | 0 | 0
1539 | 90.2055 | 0 | 90.2055 | 55 | 2.2831 | 8.8843 | 10 | 14.038 | 0 | 14.038 | 0 | 0 | 0 | 0 | 0 | 0 | 0 | 0 | 0 | 0 | 67.2831 | 0 | 2.7062 | 37.7169 | 0 | 0 | 0
1540 | 92.7267 | 0 | 92.7267 | 55 | 4.2101 | 9.1388 | 10 | 14.3778 | 0 | 14.3778 | 0 | 0 | 0 | 0 | 0 | 0 | 0 | 0 | 0 | 0 | 69.2101 | 0 | 2.7818 | 35.7899 | 0 | 0 | 0
1541 | 93.2753 | 0 | 93.2753 | 55 | 5.4976 | 9.3088 | 10 | 13.4689 | 0 | 13.4689 | 0 | 0 | 0 | 0 | 0 | 0 | 0 | 0 | 0 | 0 | 70.4976 | 0 | 2.7983 | 34.5024 | 0 | 0 | 0
1542 | 91.2079 | 0 | 91.2079 | 55 | 3.2483 | 9.0118 | 10 | 13.9479 | 0 | 13.9479 | 0 | 0 | 0 | 0 | 0 | 0 | 0 | 0 | 0 | 0 | 68.2483 | 0 | 2.7362 | 36.7517 | 0 | 0 | 0
1543 | 93.1874 | 0 | 93.1874 | 48.5878 | 2 | 8.0002 | 10 | 13.0992 | 11.5002 | 13.0992 | 11.5002 | 0 | 0 | 0 | 0 | 0 | 0 | 0 | 0 | 0 | 60.5878 | 0 | 2.7956 | 44.4122 | 0 | 0 | -1.4211e-14
1544 | 93.5402 | 0 | 93.5402 | 42.9 | 2 | 7.0911 | 8.8022 | 10.7852 | 21.9617 | 10.7852 | 21.9617 | 0 | 0 | 0 | 0 | 0 | 0 | 0 | 0 | 0 | 53.7022 | 0 | 2.8062 | 51.2978 | 0 | 0 | 0
1545 | 93.5226 | 0 | 93.5226 | 42.9 | 2 | 0.71523 | 4 | 12.38 | 31.5273 | 12.38 | 31.5273 | 0 | 0 | 0 | 0 | 0 | 0 | 0 | 0 | 0 | 48.9 | 0 | 2.8057 | 61.172 | 0 | 0 | 0
1546 | 89.7955 | 0 | 89.7955 | 42.9 | 2 | 0 | 4 | 10.9598 | 31.2824 | 10.9598 | 31.2824 | 0 | 0 | 1.3467 | 0 | 0 | 0 | 1.3467 | 0 | 1.212 | 48.9 | 0 | 2.6939 | 61.6467 | 0 | 0 | 0
1547 | 90.9562 | 0 | 90.9562 | 42.9 | 2 | 7.1054e-15 | 4 | 10.6467 | 43.4484 | 10.6467 | 43.4484 | 0 | 0 | 12 | 0 | 0.038906 | 0 | 12.0389 | 0 | 12.0479 | 48.9 | 0 | 2.7287 | 60.3996 | 0 | 0 | 0
1548 | 89.4956 | 0 | 89.4956 | 42.9 | 2 | 7.1054e-15 | 4 | 11.5001 | 38.8757 | 11.5001 | 38.8757 | 0 | 0 | 9.7802 | 0 | 0 | 0 | 9.7802 | 0 | 20.8501 | 48.9 | 0 | 2.6849 | 60.6961 | 0 | 0 | 0
1549 | 90.452 | 0 | 90.452 | 42.9 | 2 | 0 | 4 | 12.0375 | 39.954 | 12.0375 | 39.954 | 0 | 0 | 10.4395 | 0 | 0 | 0 | 10.4395 | 0 | 30.2456 | 48.9 | 0 | 2.7136 | 60.6192 | 0 | 0 | 0
1550 | 87.489 | 0 | 87.489 | 42.9 | 2 | 1.4211e-14 | 4 | 12.6774 | 37.1836 | 12.6774 | 37.1836 | 0 | 0 | 11.2719 | 0 | 0 | 0 | 11.2719 | 0 | 40.3904 | 48.9 | 0 | 2.6247 | 60.5221 | 0 | 0 | 0
1551 | 87.0419 | 0 | 87.0419 | 42.9 | 2 | 0 | 4 | 11.444 | 27.995 | 11.444 | 27.995 | 0 | 0 | 1.297 | 0 | 0 | 0 | 1.297 | 0 | 41.5577 | 48.9 | 0 | 2.6113 | 61.6856 | 0 | 0 | 0
1552 | 92.3522 | 0 | 92.3522 | 42.9 | 2 | 6.9228 | 7.5279 | 11.1461 | 21.8554 | 11.1461 | 21.8554 | 0 | 0 | 0 | 0 | 0 | 0 | 0 | 0 | 41.5577 | 52.4279 | 0 | 2.7706 | 64.6051 | 0 | 1.4211e-14 | 0
1553 | 94.8032 | 0 | 94.8032 | 44.6025 | 2 | 8.6269 | 10 | 11.5209 | 9.3216 | 11.5209 | 9.3216 | 0 | 0 | 0 | 8.6983 | 0 | 0.03307 | 0 | 8.7313 | 31.8571 | 56.6025 | 0 | 2.8441 | 51.6992 | 0 | 0 | 0
1554 | 102.6225 | 0 | 102.6225 | 55 | 2.7176 | 10.5262 | 10 | 12.3786 | 5.5474e-15 | 12.3786 | 5.5474e-15 | 0 | 0 | 0 | 12 | 0 | 0 | 0 | 12 | 18.5237 | 67.7176 | 0 | 3.0787 | 37.2824 | 0 | 0 | 0
1555 | 107.473 | 0 | 107.473 | 55 | 6.7809 | 11.0628 | 10 | 12.6294 | 0 | 12.6294 | 0 | 0 | 0 | 0 | 12 | 0 | 0 | 0 | 12 | 5.1904 | 71.7809 | 0 | 3.2242 | 33.2191 | 0 | 0 | 0
1556 | 112.1481 | 0 | 112.1481 | 55 | 15.424 | 11.2363 | 10 | 15.8164 | 0 | 15.8164 | 0 | 0 | 0 | 0 | 4.6714 | 0 | 0 | 0 | 4.6714 | 0 | 80.424 | 0 | 3.3644 | 24.576 | 0 | 0 | 0
1557 | 107.2017 | 0 | 107.2017 | 55 | 17.8139 | 10.9351 | 10 | 13.4528 | 0 | 13.4528 | 0 | 0 | 0 | 0 | 0 | 0 | 0 | 0 | 0 | 0 | 82.8139 | 0 | 3.2161 | 22.1861 | 0 | 0 | -1.4211e-14
1558 | 104.8537 | 0 | 104.8537 | 55 | 14.8853 | 10.5484 | 10 | 14.42 | 0 | 14.42 | 0 | 0 | 0 | 0 | 0 | 0 | 0 | 0 | 0 | 0 | 79.8853 | 0 | 3.1456 | 25.1147 | 0 | 0 | -1.4211e-14
1559 | 99.738 | 0 | 99.738 | 55 | 9.8062 | 9.8777 | 10 | 15.0541 | 0 | 15.0541 | 0 | 0 | 0 | 0 | 0 | 0 | 0 | 0 | 0 | 0 | 74.8062 | 0 | 2.9921 | 30.1938 | 0 | 0 | 0
1560 | 84.692 | 0 | 84.692 | 50.8331 | 2 | 8.2967 | 10 | 13.5621 | 0 | 13.5621 | 0 | 0 | 0 | 0 | 0 | 0 | 0 | 0 | 0 | 0 | 62.8331 | 0 | 2.5408 | 42.1669 | 0 | 0 | 0
1561 | 84.855 | 0 | 84.855 | 51.1869 | 2 | 8.3434 | 10 | 13.3246 | 0 | 13.3246 | 0 | 0 | 0 | 0 | 0 | 0 | 0 | 0 | 0 | 0 | 63.1869 | 0 | 2.5456 | 41.8131 | 0 | 0 | 0
1562 | 88.01 | 0 | 88.01 | 51.9963 | 2 | 8.4503 | 10 | 15.5633 | 0 | 15.5633 | 0 | 0 | 0 | 0 | 0 | 0 | 0 | 0 | 0 | 0 | 63.9963 | 0 | 2.6403 | 41.0037 | 0 | 0 | 0
1563 | 86.6699 | 0 | 86.6699 | 50.332 | 2 | 8.2306 | 10 | 16.1073 | 0 | 16.1073 | 0 | 0 | 0 | 0 | 0 | 0 | 0 | 0 | 0 | 0 | 62.332 | 0 | 2.6001 | 42.668 | 0 | 0 | 0
1564 | 90.202 | 0 | 90.202 | 55 | 3.0868 | 8.9904 | 10 | 13.1248 | 0 | 13.1248 | 0 | 0 | 0 | 0 | 0 | 0 | 0 | 0 | 0 | 0 | 68.0868 | 0 | 2.7061 | 36.9132 | 0 | 0 | 0
1565 | 88.5821 | 0 | 88.5821 | 52.8591 | 2 | 8.5643 | 10 | 15.1587 | 0 | 15.1587 | 0 | 0 | 0 | 0 | 0 | 0 | 0 | 0 | 0 | 0 | 64.8591 | 0 | 2.6575 | 40.1409 | 0 | 0 | 0
1566 | 88.3011 | 0 | 88.3011 | 53.8661 | 2 | 8.6972 | 10 | 13.7377 | 0 | 13.7377 | 0 | 0 | 0 | 0 | 0 | 0 | 0 | 0 | 0 | 0 | 65.8661 | 0 | 2.649 | 39.1339 | 0 | 0 | 0
1567 | 88.6223 | 0 | 88.6223 | 46.4823 | 2 | 7.7222 | 10 | 11.4346 | 10.9832 | 11.4346 | 10.9832 | 0 | 0 | 0 | 0 | 0 | 0 | 0 | 0 | 0 | 58.4823 | 0 | 2.6587 | 46.5177 | 0 | 0 | 0
1568 | 86.4982 | 0 | 86.4982 | 42.9 | 2 | 4.6204 | 4 | 12.0371 | 20.9407 | 12.0371 | 20.9407 | 0 | 0 | 0 | 0 | 0 | 0 | 0 | 0 | 0 | 48.9 | 0 | 2.5949 | 57.7224 | 0 | 1.4211e-14 | 0
1569 | 87.3613 | 0 | 87.3613 | 42.9 | 2 | 7.1054e-15 | 4 | 13.8977 | 30.0288 | 13.8977 | 30.0288 | 0 | 0 | 5.4652 | 0 | 0 | 0 | 5.4652 | 0 | 4.9187 | 48.9 | 0 | 2.6208 | 61.1663 | 0 | 0 | 0
1570 | 86.3469 | 0 | 86.3469 | 42.9 | 2 | 0 | 4 | 10.3353 | 36.1665 | 10.3353 | 36.1665 | 0 | 0 | 9.055 | 0 | 0 | 0 | 9.055 | 0 | 13.0681 | 48.9 | 0 | 2.5904 | 60.7476 | 0 | 0 | 0
1571 | 87.8515 | 0 | 87.8515 | 42.9 | 2 | 0 | 4 | 11.8159 | 42.4534 | 11.8159 | 42.4534 | 0 | 0 | 12 | 0 | 3.3177 | 0 | 15.3177 | 0 | 26.9269 | 48.9 | 0 | 2.6355 | 60.0171 | 0 | 0 | 0
1572 | 85.4932 | 0 | 85.4932 | 42.9 | 2 | 0 | 4 | 11.5701 | 41.8172 | 11.5701 | 41.8172 | 0 | 0 | 12 | 0 | 4.7941 | 0 | 16.7941 | 0 | 42.1469 | 48.9 | 0 | 2.5648 | 59.8449 | 0 | 0 | 0
1573 | 86.8641 | 0 | 86.8641 | 42.9 | 2 | 0 | 4 | 12.4393 | 41.9188 | 12.4393 | 41.9188 | 0 | 0 | 12 | 0 | 4.3939 | 0 | 16.3939 | 0 | 56.9979 | 48.9 | 0 | 2.6059 | 59.8916 | 0 | 0 | 0
1574 | 82.0707 | 0 | 82.0707 | 42.9 | 2 | 0 | 4 | 12.1369 | 39.0054 | 10.7199 | 34.4514 | 1.417 | 4.554 | 2.8132 | 0 | 9.1873 | 0 | 12.0005 | 0 | 68 | 48.9 | 0 | 2.4621 | 59.7076 | 0 | 0 | -3.5527e-15
1575 | 84.8881 | 0 | 84.8881 | 42.9 | 2 | 7.1054e-15 | 4 | 12.8991 | 31.3954 | 10.4801 | 25.5079 | 2.4189 | 5.8875 | 0 | 0 | 0 | 0 | 0 | 0 | 68 | 48.9 | 0 | 2.5466 | 82.8349 | 0 | 0 | 0
1576 | 90.3184 | 0 | 90.3184 | 42.9 | 2 | 6.7425 | 6.1626 | 12.1667 | 20.3465 | 12.1667 | 20.3465 | 0 | 0 | 0 | 0 | 0 | 0 | 0 | 0 | 68 | 51.0626 | 0 | 2.7096 | 75.9374 | 0 | 0 | 0
1577 | 90.572 | 0 | 90.572 | 42.9 | 2 | 7.4805 | 9.6867 | 13.8895 | 12.5507 | 13.8895 | 12.5507 | 0 | 0 | 0 | 0 | 0 | 2.0646 | 0 | 2.0646 | 65.7606 | 54.5867 | 0 | 2.7172 | 70.3487 | 0 | 2.8422e-14 | 0
1578 | 98.0105 | 0 | 98.0105 | 42.9 | 2 | 9.8947 | 8.0346 | 13.1812 | 5.7536e-15 | 13.1812 | 5.7536e-15 | 0 | 0 | 0 | 12 | 0 | 10 | 0 | 22 | 41.5807 | 52.9346 | 0 | 2.9403 | 52.0654 | 0 | 0 | 0
1579 | 102.6074 | 0 | 102.6074 | 48.7088 | 2 | 10.4425 | 10 | 13.0816 | 0 | 13.0816 | 0 | 0 | 0 | 0 | 12 | 0 | 6.3745 | 0 | 18.3745 | 21.3333 | 60.7088 | 0 | 3.0782 | 44.2912 | 0 | 1.4211e-14 | 0
1580 | 106.7459 | 0 | 106.7459 | 55 | 4.5149 | 10.7635 | 10 | 14.4675 | 0 | 14.4675 | 0 | 0 | 0 | 0 | 12 | 0 | 0 | 0 | 12 | 8 | 69.5149 | 0 | 3.2024 | 35.4851 | 0 | 0 | 0
1581 | 102.0501 | 0 | 102.0501 | 55 | 5.3155 | 10.2355 | 10 | 14.2991 | 0 | 14.2991 | 0 | 0 | 0 | 0 | 7.2 | 0 | 0 | 0 | 7.2 | 0 | 70.3155 | 0 | 3.0615 | 34.6845 | 0 | 1.4211e-14 | 0
1582 | 100.125 | 0 | 100.125 | 55 | 9.7274 | 9.8673 | 10 | 15.5303 | 0 | 15.5303 | 0 | 0 | 0 | 0 | 0 | 0 | 0 | 0 | 0 | 0 | 74.7274 | 0 | 3.0038 | 30.2726 | 0 | 0 | 0
1583 | 92.8239 | 0 | 92.8239 | 55 | 4.912 | 9.2315 | 10 | 13.6804 | 0 | 13.6804 | 0 | 0 | 0 | 0 | 0 | 0 | 0 | 0 | 0 | 0 | 69.912 | 0 | 2.7847 | 35.088 | 0 | 0 | 0
1584 | 87.3254 | 0 | 87.3254 | 52.5632 | 2 | 8.5252 | 10 | 14.237 | 0 | 14.237 | 0 | 0 | 0 | 0 | 0 | 0 | 0 | 0 | 0 | 0 | 64.5632 | 0 | 2.6198 | 40.4368 | 0 | 0 | 0
1585 | 86.8196 | 0 | 86.8196 | 52.1321 | 2 | 8.4683 | 10 | 14.2192 | 0 | 14.2192 | 0 | 0 | 0 | 0 | 0 | 0 | 0 | 0 | 0 | 0 | 64.1321 | 0 | 2.6046 | 40.8679 | 0 | 0 | 0
1586 | 86.1305 | 0 | 86.1305 | 51.1852 | 2 | 8.3432 | 10 | 14.6021 | 0 | 14.6021 | 0 | 0 | 0 | 0 | 0 | 0 | 0 | 0 | 0 | 0 | 63.1852 | 0 | 2.5839 | 41.8148 | 0 | 0 | 0
1587 | 89.3539 | 0 | 89.3539 | 53.3603 | 2 | 8.6304 | 10 | 15.3632 | 0 | 15.3632 | 0 | 0 | 0 | 0 | 0 | 0 | 0 | 0 | 0 | 0 | 65.3603 | 0 | 2.6806 | 39.6397 | 0 | 0 | 0
1588 | 87.7377 | 0 | 87.7377 | 53.1331 | 2 | 8.6004 | 10 | 14.0043 | 0 | 14.0043 | 0 | 0 | 0 | 0 | 0 | 0 | 0 | 0 | 0 | 0 | 65.1331 | 0 | 2.6321 | 39.8669 | 0 | 0 | 0
1589 | 90.7651 | 0 | 90.7651 | 55 | 2.9261 | 8.9692 | 10 | 13.8698 | 0 | 13.8698 | 0 | 0 | 0 | 0 | 0 | 0 | 0 | 0 | 0 | 0 | 67.9261 | 0 | 2.723 | 37.0739 | 0 | 0 | 0
1590 | 88.0418 | 0 | 88.0418 | 53.235 | 2 | 8.6139 | 10 | 14.1929 | 0 | 14.1929 | 0 | 0 | 0 | 0 | 0 | 0 | 0 | 0 | 0 | 0 | 65.235 | 0 | 2.6413 | 39.765 | 0 | 0 | 0
1591 | 90.3164 | 0 | 90.3164 | 46.1356 | 2 | 7.6765 | 10 | 12.1247 | 12.3795 | 12.1247 | 12.3795 | 0 | 0 | 0 | 0 | 0 | 0 | 0 | 0 | 0 | 58.1356 | 0 | 2.7095 | 46.8644 | 0 | 1.4211e-14 | 0
1592 | 90.6118 | 0 | 90.6118 | 42.9 | 2 | 4.9774 | 4 | 12.2177 | 24.5167 | 12.2177 | 24.5167 | 0 | 0 | 0 | 0 | 0 | 0 | 0 | 0 | 0 | 48.9 | 0 | 2.7184 | 57.407 | 0 | 0 | -1.4211e-14
1593 | 88.7563 | 0 | 88.7563 | 42.9 | 2 | 0 | 4 | 11.6353 | 39.9618 | 11.6353 | 39.9618 | 0 | 0 | 11.7408 | 0 | 0 | 0 | 11.7408 | 0 | 10.5667 | 48.9 | 0 | 2.6627 | 60.4343 | 0 | 0 | 0
1594 | 87.0065 | 0 | 87.0065 | 42.9 | 2 | 7.1054e-15 | 4 | 10.7774 | 45.5853 | 10.7774 | 45.5853 | 0 | 0 | 12 | 0 | 6.2562 | 0 | 18.2562 | 0 | 27.1346 | 48.9 | 0 | 2.6102 | 59.6744 | 0 | 0 | 0
1595 | 87.8315 | 0 | 87.8315 | 42.9 | 2 | 1.4211e-14 | 4 | 11.5962 | 47.6253 | 11.5962 | 47.6253 | 0 | 0 | 12 | 0 | 8.29 | 0 | 20.29 | 0 | 45.5776 | 48.9 | 0 | 2.6349 | 59.4371 | 0 | 0 | 0
1596 | 84.8473 | 0 | 84.8473 | 42.9 | 2 | 7.1054e-15 | 4 | 11.5994 | 46.5218 | 10.9953 | 44.0989 | 0.60412 | 2.423 | 12 | 0 | 7.1469 | 0 | 19.1469 | 0 | 62.9667 | 48.9 | 0 | 2.5454 | 59.2174 | 0 | 3.5527e-15 | 0
1597 | 88.1572 | 0 | 88.1572 | 42.9 | 2 | 0 | 4 | 12.2689 | 44.8794 | 9.6286 | 35.2212 | 2.6403 | 9.6582 | 5.5925 | 0 | 0 | 0 | 5.5925 | 0 | 68 | 48.9 | 0 | 2.6447 | 69.7169 | 0 | 1.1546e-14 | 0
1598 | 84.0444 | 0 | 84.0444 | 42.9 | 2 | 7.1054e-15 | 4 | 12.6146 | 43.0775 | 7.9604 | 27.184 | 4.6542 | 15.8935 | 0 | 0 | 0 | 0 | 0 | 0 | 68 | 48.9 | 0 | 2.5213 | 81.4071 | 0 | 0 | 0
1599 | 83.9244 | 0 | 83.9244 | 42.9 | 2 | 0 | 4 | 12.3338 | 35.2481 | 9.0788 | 25.9457 | 3.255 | 9.3024 | 0 | 0 | 0 | 0 | 0 | 0 | 68 | 48.9 | 0 | 2.5177 | 82.3391 | 0 | 0 | 0
1600 | 87.8165 | 0 | 87.8165 | 42.9 | 2 | 4.2386 | 4 | 11.5072 | 23.1707 | 11.5072 | 23.1707 | 0 | 0 | 0 | 0 | 0 | 0 | 0 | 0 | 68 | 48.9 | 0 | 2.6345 | 80.0596 | 0 | 0 | 0
1601 | 95.8988 | 0 | 95.8988 | 44.7124 | 2 | 8.3772 | 10 | 12.3098 | 11.7697 | 12.3098 | 11.7697 | 0 | 0 | 0 | 0 | 0 | 6.7299 | 0 | 6.7299 | 60.7004 | 56.7124 | 0 | 2.877 | 63.5578 | 0 | 0 | 0
1602 | 100.7065 | 0 | 100.7065 | 43.6183 | 2 | 10.249 | 10 | 12.8391 | 5.8772e-15 | 12.8391 | 5.8772e-15 | 0 | 0 | 0 | 12 | 0 | 10 | 0 | 22 | 36.5206 | 55.6183 | 0 | 3.0212 | 49.3817 | 0 | 0 | 0
1603 | 103.5961 | 0 | 103.5961 | 52.6357 | 2 | 10.345 | 10 | 14.9062 | 0 | 14.9062 | 0 | 0 | 0 | 0 | 12 | 0 | 1.7092 | 0 | 13.7092 | 21.3333 | 64.6357 | 0 | 3.1079 | 40.3643 | 0 | 1.4211e-14 | 0
1604 | 107.3854 | 0 | 107.3854 | 55 | 5.6871 | 10.9183 | 10 | 13.78 | 0 | 13.78 | 0 | 0 | 0 | 0 | 12 | 0 | 0 | 0 | 12 | 8 | 70.6871 | 0 | 3.2216 | 34.3129 | 0 | 1.4211e-14 | 0
1605 | 103.8633 | 0 | 103.8633 | 55 | 7.8594 | 10.5714 | 10 | 13.2325 | 0 | 13.2325 | 0 | 0 | 0 | 0 | 7.2 | 0 | 0 | 0 | 7.2 | 0 | 72.8594 | 0 | 3.1159 | 32.1406 | 0 | 0 | 0
1606 | 98.3985 | 0 | 98.3985 | 55 | 9.5843 | 9.8484 | 10 | 13.9658 | 0 | 13.9658 | 0 | 0 | 0 | 0 | 0 | 0 | 0 | 0 | 0 | 0 | 74.5843 | 0 | 2.952 | 30.4157 | 0 | 0 | 0
1607 | 97.6971 | 0 | 97.6971 | 55 | 8.8771 | 9.755 | 10 | 14.065 | 0 | 14.065 | 0 | 0 | 0 | 0 | 0 | 0 | 0 | 0 | 0 | 0 | 73.8771 | 0 | 2.9309 | 31.1229 | 0 | 0 | 0
1608 | 84.4343 | 0 | 84.4343 | 51.5309 | 2 | 8.3889 | 10 | 12.5145 | 0 | 12.5145 | 0 | 0 | 0 | 0 | 0 | 0 | 0 | 0 | 0 | 0 | 63.5309 | 0 | 2.533 | 41.4691 | 0 | 0 | 0
1609 | 88.5334 | 0 | 88.5334 | 53.303 | 2 | 8.6229 | 10 | 14.6076 | 0 | 14.6076 | 0 | 0 | 0 | 0 | 0 | 0 | 0 | 0 | 0 | 0 | 65.303 | 0 | 2.656 | 39.697 | 0 | 0 | 0
1610 | 85.9306 | 0 | 85.9306 | 52.5411 | 2 | 8.5223 | 10 | 12.8672 | 0 | 12.8672 | 0 | 0 | 0 | 0 | 0 | 0 | 0 | 0 | 0 | 0 | 64.5411 | 0 | 2.5779 | 40.4589 | 0 | 0 | 0
1611 | 86.4818 | 0 | 86.4818 | 52.1194 | 2 | 8.4666 | 10 | 13.8958 | 0 | 13.8958 | 0 | 0 | 0 | 0 | 0 | 0 | 0 | 0 | 0 | 0 | 64.1194 | 0 | 2.5945 | 40.8806 | 0 | 0 | 0
1612 | 87.3563 | 0 | 87.3563 | 54.0856 | 2 | 8.7262 | 10 | 12.5444 | 0 | 12.5444 | 0 | 0 | 0 | 0 | 0 | 0 | 0 | 0 | 0 | 0 | 66.0856 | 0 | 2.6207 | 38.9144 | 0 | 0 | 0
1613 | 89.7843 | 0 | 89.7843 | 55 | 4.173 | 9.1339 | 10 | 11.4775 | 0 | 11.4775 | 0 | 0 | 0 | 0 | 0 | 0 | 0 | 0 | 0 | 0 | 69.173 | 0 | 2.6935 | 35.827 | 0 | 0 | 0
1614 | 91.6614 | 0 | 91.6614 | 55 | 4.4986 | 9.1769 | 10 | 12.986 | 0 | 12.986 | 0 | 0 | 0 | 0 | 0 | 0 | 0 | 0 | 0 | 0 | 69.4986 | 0 | 2.7498 | 35.5014 | 0 | 0 | 0
1615 | 88.7019 | 0 | 88.7019 | 44.9966 | 2 | 7.5261 | 10 | 11.496 | 12.6833 | 11.496 | 12.6833 | 0 | 0 | 0 | 0 | 0 | 0 | 0 | 0 | 0 | 56.9966 | 0 | 2.6611 | 48.0034 | 0 | 0 | 0
1616 | 88.8425 | 0 | 88.8425 | 42.9 | 2 | 6.555 | 4.7424 | 9.6174 | 23.0277 | 9.6174 | 23.0277 | 0 | 0 | 0 | 0 | 0 | 0 | 0 | 0 | 0 | 49.6424 | 0 | 2.6653 | 55.3576 | 0 | 0 | 0
1617 | 88.59 | 0 | 88.59 | 42.9 | 2 | 7.1054e-15 | 4 | 9.4713 | 31.2263 | 9.4713 | 31.2263 | 0 | 0 | 1.0077 | 0 | 0 | 0 | 1.0077 | 0 | 0.90693 | 48.9 | 0 | 2.6577 | 61.6863 | 0 | 1.4211e-14 | 0
1618 | 86.1431 | 0 | 86.1431 | 42.9 | 2 | 0 | 4 | 8.8219 | 39.3471 | 8.8219 | 39.3471 | 0 | 0 | 10.9259 | 0 | 0 | 0 | 10.9259 | 0 | 10.7402 | 48.9 | 0 | 2.5843 | 60.5294 | 0 | 0 | 0
1619 | 87.3286 | 0 | 87.3286 | 42.9 | 2 | 0 | 4 | 8.9332 | 45.5454 | 8.9332 | 45.5454 | 0 | 0 | 12 | 0 | 4.05 | 0 | 16.05 | 0 | 25.2741 | 48.9 | 0 | 2.6199 | 59.9317 | 0 | 0 | 0
1620 | 84.3095 | 0 | 84.3095 | 42.9 | 2 | 0 | 4 | 7.7728 | 43.3565 | 7.7728 | 43.3565 | 0 | 0 | 12 | 0 | 3.7199 | 0 | 15.7199 | 0 | 39.5037 | 48.9 | 0 | 2.5293 | 59.9702 | 0 | 0 | 0
1621 | 86.2096 | 0 | 86.2096 | 42.9 | 2 | 1.4211e-14 | 4 | 10.8525 | 41.7455 | 10.8525 | 41.7455 | 0 | 0 | 12 | 0 | 3.2883 | 0 | 15.2883 | 0 | 53.3354 | 48.9 | 0 | 2.5863 | 60.0205 | 0 | 0 | 0
1622 | 86.1894 | 0 | 86.1894 | 42.9 | 2 | 0 | 4 | 9.3686 | 40.9204 | 9.3686 | 40.9204 | 0 | 0 | 5.3998 | 0 | 7.5998 | 0 | 12.9996 | 0 | 65.2019 | 48.9 | 0 | 2.5857 | 60.2875 | 0 | 0 | 0
1623 | 83.6235 | 0 | 83.6235 | 42.9 | 2 | 0 | 4 | 10.7566 | 30.1129 | 9.9378 | 27.8207 | 0.81878 | 2.2922 | 0 | 0 | 3.0349 | 0 | 3.0349 | 0 | 68 | 48.9 | 0 | 2.5087 | 73.0869 | 0 | 0 | -3.1086e-15
1624 | 86.7669 | 0 | 86.7669 | 42.9 | 2 | 4.3989 | 4 | 10.2922 | 23.1758 | 10.2922 | 23.1758 | 0 | 0 | 0 | 0 | 0 | 0 | 0 | 0 | 68 | 48.9 | 0 | 2.603 | 79.918 | 0 | 1.4211e-14 | 0
1625 | 92.7657 | 0 | 92.7657 | 47.0605 | 2 | 8.0786 | 10 | 12.5788 | 10.9268 | 12.5788 | 10.9268 | 0 | 0 | 0 | 0 | 0 | 2.1209 | 0 | 2.1209 | 65.6995 | 59.0605 | 0 | 2.783 | 65.8185 | 0 | 0 | 0
1626 | 99.8925 | 0 | 99.8925 | 45.0033 | 2 | 10.3091 | 10 | 11.5098 | 5.9259e-15 | 11.5098 | 5.9259e-15 | 0 | 0 | 0 | 11.0702 | 0 | 10 | 0 | 21.0702 | 42.5527 | 57.0033 | 0 | 2.9968 | 48.9265 | 0 | 0 | 0
1627 | 104.6605 | 0 | 104.6605 | 50.5892 | 2 | 10.6833 | 10 | 13.0698 | 0 | 13.0698 | 0 | 0 | 0 | 0 | 12 | 0 | 6.3181 | 0 | 18.3181 | 22.3664 | 62.5892 | 0 | 3.1398 | 42.4108 | 0 | 1.4211e-14 | 0
1628 | 106.1924 | 0 | 106.1924 | 55 | 5.9104 | 10.9478 | 10 | 12.3342 | 0 | 12.3342 | 0 | 0 | 0 | 0 | 12 | 0 | 0 | 0 | 12 | 9.0331 | 70.9104 | 0 | 3.1858 | 34.0896 | 0 | 0 | 0
1629 | 105.6642 | 0 | 105.6642 | 55 | 11.349 | 11.1549 | 10 | 10.0305 | 0 | 10.0305 | 0 | 0 | 0 | 0 | 8.1298 | 0 | 0 | 0 | 8.1298 | 0 | 76.349 | 0 | 3.1699 | 28.651 | 0 | 0 | 0
1630 | 97.1339 | 0 | 97.1339 | 55 | 8.6307 | 9.7225 | 10 | 13.7807 | 0 | 13.7807 | 0 | 0 | 0 | 0 | 0 | 0 | 0 | 0 | 0 | 0 | 73.6307 | 0 | 2.914 | 31.3693 | 0 | 0 | 0
1631 | 96.7172 | 0 | 96.7172 | 55 | 8.4268 | 9.6956 | 10 | 13.5948 | 0 | 13.5948 | 0 | 0 | 0 | 0 | 0 | 0 | 0 | 0 | 0 | 0 | 73.4268 | 0 | 2.9015 | 31.5732 | 0 | 0 | 0
1632 | 88.4738 | 0 | 88.4738 | 54.7353 | 2 | 8.812 | 10 | 12.9265 | 0 | 12.9265 | 0 | 0 | 0 | 0 | 0 | 0 | 0 | 0 | 0 | 0 | 66.7353 | 0 | 2.6542 | 38.2647 | 0 | 0 | 0
1633 | 88.9547 | 0 | 88.9547 | 54.128 | 2 | 8.7318 | 10 | 14.0949 | 0 | 14.0949 | 0 | 0 | 0 | 0 | 0 | 0 | 0 | 0 | 0 | 0 | 66.128 | 0 | 2.6686 | 38.872 | 0 | 0 | 0
1634 | 91.8365 | 0 | 91.8365 | 55 | 4.1954 | 9.1368 | 10 | 13.5042 | 0 | 13.5042 | 0 | 0 | 0 | 0 | 0 | 0 | 0 | 0 | 0 | 0 | 69.1954 | 0 | 2.7551 | 35.8046 | 0 | 0 | 0
1635 | 89.3261 | 0 | 89.3261 | 55 | 3.0664 | 8.9878 | 10 | 12.2719 | 0 | 12.2719 | 0 | 0 | 0 | 0 | 0 | 0 | 0 | 0 | 0 | 0 | 68.0664 | 0 | 2.6798 | 36.9336 | 0 | 0 | 0
1636 | 94.3251 | 0 | 94.3251 | 55 | 6.6673 | 9.4632 | 10 | 13.1946 | 0 | 13.1946 | 0 | 0 | 0 | 0 | 0 | 0 | 0 | 0 | 0 | 0 | 71.6673 | 0 | 2.8298 | 33.3327 | 0 | 0 | 0
1637 | 94.0945 | 0 | 94.0945 | 55 | 8.0835 | 9.6502 | 10 | 11.3608 | 0 | 11.3608 | 0 | 0 | 0 | 0 | 0 | 0 | 0 | 0 | 0 | 0 | 73.0835 | 0 | 2.8228 | 31.9165 | 0 | 0 | 0
1638 | 90.365 | 0 | 90.365 | 55 | 4.4639 | 9.1723 | 10 | 11.7287 | 0 | 11.7287 | 0 | 0 | 0 | 0 | 0 | 0 | 0 | 0 | 0 | 0 | 69.4639 | 0 | 2.7109 | 35.5361 | 0 | 0 | 0
1639 | 94.2715 | 0 | 94.2715 | 51.8502 | 2 | 8.431 | 10 | 9.9268 | 12.0634 | 9.9268 | 12.0634 | 0 | 0 | 0 | 0 | 0 | 0 | 0 | 0 | 0 | 63.8502 | 0 | 2.8281 | 41.1498 | 0 | 0 | 0
1640 | 90.9006 | 0 | 90.9006 | 42.9 | 2 | 6.6189 | 5.2263 | 12.5711 | 21.5843 | 12.5711 | 21.5843 | 0 | 0 | 0 | 0 | 0 | 0 | 0 | 0 | 0 | 50.1263 | 0 | 2.727 | 54.8737 | 0 | 1.4211e-14 | 0
1641 | 93.4552 | 0 | 93.4552 | 42.9 | 2 | 3.6155 | 4 | 11.2917 | 29.648 | 11.2917 | 29.648 | 0 | 0 | 0 | 0 | 0 | 0 | 0 | 0 | 0 | 48.9 | 0 | 2.8037 | 58.6101 | 0 | 0 | 0
1642 | 90.4199 | 0 | 90.4199 | 42.9 | 2 | 0 | 4 | 9.6384 | 39.4034 | 9.6384 | 39.4034 | 0 | 0 | 7.5219 | 0 | 0 | 0 | 7.5219 | 0 | 6.7697 | 48.9 | 0 | 2.7126 | 60.9264 | 0 | 0 | 0
1643 | 88.9707 | 0 | 88.9707 | 42.9 | 2 | 0 | 4 | 11.0719 | 49.3471 | 11.0719 | 49.3471 | 0 | 0 | 12 | 0 | 8.3482 | 0 | 20.3482 | 0 | 25.2664 | 48.9 | 0 | 2.6691 | 59.4303 | 0 | 0 | 0
1644 | 88.6571 | 0 | 88.6571 | 42.9 | 2 | 0 | 4 | 10.0485 | 44.8498 | 10.0485 | 44.8498 | 0 | 0 | 12 | 0 | 3.1413 | 0 | 15.1413 | 0 | 38.9625 | 48.9 | 0 | 2.6597 | 60.0377 | 0 | 0 | 0
1645 | 89.4589 | 0 | 89.4589 | 42.9 | 2 | 0 | 4 | 9.9758 | 38.8659 | 9.9758 | 38.8659 | 0 | 0 | 8.2828 | 0 | 0 | 0 | 8.2828 | 0 | 46.417 | 48.9 | 0 | 2.6838 | 70.6038 | 0 | 0 | 0
1646 | 85.7672 | 0 | 85.7672 | 42.9 | 2 | 0 | 4 | 10.4007 | 40.6446 | 10.4007 | 40.6446 | 0 | 0 | 12 | 0 | 2.178 | 0 | 14.178 | 0 | 59.2251 | 48.9 | 0 | 2.573 | 60.15 | 0 | 0 | 0
1647 | 85.3303 | 0 | 85.3303 | 42.9 | 2 | 7.1054e-15 | 4 | 10.9195 | 34.2779 | 10.9195 | 34.2779 | 0 | 0 | 1.5286 | 0 | 7.2384 | 0 | 8.7671 | 0 | 67.2743 | 48.9 | 0 | 2.5599 | 60.7812 | 0 | 0 | 0
1648 | 90.7604 | 0 | 90.7604 | 42.9 | 2 | 6.6652 | 5.5771 | 11.2062 | 22.4119 | 11.2062 | 22.4119 | 0 | 0 | 0 | 0 | 0 | 0 | 0 | 0 | 67.2743 | 50.4771 | 0 | 2.7228 | 76.5229 | 0 | 0 | 0
1649 | 96.6626 | 0 | 96.6626 | 42.9 | 2 | 8.5636 | 9.644 | 11.3264 | 11.9184 | 11.3264 | 11.9184 | 0 | 0 | 0 | 0.31018 | 0 | 10 | 0 | 10.3102 | 56.0832 | 54.544 | 0 | 2.8999 | 62.1458 | 0 | 0 | -1.4211e-14
1650 | 100.7519 | 0 | 100.7519 | 47.1074 | 2 | 10.4153 | 10 | 11.4591 | 5.7074e-15 | 11.4591 | 5.7074e-15 | 0 | 0 | 0 | 12 | 0 | 7.7701 | 0 | 19.7701 | 34.322 | 59.1074 | 0 | 3.0226 | 45.8926 | 0 | 0 | 0
1651 | 104.2447 | 0 | 104.2447 | 55 | 3.2314 | 10.5941 | 10 | 13.4193 | 0 | 13.4193 | 0 | 0 | 0 | 0 | 12 | 0 | 0 | 0 | 12 | 20.9887 | 68.2314 | 0 | 3.1273 | 36.7686 | 0 | 0 | 0
1652 | 110.817 | 0 | 110.817 | 55 | 9.3644 | 11.4039 | 10 | 13.0487 | 0 | 13.0487 | 0 | 0 | 0 | 0 | 12 | 0 | 0 | 0 | 12 | 7.6554 | 74.3644 | 0 | 3.3245 | 30.6356 | 0 | 1.4211e-14 | 0
1653 | 106.2179 | 0 | 106.2179 | 55 | 10.2733 | 10.8491 | 10 | 13.2056 | 0 | 13.2056 | 0 | 0 | 0 | 0 | 6.8898 | 0 | 0 | 0 | 6.8898 | 0 | 75.2733 | 0 | 3.1865 | 29.7267 | 0 | 0 | -1.4211e-14
1654 | 102.9386 | 0 | 102.9386 | 55 | 14.704 | 10.5244 | 10 | 12.7101 | 0 | 12.7101 | 0 | 0 | 0 | 0 | 0 | 0 | 0 | 0 | 0 | 0 | 79.704 | 0 | 3.0882 | 25.296 | 0 | 0 | 0
1655 | 100.3757 | 0 | 100.3757 | 55 | 11.7284 | 10.1315 | 10 | 13.5158 | 0 | 13.5158 | 0 | 0 | 0 | 0 | 0 | 0 | 0 | 0 | 0 | 0 | 76.7284 | 0 | 3.0113 | 28.2716 | 0 | 1.4211e-14 | 0
1656 | 84.7795 | 0 | 84.7795 | 48.1275 | 2 | 7.9395 | 10 | 16.7125 | 0 | 16.7125 | 0 | 0 | 0 | 0 | 0 | 0 | 0 | 0 | 0 | 0 | 60.1275 | 0 | 2.5434 | 44.8725 | 0 | 0 | 0
1657 | 85.0523 | 0 | 85.0523 | 47.013 | 2 | 7.7923 | 10 | 18.247 | 0 | 18.247 | 0 | 0 | 0 | 0 | 0 | 0 | 0 | 0 | 0 | 0 | 59.013 | 0 | 2.5516 | 45.987 | 0 | 0 | 0
1658 | 84.6882 | 0 | 84.6882 | 49.4732 | 2 | 8.1172 | 10 | 15.0978 | 0 | 15.0978 | 0 | 0 | 0 | 0 | 0 | 0 | 0 | 0 | 0 | 0 | 61.4732 | 0 | 2.5406 | 43.5268 | 0 | 0 | 0
1659 | 88.7296 | 0 | 88.7296 | 52.4346 | 2 | 8.5082 | 10 | 15.7868 | 0 | 15.7868 | 0 | 0 | 0 | 0 | 0 | 0 | 0 | 0 | 0 | 0 | 64.4346 | 0 | 2.6619 | 40.5654 | 0 | 0 | 0
1660 | 87.2874 | 0 | 87.2874 | 50.3559 | 2 | 8.2337 | 10 | 16.6977 | 0 | 16.6977 | 0 | 0 | 0 | 0 | 0 | 0 | 0 | 0 | 0 | 0 | 62.3559 | 0 | 2.6186 | 42.6441 | 0 | 0 | -1.4211e-14
1661 | 85.3881 | 0 | 85.3881 | 49.697 | 2 | 8.1467 | 10 | 15.5443 | 0 | 15.5443 | 0 | 0 | 0 | 0 | 0 | 0 | 0 | 0 | 0 | 0 | 61.697 | 0 | 2.5616 | 43.303 | 0 | 0 | 0
1662 | 88.9414 | 0 | 88.9414 | 53.4734 | 2 | 8.6454 | 10 | 14.8227 | 0 | 14.8227 | 0 | 0 | 0 | 0 | 0 | 0 | 0 | 0 | 0 | 0 | 65.4734 | 0 | 2.6682 | 39.5266 | 0 | 0 | 0
1663 | 88.2092 | 0 | 88.2092 | 43.5037 | 2 | 7.3289 | 10 | 14.576 | 10.8006 | 14.576 | 10.8006 | 0 | 0 | 0 | 0 | 0 | 0 | 0 | 0 | 0 | 55.5037 | 0 | 2.6463 | 49.4963 | 0 | 0 | -1.4211e-14
1664 | 85.5442 | 0 | 85.5442 | 42.9 | 2 | 0.58405 | 4 | 14.5937 | 21.4664 | 14.5937 | 21.4664 | 0 | 0 | 0 | 0 | 0 | 0 | 0 | 0 | 0 | 48.9 | 0 | 2.5663 | 61.2879 | 0 | 0 | 0
1665 | 86.0434 | 0 | 86.0434 | 42.9 | 2 | 0 | 4 | 13.5532 | 30.141 | 13.5532 | 30.141 | 0 | 0 | 6.5508 | 0 | 0 | 0 | 6.5508 | 0 | 5.8957 | 48.9 | 0 | 2.5813 | 61.0397 | 0 | 0 | 0
1666 | 87.7104 | 0 | 87.7104 | 42.9 | 2 | 7.1054e-15 | 4 | 12.4467 | 34.436 | 12.4467 | 34.436 | 0 | 0 | 8.0723 | 0 | 0 | 0 | 8.0723 | 0 | 13.1608 | 48.9 | 0 | 2.6313 | 60.8622 | 0 | 0 | 0
1667 | 84.4072 | 0 | 84.4072 | 42.9 | 2 | 7.1054e-15 | 4 | 14.9471 | 38.896 | 14.9471 | 38.896 | 0 | 0 | 12 | 0 | 6.3358 | 0 | 18.3358 | 0 | 29.8021 | 48.9 | 0 | 2.5322 | 59.6651 | 0 | 1.4211e-14 | 0
1668 | 85.4981 | 0 | 85.4981 | 42.9 | 2 | 0 | 4 | 14.2049 | 43.8018 | 14.2049 | 43.8018 | 0 | 0 | 12 | 0 | 9.4086 | 0 | 21.4086 | 0 | 49.2764 | 48.9 | 0 | 2.5649 | 59.3067 | 0 | 0 | 0
1669 | 84.5044 | 0 | 84.5044 | 42.9 | 2 | 7.1054e-15 | 4 | 13.8496 | 39.2345 | 13.8496 | 39.2345 | 0 | 0 | 12 | 0 | 5.4798 | 0 | 17.4798 | 0 | 65.1285 | 48.9 | 0 | 2.5351 | 59.7649 | 0 | 0 | 0
1670 | 83.367 | 0 | 83.367 | 42.9 | 2 | 7.1054e-15 | 4 | 13.4696 | 38.5109 | 9.7552 | 27.891 | 3.7144 | 10.6199 | 2.7102 | 0 | 0.46884 | 0 | 3.1791 | 0 | 68 | 48.9 | 0 | 2.501 | 59.761 | 0 | 1.7319e-14 | 0
1671 | 80.2633 | 0 | 80.2633 | 42.9 | 2 | 0 | 4 | 13.5346 | 30.8088 | 9.5728 | 21.7905 | 3.9618 | 9.0183 | 0 | 0 | 0 | 0 | 0 | 0 | 68 | 48.9 | 0 | 2.4079 | 82.2898 | 0 | 0 | 0
1672 | 84.0269 | 0 | 84.0269 | 42.9 | 2 | 0.045082 | 4 | 14.9136 | 20.1682 | 14.9136 | 20.1682 | 0 | 0 | 0 | 0 | 0 | 0 | 0 | 0 | 68 | 48.9 | 0 | 2.5208 | 83.764 | 0 | 1.4211e-14 | 0
1673 | 88.6675 | 0 | 88.6675 | 43.4563 | 2 | 7.3249 | 10 | 14.7652 | 11.1046 | 14.7652 | 11.1046 | 0 | 0 | 0 | 0 | 0 | 0.016527 | 0 | 0.016527 | 67.9821 | 55.4563 | 0 | 2.66 | 71.5271 | 0 | 0 | 0
1674 | 95.8052 | 0 | 95.8052 | 42.9 | 2 | 9.3166 | 8.9702 | 15.932 | 5.2412e-15 | 15.932 | 5.2412e-15 | 0 | 0 | 0 | 6.6863 | 0 | 10 | 0 | 16.6863 | 49.7063 | 53.8702 | 0 | 2.8742 | 56.4434 | 0 | 1.4211e-14 | 0
1675 | 101.7856 | 0 | 101.7856 | 42.9 | 2 | 9.9163 | 9.776 | 16.7707 | 0 | 16.7707 | 0 | 0 | 0 | 0 | 12 | 0 | 8.4226 | 0 | 20.4226 | 27.2374 | 54.676 | 0 | 3.0536 | 50.324 | 0 | 1.4211e-14 | 0
1676 | 105.8059 | 0 | 105.8059 | 55 | 2.1669 | 10.4535 | 10 | 16.1855 | 0 | 16.1855 | 0 | 0 | 0 | 0 | 12 | 0 | 0 | 0 | 12 | 13.9041 | 67.1669 | 0 | 3.1742 | 37.8331 | 0 | 0 | 0
1677 | 101.9252 | 0 | 101.9252 | 52.6748 | 2 | 10.1244 | 10 | 15.126 | 0 | 15.126 | 0 | 0 | 0 | 0 | 12 | 0 | 0 | 0 | 12 | 0.57075 | 64.6748 | 0 | 3.0578 | 40.3252 | 0 | 0 | 0
1678 | 97.9258 | 0 | 97.9258 | 55 | 5.5676 | 9.3858 | 10 | 17.4588 | 0 | 17.4588 | 0 | 0 | 0 | 0 | 0.51367 | 0 | 0 | 0 | 0.51367 | 0 | 70.5676 | 0 | 2.9378 | 34.4324 | 0 | 0 | 0
1679 | 93.8152 | 0 | 93.8152 | 54.8915 | 2 | 8.8326 | 10 | 18.0911 | 0 | 18.0911 | 0 | 0 | 0 | 0 | 0 | 0 | 0 | 0 | 0 | 0 | 66.8915 | 0 | 2.8145 | 38.1085 | 0 | 0 | 0
1680 | 86.8025 | 0 | 86.8025 | 53.6117 | 2 | 8.6636 | 10 | 12.5271 | 0 | 12.5271 | 0 | 0 | 0 | 0 | 0 | 0 | 0 | 0 | 0 | 0 | 65.6117 | 0 | 2.6041 | 39.3883 | 0 | 0 | 0
1681 | 88.0178 | 0 | 88.0178 | 54.9337 | 2 | 8.8382 | 10 | 12.2458 | 0 | 12.2458 | 0 | 0 | 0 | 0 | 0 | 0 | 0 | 0 | 0 | 0 | 66.9337 | 0 | 2.6405 | 38.0663 | 0 | 0 | 0
1682 | 89.0032 | 0 | 89.0032 | 55 | 3.4545 | 9.039 | 10 | 11.5097 | 0 | 11.5097 | 0 | 0 | 0 | 0 | 0 | 0 | 0 | 0 | 0 | 0 | 68.4545 | 0 | 2.6701 | 36.5455 | 0 | 0 | 0
1683 | 86.8153 | 0 | 86.8153 | 54.8276 | 2 | 8.8242 | 10 | 11.1635 | 0 | 11.1635 | 0 | 0 | 0 | 0 | 0 | 0 | 0 | 0 | 0 | 0 | 66.8276 | 0 | 2.6045 | 38.1724 | 0 | 0 | 0
1684 | 88.5825 | 0 | 88.5825 | 55 | 4.2094 | 9.1387 | 10 | 10.2344 | 0 | 10.2344 | 0 | 0 | 0 | 0 | 0 | 0 | 0 | 0 | 0 | 0 | 69.2094 | 0 | 2.6575 | 35.7906 | 0 | 0 | 0
1685 | 88.4728 | 0 | 88.4728 | 54.5963 | 2 | 8.7936 | 10 | 13.0829 | 0 | 13.0829 | 0 | 0 | 0 | 0 | 0 | 0 | 0 | 0 | 0 | 0 | 66.5963 | 0 | 2.6542 | 38.4037 | 0 | 0 | 0
1686 | 88.5136 | 0 | 88.5136 | 55 | 3.7514 | 9.0782 | 10 | 10.684 | 0 | 10.684 | 0 | 0 | 0 | 0 | 0 | 0 | 0 | 0 | 0 | 0 | 68.7514 | 0 | 2.6554 | 36.2486 | 0 | 0 | 0
1687 | 88.4194 | 0 | 88.4194 | 45.1479 | 2 | 7.546 | 10 | 10.6064 | 13.1191 | 10.6064 | 13.1191 | 0 | 0 | 0 | 0 | 0 | 0 | 0 | 0 | 0 | 57.1479 | 0 | 2.6526 | 47.8521 | 0 | 0 | 0
1688 | 89.4972 | 0 | 89.4972 | 42.9 | 2 | 5.2052 | 4 | 10.4127 | 24.9793 | 10.4127 | 24.9793 | 0 | 0 | 0 | 0 | 0 | 0 | 0 | 0 | 0 | 48.9 | 0 | 2.6849 | 57.2057 | 0 | 0 | 0
1689 | 86.2858 | 0 | 86.2858 | 42.9 | 2 | 0 | 4 | 10.7919 | 34.5689 | 10.7919 | 34.5689 | 0 | 0 | 7.975 | 0 | 0 | 0 | 7.975 | 0 | 7.1775 | 48.9 | 0 | 2.5886 | 60.8736 | 0 | 0 | 0
1690 | 86.5158 | 0 | 86.5158 | 42.9 | 2 | 0 | 4 | 10.3147 | 43.0652 | 10.3147 | 43.0652 | 0 | 0 | 12 | 0 | 3.7642 | 0 | 15.7642 | 0 | 21.4479 | 48.9 | 0 | 2.5955 | 59.965 | 0 | 0 | 0
1691 | 89.1544 | 0 | 89.1544 | 42.9 | 2 | 7.1054e-15 | 4 | 10.2055 | 44.3046 | 10.2055 | 44.3046 | 0 | 0 | 12 | 0 | 2.2557 | 0 | 14.2557 | 0 | 34.3275 | 48.9 | 0 | 2.6746 | 60.141 | 0 | 0 | 0
1692 | 86.5248 | 0 | 86.5248 | 42.9 | 2 | 0 | 4 | 9.786 | 48.8591 | 9.786 | 48.8591 | 0 | 0 | 12 | 0 | 9.0202 | 0 | 21.0202 | 0 | 53.4438 | 48.9 | 0 | 2.5957 | 59.352 | 0 | 0 | 0
1693 | 87.8184 | 0 | 87.8184 | 42.9 | 2 | 1.4211e-14 | 4 | 10.6742 | 50.2714 | 9.6206 | 45.3091 | 1.0537 | 4.9623 | 9.3584 | 0 | 6.6529 | 0 | 16.0113 | 0 | 68 | 48.9 | 0 | 2.6346 | 59.2345 | 0 | 1.7764e-14 | 0
1694 | 86.8006 | 0 | 86.8006 | 42.9 | 2 | 0 | 4 | 7.0352 | 43.265 | 5.3009 | 32.5997 | 1.7343 | 10.6653 | 0 | 0 | 0 | 0 | 0 | 0 | 68 | 48.9 | 0 | 2.604 | 82.3575 | 0 | 0 | 0
1695 | 86.4525 | 0 | 86.4525 | 42.9 | 2 | 0 | 4 | 10.6516 | 38.1717 | 8.1927 | 29.3599 | 2.4589 | 8.8118 | 0 | 0 | 0 | 0 | 0 | 0 | 68 | 48.9 | 0 | 2.5936 | 82.4892 | 0 | 0 | 0
1696 | 89.7744 | 0 | 89.7744 | 42.9 | 2 | 6.406 | 4 | 10.2374 | 24.2311 | 10.2374 | 24.2311 | 0 | 0 | 0 | 0 | 0 | 0 | 0 | 0 | 68 | 48.9 | 0 | 2.6932 | 78.145 | 0 | 0 | 0
1697 | 94.9561 | 0 | 94.9561 | 42.9174 | 2 | 8.4603 | 10 | 9.3108 | 13.1131 | 9.3108 | 13.1131 | 0 | 0 | 0 | 0 | 0 | 9.1546 | 0 | 9.1546 | 58.0705 | 54.9174 | 0 | 2.8487 | 62.928 | 0 | 0 | 0
1698 | 96.5338 | 0 | 96.5338 | 42.9 | 2 | 9.9713 | 9.3304 | 11.0476 | 6.5033e-15 | 11.0476 | 6.5033e-15 | 0 | 0 | 0 | 12 | 0 | 9.2845 | 0 | 21.2845 | 34.6667 | 54.2304 | 0 | 2.896 | 50.7696 | 0 | 0 | 0
1699 | 104.244 | 0 | 104.244 | 55 | 4.85 | 10.8078 | 10 | 11.5862 | 0 | 11.5862 | 0 | 0 | 0 | 0 | 12 | 0 | 0 | 0 | 12 | 21.3333 | 69.85 | 0 | 3.1273 | 35.15 | 0 | 0 | 0
1700 | 109.001 | 0 | 109.001 | 55 | 9.5732 | 11.4315 | 10 | 10.9963 | 0 | 10.9963 | 0 | 0 | 0 | 0 | 12 | 0 | 0 | 0 | 12 | 8 | 74.5732 | 0 | 3.27 | 30.4268 | 0 | 0 | 0
1701 | 105.4223 | 0 | 105.4223 | 55 | 9.7867 | 10.8259 | 10 | 12.6098 | 0 | 12.6098 | 0 | 0 | 0 | 0 | 7.2 | 0 | 0 | 0 | 7.2 | 0 | 74.7867 | 0 | 3.1627 | 30.2133 | 0 | 0 | 0
1702 | 97.9703 | 0 | 97.9703 | 55 | 10.9696 | 10.0313 | 10 | 11.9695 | 0 | 11.9695 | 0 | 0 | 0 | 0 | 0 | 0 | 0 | 0 | 0 | 0 | 75.9696 | 0 | 2.9391 | 29.0304 | 0 | 0 | 0
1703 | 94.9659 | 0 | 94.9659 | 55 | 8.5296 | 9.7091 | 10 | 11.7272 | 0 | 11.7272 | 0 | 0 | 0 | 0 | 0 | 0 | 0 | 0 | 0 | 0 | 73.5296 | 0 | 2.849 | 31.4704 | 0 | 0 | 0
1704 | 85.4283 | 0 | 85.4283 | 51.8617 | 2 | 8.4325 | 10 | 13.1341 | 0 | 13.1341 | 0 | 0 | 0 | 0 | 0 | 0 | 0 | 0 | 0 | 0 | 63.8617 | 0 | 2.5628 | 41.1383 | 0 | 0 | 0
1705 | 88.7067 | 0 | 88.7067 | 53.0032 | 2 | 8.5833 | 10 | 15.1202 | 0 | 15.1202 | 0 | 0 | 0 | 0 | 0 | 0 | 0 | 0 | 0 | 0 | 65.0032 | 0 | 2.6612 | 39.9968 | 0 | 0 | 0
1706 | 85.0118 | 0 | 85.0118 | 50.6885 | 2 | 8.2776 | 10 | 14.0457 | 0 | 14.0457 | 0 | 0 | 0 | 0 | 0 | 0 | 0 | 0 | 0 | 0 | 62.6885 | 0 | 2.5504 | 42.3115 | 0 | 0 | 0
1707 | 87.5099 | 0 | 87.5099 | 51.7161 | 2 | 8.4133 | 10 | 15.3804 | 0 | 15.3804 | 0 | 0 | 0 | 0 | 0 | 0 | 0 | 0 | 0 | 0 | 63.7161 | 0 | 2.6253 | 41.2839 | 0 | 0 | 0
1708 | 88.2629 | 0 | 88.2629 | 53.1177 | 2 | 8.5984 | 10 | 14.5468 | 0 | 14.5468 | 0 | 0 | 0 | 0 | 0 | 0 | 0 | 0 | 0 | 0 | 65.1177 | 0 | 2.6479 | 39.8823 | 0 | 0 | 0
1709 | 88.0463 | 0 | 88.0463 | 53.5851 | 2 | 8.6601 | 10 | 13.8011 | 0 | 13.8011 | 0 | 0 | 0 | 0 | 0 | 0 | 0 | 0 | 0 | 0 | 65.5851 | 0 | 2.6414 | 39.4149 | 0 | 0 | 0
1710 | 90.4808 | 0 | 90.4808 | 55 | 3.9412 | 9.1033 | 10 | 12.4364 | 0 | 12.4364 | 0 | 0 | 0 | 0 | 0 | 0 | 0 | 0 | 0 | 0 | 68.9412 | 0 | 2.7144 | 36.0588 | 0 | 0 | 0
1711 | 90.5517 | 0 | 90.5517 | 45.2281 | 2 | 7.5566 | 10 | 12.2878 | 13.4791 | 12.2878 | 13.4791 | 0 | 0 | 0 | 0 | 0 | 0 | 0 | 0 | 0 | 57.2281 | 0 | 2.7166 | 47.7719 | 0 | 0 | 0
1712 | 88.9891 | 0 | 88.9891 | 42.9 | 2 | 2.9504 | 4 | 12.3578 | 24.7809 | 12.3578 | 24.7809 | 0 | 0 | 0 | 0 | 0 | 0 | 0 | 0 | 0 | 48.9 | 0 | 2.6697 | 59.1975 | 0 | 0 | 0
1713 | 89.4531 | 0 | 89.4531 | 42.9 | 2 | 7.1054e-15 | 4 | 11.2934 | 33.9673 | 11.2934 | 33.9673 | 0 | 0 | 4.7076 | 0 | 0 | 0 | 4.7076 | 0 | 4.2368 | 48.9 | 0 | 2.6836 | 61.2547 | 0 | 0 | 0
1714 | 87.9948 | 0 | 87.9948 | 42.9 | 2 | 0 | 4 | 9.9539 | 41.0313 | 9.9539 | 41.0313 | 0 | 0 | 11.8904 | 0 | 0 | 0 | 11.8904 | 0 | 14.9382 | 48.9 | 0 | 2.6398 | 60.4169 | 0 | 0 | 0
1715 | 86.4007 | 0 | 86.4007 | 42.9 | 2 | 0 | 4 | 13.4411 | 47.0558 | 13.2197 | 46.2809 | 0.22134 | 0.77489 | 12 | 0 | 10 | 0 | 22 | 0 | 34.9578 | 48.9 | 0 | 2.592 | 59.1215 | 0 | 1.4211e-14 | 0
1716 | 85.3497 | 0 | 85.3497 | 42.9 | 2 | 0 | 4 | 11.4734 | 45.2115 | 11.4734 | 45.2115 | 0 | 0 | 12 | 0 | 8.2352 | 0 | 20.2352 | 0 | 53.3502 | 48.9 | 0 | 2.5605 | 59.4435 | 0 | 0 | 0
1717 | 83.3472 | 0 | 83.3472 | 42.9 | 2 | 7.1054e-15 | 4 | 10.6422 | 51.1184 | 8.5994 | 41.3057 | 2.0429 | 9.8127 | 12 | 0 | 3.4579 | 0 | 15.4579 | 0 | 67.3382 | 48.9 | 0 | 2.5004 | 58.6179 | 0 | 5.3291e-15 | 0
1718 | 83.6247 | 0 | 83.6247 | 42.9 | 2 | 0 | 4 | 9.9485 | 39.6719 | 7.1094 | 28.3505 | 2.839 | 11.3214 | 0.7353 | 0 | 0 | 0 | 0.7353 | 0 | 68 | 48.9 | 0 | 2.5087 | 70.0663 | 0 | 1.5543e-15 | 0
1719 | 82.0882 | 0 | 82.0882 | 42.9 | 2 | 0 | 4 | 12.8725 | 29.7202 | 10.0303 | 23.1579 | 2.8423 | 6.5623 | 0 | 0 | 0 | 0 | 0 | 0 | 68 | 48.9 | 0 | 2.4626 | 82.7068 | 0 | 1.4211e-14 | 0
1720 | 86.2261 | 0 | 86.2261 | 42.9 | 2 | 0 | 4 | 13.1548 | 25.213 | 12.7977 | 24.5284 | 0.35718 | 0.68459 | 0 | 0 | 0 | 0 | 0 | 0 | 68 | 48.9 | 0 | 2.5868 | 83.6823 | 0 | 0 | 0
1721 | 91.9622 | 0 | 91.9622 | 46.252 | 2 | 7.8115 | 10 | 11.9695 | 13.0226 | 11.9695 | 13.0226 | 0 | 0 | 0 | 0 | 0 | 0.90651 | 0 | 0.90651 | 67.0168 | 58.252 | 0 | 2.7589 | 67.8415 | 0 | 0 | 0
1722 | 97.7939 | 0 | 97.7939 | 44.3029 | 2 | 9.8828 | 10 | 13.0662 | 5.8164e-15 | 13.0662 | 5.8164e-15 | 0 | 0 | 0 | 8.542 | 0 | 10 | 0 | 18.542 | 46.6792 | 56.3029 | 0 | 2.9338 | 52.1551 | 0 | 0 | 0
1723 | 104.4565 | 0 | 104.4565 | 50.588 | 2 | 10.8435 | 10 | 11.4923 | 0 | 11.4923 | 0 | 0 | 0 | 0 | 12 | 0 | 7.5326 | 0 | 19.5326 | 25.1756 | 62.588 | 0 | 3.1337 | 42.412 | 0 | 1.4211e-14 | 0
1724 | 105.5605 | 0 | 105.5605 | 55 | 4.8124 | 10.8028 | 10 | 12.9452 | 0 | 12.9452 | 0 | 0 | 0 | 0 | 12 | 0 | 0 | 0 | 12 | 11.8423 | 69.8124 | 0 | 3.1668 | 35.1876 | 0 | 0 | 0
1725 | 102.1242 | 0 | 102.1242 | 55 | 2.6254 | 10.3369 | 10 | 13.504 | 0 | 13.504 | 0 | 0 | 0 | 0 | 10.658 | 0 | 0 | 0 | 10.658 | -1.7764e-15 | 67.6254 | 0 | 3.0637 | 37.3746 | 0 | 0 | 0
1726 | 97.8365 | 0 | 97.8365 | 55 | 9.1351 | 9.7891 | 10 | 13.9123 | 0 | 13.9123 | 0 | 0 | 0 | 0 | -1.5987e-15 | 0 | 0 | 0 | -1.5987e-15 | 0 | 74.1351 | 0 | 2.9351 | 30.8649 | 0 | 0 | -1.4211e-14
1727 | 96.9146 | 0 | 96.9146 | 55 | 8.3652 | 9.6874 | 10 | 13.8619 | 0 | 13.8619 | 0 | 0 | 0 | 0 | 0 | 0 | 0 | 0 | 0 | 0 | 73.3652 | 0 | 2.9074 | 31.6348 | 0 | 0 | 0
1728 | 88.5253 | 0 | 88.5253 | 52.723 | 2 | 8.5463 | 10 | 15.2561 | 0 | 15.2561 | 0 | 0 | 0 | 0 | 0 | 0 | 0 | 0 | 0 | 0 | 64.723 | 0 | 2.6558 | 40.277 | 0 | 0 | 0
1729 | 90.9998 | 0 | 90.9998 | 55 | 2.2188 | 8.8758 | 10 | 14.9052 | 0 | 14.9052 | 0 | 0 | 0 | 0 | 0 | 0 | 0 | 0 | 0 | 0 | 67.2188 | 0 | 2.73 | 37.7812 | 0 | 0 | 0
1730 | 93.4175 | 0 | 93.4175 | 55 | 5.3806 | 9.2933 | 10 | 13.7436 | 0 | 13.7436 | 0 | 0 | 0 | 0 | 0 | 0 | 0 | 0 | 0 | 0 | 70.3806 | 0 | 2.8025 | 34.6194 | 0 | 0 | -1.4211e-14
1731 | 94.7163 | 0 | 94.7163 | 55 | 6.1359 | 9.3931 | 10 | 14.1874 | 0 | 14.1874 | 0 | 0 | 0 | 0 | 0 | 0 | 0 | 0 | 0 | 0 | 71.1359 | 0 | 2.8415 | 33.8641 | 0 | 0 | 0
1732 | 91.7535 | 0 | 91.7535 | 55 | 2.8808 | 8.9633 | 10 | 14.9094 | 0 | 14.9094 | 0 | 0 | 0 | 0 | 0 | 0 | 0 | 0 | 0 | 0 | 67.8808 | 0 | 2.7526 | 37.1192 | 0 | 0 | 0
1733 | 93.1669 | 0 | 93.1669 | 55 | 7.3917 | 9.5589 | 10 | 11.2163 | 0 | 11.2163 | 0 | 0 | 0 | 0 | 0 | 0 | 0 | 0 | 0 | 0 | 72.3917 | 0 | 2.795 | 32.6083 | 0 | 0 | 0
1734 | 94.7613 | 0 | 94.7613 | 55 | 7.9008 | 9.6261 | 10 | 12.2344 | 0 | 12.2344 | 0 | 0 | 0 | 0 | 0 | 0 | 0 | 0 | 0 | 0 | 72.9008 | 0 | 2.8428 | 32.0992 | 0 | 0 | 0
1735 | 95.4483 | 0 | 95.4483 | 50.6984 | 2 | 8.2789 | 10 | 11.9909 | 12.4801 | 11.9909 | 12.4801 | 0 | 0 | 0 | 0 | 0 | 0 | 0 | 0 | 0 | 62.6984 | 0 | 2.8634 | 42.3016 | 0 | 0 | 0
1736 | 92.6745 | 0 | 92.6745 | 42.9 | 2 | 6.5285 | 4.5417 | 11.9138 | 24.7905 | 11.9138 | 24.7905 | 0 | 0 | 0 | 0 | 0 | 0 | 0 | 0 | 0 | 49.4417 | 0 | 2.7802 | 55.5583 | 0 | 0 | 0
1737 | 93.2371 | 0 | 93.2371 | 42.9 | 2 | 1.4211e-14 | 4 | 11.8112 | 36.1486 | 11.8112 | 36.1486 | 0 | 0 | 3.6227 | 0 | 0 | 0 | 3.6227 | 0 | 3.2604 | 48.9 | 0 | 2.7971 | 61.3812 | 0 | 0 | 0
1738 | 92.8325 | 0 | 92.8325 | 42.9 | 2 | 0 | 4 | 11.0322 | 41.0889 | 11.0322 | 41.0889 | 0 | 0 | 8.1886 | 0 | 0 | 0 | 8.1886 | 0 | 10.6302 | 48.9 | 0 | 2.785 | 60.8487 | 0 | 0 | 0
1739 | 90.5099 | 0 | 90.5099 | 42.9 | 2 | 0 | 4 | 12.6556 | 48.89 | 12.6556 | 48.89 | 0 | 0 | 12 | 0 | 7.9358 | 0 | 19.9358 | 0 | 28.7466 | 48.9 | 0 | 2.7153 | 59.4785 | 0 | 0 | 0
1740 | 89.4376 | 0 | 89.4376 | 42.9 | 2 | 0 | 4 | 11.244 | 51.1948 | 11.244 | 51.1948 | 0 | 0 | 12 | 0 | 9.9011 | 0 | 21.9011 | 0 | 48.675 | 48.9 | 0 | 2.6831 | 59.2492 | 0 | 0 | 0
1741 | 89.6794 | 0 | 89.6794 | 42.9 | 2 | 0 | 4 | 8.8462 | 43.1947 | 8.8462 | 43.1947 | 0 | 0 | 11.2615 | 0 | 0 | 0 | 11.2615 | 0 | 58.8103 | 48.9 | 0 | 2.6904 | 70.4902 | 0 | 0 | 0
1742 | 91.0494 | 0 | 91.0494 | 42.9 | 2 | 7.1054e-15 | 4 | 12.612 | 41.5925 | 12.161 | 40.1051 | 0.451 | 1.4873 | 6.2605 | 0 | 3.8562 | 0 | 10.1167 | 0 | 68 | 48.9 | 0 | 2.7315 | 60.3977 | 0 | 0 | 0
1743 | 86.293 | 0 | 86.293 | 42.9 | 2 | 0 | 4 | 10.8727 | 33.2762 | 9.2089 | 28.1841 | 1.6638 | 5.0921 | 0 | 0 | 0 | 0 | 0 | 0 | 68 | 48.9 | 0 | 2.5888 | 83.0158 | 0 | 0 | 0
1744 | 92.0278 | 0 | 92.0278 | 42.9 | 2 | 6.5594 | 4.7757 | 11.4785 | 24.3141 | 11.4785 | 24.3141 | 0 | 0 | 0 | 0 | 0 | 0 | 0 | 0 | 68 | 49.6757 | 0 | 2.7608 | 77.3243 | 0 | 0 | 0
1745 | 96.8066 | 0 | 96.8066 | 45.6352 | 2 | 8.1537 | 10 | 13.9698 | 12.9329 | 13.9698 | 12.9329 | 0 | 0 | 0 | 0 | 0 | 4.1148 | 0 | 4.1148 | 63.5368 | 57.6352 | 0 | 2.9042 | 65.2499 | 0 | 0 | 0
1746 | 101.7515 | 0 | 101.7515 | 45.6801 | 2 | 10.5213 | 10 | 11.5501 | 5.9791e-15 | 11.5501 | 5.9791e-15 | 0 | 0 | 0 | 12 | 0 | 10 | 0 | 22 | 39.357 | 57.6801 | 0 | 3.0525 | 47.3199 | 0 | 0 | 0
1747 | 106.555 | 0 | 106.555 | 55 | 2.817 | 11.1103 | 10 | 11.3035 | 0 | 11.3035 | 0 | 0 | 0 | 0 | 12 | 0 | 4.3242 | 0 | 16.3242 | 21.3333 | 67.817 | 0 | 3.1967 | 37.183 | 0 | 0 | 0
1748 | 111.2091 | 0 | 111.2091 | 55 | 8.3416 | 11.2688 | 10 | 14.5986 | 0 | 14.5986 | 0 | 0 | 0 | 0 | 12 | 0 | 0 | 0 | 12 | 8 | 73.3416 | 0 | 3.3363 | 31.6584 | 0 | 0 | 0
1749 | 106.5709 | 0 | 106.5709 | 55 | 9.6988 | 10.8142 | 10 | 13.8578 | 0 | 13.8578 | 0 | 0 | 0 | 0 | 7.2 | 0 | 0 | 0 | 7.2 | 0 | 74.6988 | 0 | 3.1971 | 30.3012 | 0 | 0 | 0
1750 | 104.3042 | 0 | 104.3042 | 55 | 16.5438 | 10.7674 | 10 | 11.993 | 0 | 11.993 | 0 | 0 | 0 | 0 | 0 | 0 | 0 | 0 | 0 | 0 | 81.5438 | 0 | 3.1291 | 23.4562 | 0 | 0 | -1.4211e-14
1751 | 99.1528 | 0 | 99.1528 | 55 | 12.1504 | 10.1872 | 10 | 11.8152 | 0 | 11.8152 | 0 | 0 | 0 | 0 | 0 | 0 | 0 | 0 | 0 | 0 | 77.1504 | 0 | 2.9746 | 27.8496 | 0 | 0 | 0
1752 | 90.8585 | 0 | 90.8585 | 52.9083 | 2 | 8.5708 | 10 | 17.3794 | 0 | 17.3794 | 0 | 0 | 0 | 0 | 0 | 0 | 0 | 0 | 0 | 0 | 64.9083 | 0 | 2.7258 | 40.0917 | 0 | 1.4211e-14 | 0
1753 | 90.6782 | 0 | 90.6782 | 52.613 | 2 | 8.5318 | 10 | 17.5335 | 0 | 17.5335 | 0 | 0 | 0 | 0 | 0 | 0 | 0 | 0 | 0 | 0 | 64.613 | 0 | 2.7203 | 40.387 | 0 | 1.4211e-14 | 0
1754 | 92.3127 | 0 | 92.3127 | 51.8173 | 2 | 8.4267 | 10 | 20.0688 | 0 | 20.0688 | 0 | 0 | 0 | 0 | 0 | 0 | 0 | 0 | 0 | 0 | 63.8173 | 0 | 2.7694 | 41.1827 | 0 | 0 | 0
1755 | 93.6919 | 0 | 93.6919 | 55 | 2.4318 | 8.904 | 10 | 17.3561 | 0 | 17.3561 | 0 | 0 | 0 | 0 | 0 | 0 | 0 | 0 | 0 | 0 | 67.4318 | 0 | 2.8108 | 37.5682 | 0 | 0 | 0
1756 | 93.4564 | 0 | 93.4564 | 55 | 2.2726 | 8.8829 | 10 | 17.3009 | 0 | 17.3009 | 0 | 0 | 0 | 0 | 0 | 0 | 0 | 0 | 0 | 0 | 67.2726 | 0 | 2.8037 | 37.7274 | 0 | 0 | 0
1757 | 90.4312 | 0 | 90.4312 | 53.4524 | 2 | 8.6426 | 10 | 16.3362 | 0 | 16.3362 | 0 | 0 | 0 | 0 | 0 | 0 | 0 | 0 | 0 | 0 | 65.4524 | 0 | 2.7129 | 39.5476 | 0 | 0 | 0
1758 | 94.7656 | 0 | 94.7656 | 55 | 2.2363 | 8.8781 | 10 | 18.6512 | 0 | 18.6512 | 0 | 0 | 0 | 0 | 0 | 0 | 0 | 0 | 0 | 0 | 67.2363 | 0 | 2.843 | 37.7637 | 0 | 0 | 0
1759 | 92.5647 | 0 | 92.5647 | 47.5411 | 2 | 7.862 | 10 | 14.3842 | 10.7774 | 14.3842 | 10.7774 | 0 | 0 | 0 | 0 | 0 | 0 | 0 | 0 | 0 | 59.5411 | 0 | 2.7769 | 45.4589 | 0 | 0 | 0
1760 | 89.9649 | 0 | 89.9649 | 42.9 | 2 | 4.1845 | 4 | 15.9007 | 20.9797 | 15.9007 | 20.9797 | 0 | 0 | 0 | 0 | 0 | 0 | 0 | 0 | 0 | 48.9 | 0 | 2.6989 | 58.1074 | 0 | 0 | 0
1761 | 91.6574 | 0 | 91.6574 | 42.9 | 2 | 0 | 4 | 16.2608 | 31.0915 | 16.2608 | 31.0915 | 0 | 0 | 4.5949 | 0 | 0 | 0 | 4.5949 | 0 | 4.1354 | 48.9 | 0 | 2.7497 | 61.2678 | 0 | 0 | 0
1762 | 91.8409 | 0 | 91.8409 | 42.9 | 2 | 0 | 4 | 13.7442 | 35.0164 | 13.7442 | 35.0164 | 0 | 0 | 5.8197 | 0 | 0 | 0 | 5.8197 | 0 | 9.3732 | 48.9 | 0 | 2.7552 | 61.125 | 0 | 0 | 0
1763 | 91.3813 | 0 | 91.3813 | 42.9 | 2 | 0 | 4 | 14.4668 | 45.9134 | 14.4668 | 45.9134 | 0 | 0 | 12 | 0 | 5.8988 | 0 | 17.8988 | 0 | 25.6116 | 48.9 | 0 | 2.7414 | 59.716 | 0 | 0 | 0
1764 | 91.1224 | 0 | 91.1224 | 42.9 | 2 | 7.1054e-15 | 4 | 14.5072 | 44.7546 | 14.5072 | 44.7546 | 0 | 0 | 12 | 0 | 5.0394 | 0 | 17.0394 | 0 | 41.0577 | 48.9 | 0 | 2.7337 | 59.8163 | 0 | 0 | 0
1765 | 86.778 | 0 | 86.778 | 42.9 | 2 | 0 | 4 | 14.0262 | 38.4858 | 14.0262 | 38.4858 | 0 | 0 | 12 | 0 | 2.6339 | 0 | 14.6339 | 0 | 54.2861 | 48.9 | 0 | 2.6033 | 60.0969 | 0 | 0 | 0
1766 | 86.1723 | 0 | 86.1723 | 42.9 | 2 | 0 | 4 | 16.0191 | 37.3177 | 15.7113 | 36.6006 | 0.30785 | 0.71715 | 6.9187 | 0 | 8.1209 | 0 | 15.0396 | 0 | 68 | 48.9 | 0 | 2.5852 | 59.93 | 0 | 1.4211e-14 | 0
1767 | 89.195 | 0 | 89.195 | 42.9 | 2 | 0 | 4 | 14.9266 | 32.6148 | 12.6515 | 27.6435 | 2.2752 | 4.9713 | 0 | 0 | 0 | 0 | 0 | 0 | 68 | 48.9 | 0 | 2.6758 | 82.9586 | 0 | 1.4211e-14 | 0
1768 | 92.1654 | 0 | 92.1654 | 42.9 | 2 | 4.6471 | 4 | 16.1738 | 22.4444 | 16.1738 | 22.4444 | 0 | 0 | 0 | 0 | 0 | 0 | 0 | 0 | 68 | 48.9 | 0 | 2.765 | 79.6987 | 0 | 0 | 0
1769 | 96.6369 | 0 | 96.6369 | 42.9 | 2 | 8.3072 | 9.5525 | 14.7305 | 10.687 | 14.7305 | 10.687 | 0 | 0 | 0 | 0 | 0 | 8.4598 | 0 | 8.4598 | 58.8241 | 54.4525 | 0 | 2.8991 | 64.0877 | 0 | 0 | 0
1770 | 101.1582 | 0 | 101.1582 | 42.9 | 2 | 9.813 | 7.8604 | 17.0287 | 5.2116e-15 | 17.0287 | 5.2116e-15 | 0 | 0 | 0 | 11.5767 | 0 | 9.9793 | 0 | 21.556 | 35.137 | 52.7604 | 0 | 3.0347 | 52.6629 | 0 | 0 | -1.4211e-14
1771 | 107.7252 | 0 | 107.7252 | 55 | 3.1695 | 10.5859 | 10 | 16.9698 | 0 | 16.9698 | 0 | 0 | 0 | 0 | 12 | 0 | 0 | 0 | 12 | 21.8037 | 68.1695 | 0 | 3.2318 | 36.8305 | 0 | 0 | 0
1772 | 110.6672 | 0 | 110.6672 | 55 | 6.8076 | 11.0663 | 10 | 15.7934 | 0 | 15.7934 | 0 | 0 | 0 | 0 | 12 | 0 | 0 | 0 | 12 | 8.4703 | 71.8076 | 0 | 3.32 | 33.1924 | 0 | 0 | 0
1773 | 107.0274 | 0 | 107.0274 | 55 | 6.2789 | 10.4186 | 10 | 17.7067 | 0 | 17.7067 | 0 | 0 | 0 | 0 | 7.6233 | 0 | 0 | 0 | 7.6233 | 0 | 71.2789 | 0 | 3.2108 | 33.7211 | 0 | 0 | 0
1774 | 103.0148 | 0 | 103.0148 | 55 | 10.9447 | 10.028 | 10 | 17.0421 | 0 | 17.0421 | 0 | 0 | 0 | 0 | 0 | 0 | 0 | 0 | 0 | 0 | 75.9447 | 0 | 3.0904 | 29.0553 | 0 | 0 | 0
1775 | 99.4281 | 0 | 99.4281 | 55 | 5.8351 | 9.3533 | 10 | 19.2396 | 0 | 19.2396 | 0 | 0 | 0 | 0 | 0 | 0 | 0 | 0 | 0 | 0 | 70.8351 | 0 | 2.9828 | 34.1649 | 0 | 0 | 0
1776 | 88.3468 | 0 | 88.3468 | 50.3211 | 2 | 8.2291 | 10 | 17.7966 | 0 | 17.7966 | 0 | 0 | 0 | 0 | 0 | 0 | 0 | 0 | 0 | 0 | 62.3211 | 0 | 2.6504 | 42.6789 | 0 | 0 | -1.4211e-14
1777 | 89.429 | 0 | 89.429 | 53.2458 | 2 | 8.6153 | 10 | 15.5679 | 0 | 15.5679 | 0 | 0 | 0 | 0 | 0 | 0 | 0 | 0 | 0 | 0 | 65.2458 | 0 | 2.6829 | 39.7542 | 0 | 0 | 0
1778 | 87.204 | 0 | 87.204 | 50.8693 | 2 | 8.3015 | 10 | 16.0332 | 0 | 16.0332 | 0 | 0 | 0 | 0 | 0 | 0 | 0 | 0 | 0 | 0 | 62.8693 | 0 | 2.6161 | 42.1307 | 0 | 0 | 0
1779 | 89.4249 | 0 | 89.4249 | 52.2945 | 2 | 8.4897 | 10 | 16.6407 | 0 | 16.6407 | 0 | 0 | 0 | 0 | 0 | 0 | 0 | 0 | 0 | 0 | 64.2945 | 0 | 2.6827 | 40.7055 | 0 | 0 | 0
1780 | 89.4268 | 0 | 89.4268 | 52.5296 | 2 | 8.5207 | 10 | 16.3765 | 0 | 16.3765 | 0 | 0 | 0 | 0 | 0 | 0 | 0 | 0 | 0 | 0 | 64.5296 | 0 | 2.6828 | 40.4704 | 0 | 0 | 0
1781 | 88.2375 | 0 | 88.2375 | 51.849 | 2 | 8.4309 | 10 | 15.9576 | 0 | 15.9576 | 0 | 0 | 0 | 0 | 0 | 0 | 0 | 0 | 0 | 0 | 63.849 | 0 | 2.6471 | 41.151 | 0 | 0 | 0
1782 | 91.2266 | 0 | 91.2266 | 53.9812 | 2 | 8.7124 | 10 | 16.5329 | 0 | 16.5329 | 0 | 0 | 0 | 0 | 0 | 0 | 0 | 0 | 0 | 0 | 65.9812 | 0 | 2.7368 | 39.0188 | 0 | 0 | 0
1783 | 92.1867 | 0 | 92.1867 | 46.5243 | 2 | 7.7278 | 10 | 14.344 | 11.5907 | 14.344 | 11.5907 | 0 | 0 | 0 | 0 | 0 | 0 | 0 | 0 | 0 | 58.5243 | 0 | 2.7656 | 46.4757 | 0 | 0 | 0
1784 | 91.7759 | 0 | 91.7759 | 42.9 | 2 | 6.2688 | 4 | 13.6656 | 22.9415 | 13.6656 | 22.9415 | 0 | 0 | 0 | 0 | 0 | 0 | 0 | 0 | 0 | 48.9 | 0 | 2.7533 | 56.2662 | 0 | 0 | 0
1785 | 88.2019 | 0 | 88.2019 | 42.9 | 2 | 0 | 4 | 13.1254 | 33.5972 | 13.1254 | 33.5972 | 0 | 0 | 7.4206 | 0 | 0 | 0 | 7.4206 | 0 | 6.6786 | 48.9 | 0 | 2.6461 | 60.9382 | 0 | 0 | 0
1786 | 89.9215 | 0 | 89.9215 | 42.9 | 2 | 7.1054e-15 | 4 | 14.8243 | 43.3971 | 14.8243 | 43.3971 | 0 | 0 | 12 | 0 | 5.1999 | 0 | 17.1999 | 0 | 22.2727 | 48.9 | 0 | 2.6976 | 59.7976 | 0 | 0 | 0
1787 | 89.9711 | 0 | 89.9711 | 42.9 | 2 | 1.4211e-14 | 4 | 12.3205 | 47.071 | 12.3205 | 47.071 | 0 | 0 | 12 | 0 | 6.3204 | 0 | 18.3204 | 0 | 38.8998 | 48.9 | 0 | 2.6991 | 59.6669 | 0 | 0 | 0
1788 | 87.4373 | 0 | 87.4373 | 42.9 | 2 | 7.1054e-15 | 4 | 15.5739 | 46.8366 | 15.1065 | 45.4308 | 0.46743 | 1.4057 | 12 | 0 | 10 | 0 | 22 | 0 | 58.9193 | 48.9 | 0 | 2.6231 | 59.0192 | 0 | 0 | 0
1789 | 86.1809 | 0 | 86.1809 | 42.9 | 2 | 0 | 4 | 13.7883 | 43.6825 | 11.364 | 36.0023 | 2.4242 | 7.6802 | 9.9127 | 0 | 0.17273 | 0 | 10.0854 | 0 | 68 | 48.9 | 0 | 2.5854 | 59.4488 | 0 | 3.5527e-15 | 0
1790 | 85.4669 | 0 | 85.4669 | 42.9 | 2 | 0 | 4 | 13.384 | 37.9221 | 9.539 | 27.0278 | 3.845 | 10.8943 | 0 | 0 | 0 | 0 | 0 | 0 | 68 | 48.9 | 0 | 2.564 | 82.0846 | 0 | 0 | 0
1791 | 86.4469 | 0 | 86.4469 | 42.9 | 2 | 0 | 4 | 13.6931 | 33.1025 | 10.9868 | 26.5601 | 2.7063 | 6.5424 | 0 | 0 | 0 | 0 | 0 | 0 | 68 | 48.9 | 0 | 2.5934 | 82.725 | 0 | 0 | 0
1792 | 87.1796 | 0 | 87.1796 | 42.9 | 2 | 7.1054e-15 | 4 | 13.7824 | 24.7441 | 13.6941 | 24.5855 | 0.088358 | 0.15863 | 0 | 0 | 0 | 0 | 0 | 0 | 68 | 48.9 | 0 | 2.6154 | 83.775 | 0 | 0 | 0
1793 | 92.8126 | 0 | 92.8126 | 44.9442 | 2 | 7.7858 | 10 | 14.0149 | 12.0478 | 14.0149 | 12.0478 | 0 | 0 | 0 | 0 | 0 | 2.0198 | 0 | 2.0198 | 65.8092 | 56.9442 | 0 | 2.7844 | 68.036 | 0 | 1.4211e-14 | 0
1794 | 100.3959 | 0 | 100.3959 | 43.074 | 2 | 9.9683 | 10 | 14.9355 | 6.2225e-15 | 14.9355 | 6.2225e-15 | 0 | 0 | 0 | 10.4182 | 0 | 10 | 0 | 20.4182 | 43.3869 | 55.074 | 0 | 3.0119 | 51.5078 | 0 | 0 | 0
1795 | 102.8265 | 0 | 102.8265 | 45.8707 | 2 | 10.0736 | 10 | 16.463 | 0 | 16.463 | 0 | 0 | 0 | 0 | 12 | 0 | 6.4193 | 0 | 18.4193 | 23.0909 | 57.8707 | 0 | 3.0848 | 47.1293 | 0 | 0 | 0
1796 | 111.1245 | 0 | 111.1245 | 55 | 7.1148 | 11.1069 | 10 | 15.9028 | 0 | 15.9028 | 0 | 0 | 0 | 0 | 12 | 0 | 0 | 0 | 12 | 9.7576 | 72.1148 | 0 | 3.3337 | 32.8852 | 0 | 0 | 0
1797 | 103.5169 | 0 | 103.5169 | 55 | 3.2106 | 10.1664 | 10 | 16.3582 | 0 | 16.3582 | 0 | 0 | 0 | 0 | 8.7818 | 0 | 0 | 0 | 8.7818 | -1.7764e-15 | 68.2106 | 0 | 3.1055 | 36.7894 | 0 | 0 | 0
1798 | 100.0604 | 0 | 100.0604 | 55 | 9.4267 | 9.8276 | 10 | 15.8061 | 0 | 15.8061 | 0 | 0 | 0 | 0 | -1.5987e-15 | 0 | 0 | 0 | -1.5987e-15 | 0 | 74.4267 | 0 | 3.0018 | 30.5733 | 0 | 0 | 0
1799 | 98.4463 | 0 | 98.4463 | 55 | 7.0251 | 9.5105 | 10 | 16.9108 | 0 | 16.9108 | 0 | 0 | 0 | 0 | 0 | 0 | 0 | 0 | 0 | 0 | 72.0251 | 0 | 2.9534 | 32.9749 | 0 | 0 | 0
1800 | 90.1199 | 0 | 90.1199 | 55 | 3.5663 | 9.0538 | 10 | 12.4998 | 0 | 12.4998 | 0 | 0 | 0 | 0 | 0 | 0 | 0 | 0 | 0 | 0 | 68.5663 | 0 | 2.7036 | 36.4337 | 0 | 0 | 0
1801 | 89.9881 | 0 | 89.9881 | 55 | 3.477 | 9.042 | 10 | 12.4692 | 0 | 12.4692 | 0 | 0 | 0 | 0 | 0 | 0 | 0 | 0 | 0 | 0 | 68.477 | 0 | 2.6996 | 36.523 | 0 | 0 | 0
1802 | 88.2654 | 0 | 88.2654 | 55 | 2.3171 | 8.8888 | 10 | 12.0595 | 0 | 12.0595 | 0 | 0 | 0 | 0 | 0 | 0 | 0 | 0 | 0 | 0 | 67.3171 | 0 | 2.648 | 37.6829 | 0 | 0 | 0
1803 | 90.5503 | 0 | 90.5503 | 55 | 3.5152 | 9.047 | 10 | 12.9882 | 0 | 12.9882 | 0 | 0 | 0 | 0 | 0 | 0 | 0 | 0 | 0 | 0 | 68.5152 | 0 | 2.7165 | 36.4848 | 0 | 0 | 0
1804 | 89.6216 | 0 | 89.6216 | 55 | 4.0003 | 9.1111 | 10 | 11.5102 | 0 | 11.5102 | 0 | 0 | 0 | 0 | 0 | 0 | 0 | 0 | 0 | 0 | 69.0003 | 0 | 2.6886 | 35.9997 | 0 | 0 | 0
1805 | 92.8037 | 0 | 92.8037 | 55 | 7.1352 | 9.525 | 10 | 11.1436 | 0 | 11.1436 | 0 | 0 | 0 | 0 | 0 | 0 | 0 | 0 | 0 | 0 | 72.1352 | 0 | 2.7841 | 32.8648 | 0 | 0 | 0
1806 | 90.1354 | 0 | 90.1354 | 55 | 5.3153 | 9.2847 | 10 | 10.5353 | 0 | 10.5353 | 0 | 0 | 0 | 0 | 0 | 0 | 0 | 0 | 0 | 0 | 70.3153 | 0 | 2.7041 | 34.6847 | 0 | 0 | 0
1807 | 90.6071 | 0 | 90.6071 | 48.6592 | 2 | 8.0097 | 10 | 9.8151 | 12.123 | 9.8151 | 12.123 | 0 | 0 | 0 | 0 | 0 | 0 | 0 | 0 | 0 | 60.6592 | 0 | 2.7182 | 44.3408 | 0 | 0 | 0
1808 | 88.4846 | 0 | 88.4846 | 42.9 | 2 | 3.8936 | 4 | 9.1661 | 26.5249 | 9.1661 | 26.5249 | 0 | 0 | 0 | 0 | 0 | 0 | 0 | 0 | 0 | 48.9 | 0 | 2.6545 | 58.3643 | 0 | 0 | 0
1809 | 90.4321 | 0 | 90.4321 | 42.9 | 2 | 7.1054e-15 | 4 | 9.4996 | 34.5095 | 9.4996 | 34.5095 | 0 | 0 | 2.4769 | 0 | 0 | 0 | 2.4769 | 0 | 2.2292 | 48.9 | 0 | 2.713 | 61.5149 | 0 | 0 | 0
1810 | 89.6286 | 0 | 89.6286 | 42.9 | 2 | 0 | 4 | 10.0218 | 45.8751 | 10.0218 | 45.8751 | 0 | 0 | 12 | 0 | 3.1683 | 0 | 15.1683 | 0 | 15.9503 | 48.9 | 0 | 2.6889 | 60.0345 | 0 | 0 | 0
1811 | 88.2527 | 0 | 88.2527 | 42.9 | 2 | 0 | 4 | 7.9488 | 50.9825 | 7.9488 | 50.9825 | 0 | 0 | 12 | 0 | 7.5786 | 0 | 19.5786 | 0 | 33.7375 | 48.9 | 0 | 2.6476 | 59.5201 | 0 | 0 | 0
1812 | 85.7413 | 0 | 85.7413 | 42.9 | 2 | 0 | 4 | 7.6115 | 45.0914 | 7.6115 | 45.0914 | 0 | 0 | 12 | 0 | 3.8616 | 0 | 15.8616 | 0 | 48.0977 | 48.9 | 0 | 2.5722 | 59.9537 | 0 | 0 | 0
1813 | 86.4985 | 0 | 86.4985 | 42.9 | 2 | 0 | 4 | 9.2215 | 50.6853 | 8.7253 | 47.9577 | 0.49624 | 2.7275 | 12 | 0 | 7.0845 | 0 | 19.0845 | 0 | 65.4292 | 48.9 | 0 | 2.595 | 59.2017 | 0 | 3.5527e-15 | 0
1814 | 87.8161 | 0 | 87.8161 | 42.9 | 2 | 0 | 4 | 8.451 | 42.8988 | 6.8748 | 34.8977 | 1.5762 | 8.0011 | 2.8564 | 0 | 0 | 0 | 2.8564 | 0 | 68 | 48.9 | 0 | 2.6345 | 70.3535 | 0 | 0 | 0
1815 | 86.2911 | 0 | 86.2911 | 42.9 | 2 | 0 | 4 | 9.8698 | 37.5506 | 7.7824 | 29.6088 | 2.0874 | 7.9418 | 0 | 0 | 0 | 0 | 0 | 0 | 68 | 48.9 | 0 | 2.5887 | 82.634 | 0 | 0 | 0
1816 | 88.0347 | 0 | 88.0347 | 42.9 | 2 | 3.692 | 4 | 9.4322 | 26.0104 | 9.4322 | 26.0104 | 0 | 0 | 0 | 0 | 0 | 0 | 0 | 0 | 68 | 48.9 | 0 | 2.641 | 80.5424 | 0 | 0 | 0
1817 | 96.544 | 0 | 96.544 | 49.1376 | 2 | 8.6598 | 10 | 9.5351 | 12.7661 | 9.5351 | 12.7661 | 0 | 0 | 0 | 0 | 0 | 4.4454 | 0 | 4.4454 | 63.1783 | 61.1376 | 0 | 2.8963 | 61.417 | 0 | 0 | 0
1818 | 101.3444 | 0 | 101.3444 | 47.3322 | 2 | 10.4822 | 10 | 11.4779 | 6.0674e-15 | 11.4779 | 6.0674e-15 | 0 | 0 | 0 | 10.0521 | 0 | 10 | 0 | 20.0521 | 41.1628 | 59.3322 | 0 | 3.0403 | 47.6157 | 0 | 0 | 0
1819 | 102.369 | 0 | 102.369 | 53.6177 | 2 | 10.7763 | 10 | 9.9813 | 0 | 9.9813 | 0 | 0 | 0 | 0 | 12 | 0 | 3.9937 | 0 | 15.9937 | 23.4977 | 65.6177 | 0 | 3.0711 | 39.3823 | 0 | 0 | 0
1820 | 110.3582 | 0 | 110.3582 | 55 | 9.1844 | 11.3801 | 10 | 12.7937 | 0 | 12.7937 | 0 | 0 | 0 | 0 | 12 | 0 | 0 | 0 | 12 | 10.1643 | 74.1844 | 0 | 3.3107 | 30.8156 | 0 | 0 | 0
1821 | 106.3546 | 0 | 106.3546 | 55 | 8.503 | 10.9136 | 10 | 12.7901 | 0 | 12.7901 | 0 | 0 | 0 | 0 | 9.1479 | 0 | 0 | 0 | 9.1479 | 0 | 73.503 | 0 | 3.1906 | 31.497 | 0 | 0 | 0
1822 | 101.3294 | 0 | 101.3294 | 55 | 14.3 | 10.4711 | 10 | 11.5582 | 0 | 11.5582 | 0 | 0 | 0 | 0 | 0 | 0 | 0 | 0 | 0 | 0 | 79.3 | 0 | 3.0399 | 25.7 | 0 | 0 | 0
1823 | 95.266 | 0 | 95.266 | 55 | 6.8896 | 9.4926 | 10 | 13.8839 | 0 | 13.8839 | 0 | 0 | 0 | 0 | 0 | 0 | 0 | 0 | 0 | 0 | 71.8896 | 0 | 2.858 | 33.1104 | 0 | 0 | 0
1824 | 83.5626 | 0 | 83.5626 | 54.7399 | 2 | 8.8126 | 10 | 8.0101 | 0 | 8.0101 | 0 | 0 | 0 | 0 | 0 | 0 | 0 | 0 | 0 | 0 | 66.7399 | 0 | 2.5069 | 38.2601 | 0 | 0 | -1.4211e-14
1825 | 86.5124 | 0 | 86.5124 | 55 | 2.9629 | 8.9741 | 10 | 9.5753 | 0 | 9.5753 | 0 | 0 | 0 | 0 | 0 | 0 | 0 | 0 | 0 | 0 | 67.9629 | 0 | 2.5954 | 37.0371 | 0 | 0 | 0
1826 | 88.5309 | 0 | 88.5309 | 55 | 4.8692 | 9.2258 | 10 | 9.436 | 0 | 9.436 | 0 | 0 | 0 | 0 | 0 | 0 | 0 | 0 | 0 | 0 | 69.8692 | 0 | 2.6559 | 35.1308 | 0 | 0 | 0
1827 | 89.5964 | 0 | 89.5964 | 55 | 6.7695 | 9.4767 | 10 | 8.3502 | 0 | 8.3502 | 0 | 0 | 0 | 0 | 0 | 0 | 0 | 0 | 0 | 0 | 71.7695 | 0 | 2.6879 | 33.2305 | 0 | 0 | 0
1828 | 88.5157 | 0 | 88.5157 | 55 | 5.5172 | 9.3114 | 10 | 8.6872 | 0 | 8.6872 | 0 | 0 | 0 | 0 | 0 | 0 | 0 | 0 | 0 | 0 | 70.5172 | 0 | 2.6555 | 34.4828 | 0 | 0 | 0
1829 | 89.2832 | 0 | 89.2832 | 55 | 6.9134 | 9.4957 | 10 | 7.874 | 0 | 7.874 | 0 | 0 | 0 | 0 | 0 | 0 | 0 | 0 | 0 | 0 | 71.9134 | 0 | 2.6785 | 33.0866 | 0 | 0 | 0
1830 | 90.6324 | 0 | 90.6324 | 55 | 8.203 | 9.666 | 10 | 7.7634 | 0 | 7.7634 | 0 | 0 | 0 | 0 | 0 | 0 | 0 | 0 | 0 | 0 | 73.203 | 0 | 2.719 | 31.797 | 0 | 0 | -1.4211e-14
1831 | 90.4327 | 0 | 90.4327 | 53.3321 | 2 | 8.6267 | 10 | 5.7312 | 10.7426 | 5.7312 | 10.7426 | 0 | 0 | 0 | 0 | 0 | 0 | 0 | 0 | 0 | 65.3321 | 0 | 2.713 | 39.6679 | 0 | 0 | 0
1832 | 88.1337 | 0 | 88.1337 | 42.9 | 2 | 7.2027 | 9.6474 | 6.0503 | 20.3332 | 6.0503 | 20.3332 | 0 | 0 | 0 | 0 | 0 | 0 | 0 | 0 | 0 | 54.5474 | 0 | 2.644 | 50.4526 | 0 | 0 | 0
1833 | 85.6647 | 0 | 85.6647 | 42.9 | 2 | 0.029908 | 4 | 7.295 | 29.4398 | 7.295 | 29.4398 | 0 | 0 | 0 | 0 | 0 | 0 | 0 | 0 | 0 | 48.9 | 0 | 2.5699 | 61.7774 | 0 | 0 | 0
1834 | 86.7306 | 0 | 86.7306 | 42.9 | 2 | 0 | 4 | 4.9536 | 36.896 | 4.9536 | 36.896 | 0 | 0 | 4.0189 | 0 | 0 | 0 | 4.0189 | 0 | 3.617 | 48.9 | 0 | 2.6019 | 61.335 | 0 | 0 | 0
1835 | 84.6123 | 0 | 84.6123 | 42.9 | 2 | 0 | 4 | 5.2634 | 39.8704 | 5.2634 | 39.8704 | 0 | 0 | 9.4214 | 0 | 0 | 0 | 9.4214 | 0 | 12.0963 | 48.9 | 0 | 2.5384 | 60.7049 | 0 | 0 | 0
1836 | 85.282 | 0 | 85.282 | 42.9 | 2 | 0 | 4 | 6.4115 | 37.0138 | 6.4115 | 37.0138 | 0 | 0 | 7.0433 | 0 | 0 | 0 | 7.0433 | 0 | 18.4353 | 48.9 | 0 | 2.5585 | 60.9823 | 0 | 0 | 0
1837 | 84.1883 | 0 | 84.1883 | 42.9 | 2 | 7.1054e-15 | 4 | 6.1184 | 39.547 | 6.1184 | 39.547 | 0 | 0 | 10.377 | 0 | 0 | 0 | 10.377 | 0 | 27.7746 | 48.9 | 0 | 2.5256 | 60.5934 | 0 | 0 | 0
1838 | 86.1213 | 0 | 86.1213 | 42.9 | 2 | 0 | 4 | 5.2046 | 33.9065 | 5.2046 | 33.9065 | 0 | 0 | 1.8898 | 0 | 0 | 0 | 1.8898 | 0 | 29.4754 | 48.9 | 0 | 2.5836 | 61.5834 | 0 | 0 | 0
1839 | 81.8402 | 0 | 81.8402 | 42.9 | 2 | 0 | 4 | 9.8029 | 28.2508 | 9.8029 | 28.2508 | 0 | 0 | 5.1135 | 0 | 0 | 0 | 5.1135 | 0 | 34.0776 | 48.9 | 0 | 2.4552 | 61.2073 | 0 | 0 | 0
1840 | 86.5052 | 0 | 86.5052 | 42.9 | 2 | 6.9107 | 7.4367 | 7.0746 | 20.1831 | 7.0746 | 20.1831 | 0 | 0 | 0 | 0 | 0 | 0 | 0 | 0 | 34.0776 | 52.3367 | 0 | 2.5952 | 64.6633 | 0 | 0 | 0
1841 | 91.7482 | 0 | 91.7482 | 51.0053 | 2 | 8.7072 | 10 | 6.0165 | 11.0832 | 6.0165 | 11.0832 | 0 | 0 | 0 | 2.9361 | 0 | 0 | 0 | 2.9361 | 30.8153 | 63.0053 | 0 | 2.7524 | 51.0586 | 0 | 0 | 0
1842 | 98.245 | 0 | 98.245 | 55 | 3.8743 | 10.679 | 10 | 6.6918 | 5.0407e-15 | 6.6918 | 5.0407e-15 | 0 | 0 | 0 | 12 | 0 | 0 | 0 | 12 | 17.482 | 68.8743 | 0 | 2.9474 | 36.1257 | 0 | 0 | 0
1843 | 104.2436 | 0 | 104.2436 | 55 | 7.3444 | 11.1372 | 10 | 8.762 | 0 | 8.762 | 0 | 0 | 0 | 0 | 12 | 0 | 0 | 0 | 12 | 4.1486 | 72.3444 | 0 | 3.1273 | 32.6556 | 0 | 0 | 0
1844 | 107.8854 | 0 | 107.8854 | 55 | 17.824 | 11.4294 | 10 | 9.8982 | 0 | 9.8982 | 0 | 0 | 0 | 0 | 3.7338 | 0 | 0 | 0 | 3.7338 | 0 | 82.824 | 0 | 3.2366 | 22.176 | 0 | 0 | 0
1845 | 101.7098 | 0 | 101.7098 | 55 | 18.0027 | 10.96 | 10 | 7.7472 | 0 | 7.7472 | 0 | 0 | 0 | 0 | 0 | 0 | 0 | 0 | 0 | 0 | 83.0027 | 0 | 3.0513 | 21.9973 | 0 | 0 | 0
1846 | 97.1158 | 0 | 97.1158 | 55 | 13.7894 | 10.4037 | 10 | 7.9227 | 0 | 7.9227 | 0 | 0 | 0 | 0 | 0 | 0 | 0 | 0 | 0 | 0 | 78.7894 | 0 | 2.9135 | 26.2106 | 0 | 0 | 0
1847 | 96.5291 | 0 | 96.5291 | 55 | 13.4959 | 10.3649 | 10 | 7.6683 | 0 | 7.6683 | 0 | 0 | 0 | 0 | 0 | 0 | 0 | 0 | 0 | 0 | 78.4959 | 0 | 2.8959 | 26.5041 | 0 | 0 | 0
1848 | 89.6248 | 0 | 89.6248 | 55 | 6.7976 | 9.4804 | 10 | 8.3468 | 0 | 8.3468 | 0 | 0 | 0 | 0 | 0 | 0 | 0 | 0 | 0 | 0 | 71.7976 | 0 | 2.6887 | 33.2024 | 0 | 0 | 0
1849 | 92.4862 | 0 | 92.4862 | 55 | 8.8995 | 9.758 | 10 | 8.8287 | 0 | 8.8287 | 0 | 0 | 0 | 0 | 0 | 0 | 0 | 0 | 0 | 0 | 73.8995 | 0 | 2.7746 | 31.1005 | 0 | 0 | 0
1850 | 92.5876 | 0 | 92.5876 | 55 | 10.8584 | 10.0167 | 10 | 6.7125 | 0 | 6.7125 | 0 | 0 | 0 | 0 | 0 | 0 | 0 | 0 | 0 | 0 | 75.8584 | 0 | 2.7776 | 29.1416 | 0 | 0 | 0
1851 | 89.6231 | 0 | 89.6231 | 55 | 5.9205 | 9.3646 | 10 | 9.3379 | 0 | 9.3379 | 0 | 0 | 0 | 0 | 0 | 0 | 0 | 0 | 0 | 0 | 70.9205 | 0 | 2.6887 | 34.0795 | 0 | 0 | 0
1852 | 90.7028 | 0 | 90.7028 | 55 | 8.181 | 9.6631 | 10 | 7.8587 | 0 | 7.8587 | 0 | 0 | 0 | 0 | 0 | 0 | 0 | 0 | 0 | 0 | 73.181 | 0 | 2.7211 | 31.819 | 0 | 0 | 0
1853 | 90.4469 | 0 | 90.4469 | 55 | 9.163 | 9.7928 | 10 | 6.4911 | 0 | 6.4911 | 0 | 0 | 0 | 0 | 0 | 0 | 0 | 0 | 0 | 0 | 74.163 | 0 | 2.7134 | 30.837 | 0 | 0 | -1.4211e-14
1854 | 92.5826 | 0 | 92.5826 | 55 | 10.4075 | 9.9571 | 10 | 7.218 | 0 | 7.218 | 0 | 0 | 0 | 0 | 0 | 0 | 0 | 0 | 0 | 0 | 75.4075 | 0 | 2.7775 | 29.5925 | 0 | 1.4211e-14 | 0
1855 | 94.11 | 0 | 94.11 | 55 | 2.6666 | 8.935 | 10 | 6.8455 | 10.663 | 6.8455 | 10.663 | 0 | 0 | 0 | 0 | 0 | 0 | 0 | 0 | 0 | 67.6666 | 0 | 2.8233 | 37.3334 | 0 | 0 | 0
1856 | 92.1468 | 0 | 92.1468 | 44.6461 | 2 | 7.4798 | 10 | 5.4329 | 22.588 | 5.4329 | 22.588 | 0 | 0 | 0 | 0 | 0 | 0 | 0 | 0 | 0 | 56.6461 | 0 | 2.7644 | 48.3539 | 0 | 0 | 0
1857 | 93.0957 | 0 | 93.0957 | 42.9 | 2 | 6.0061 | 4 | 5.9075 | 32.282 | 5.9075 | 32.282 | 0 | 0 | 0 | 0 | 0 | 0 | 0 | 0 | 0 | 48.9 | 0 | 2.7929 | 56.4983 | 0 | 0 | 0
1858 | 90.2465 | 0 | 90.2465 | 42.9 | 2 | 1.4211e-14 | 4 | 7.8801 | 37.5624 | 7.8801 | 37.5624 | 0 | 0 | 4.096 | 0 | 0 | 0 | 4.096 | 0 | 3.6864 | 48.9 | 0 | 2.7074 | 61.326 | 0 | 0 | 0
1859 | 91.6152 | 0 | 91.6152 | 42.9 | 2 | 0 | 4 | 3.9703 | 43.639 | 3.9703 | 43.639 | 0 | 0 | 4.8941 | 0 | 0 | 0 | 4.8941 | 0 | 8.0911 | 48.9 | 0 | 2.7485 | 61.2329 | 0 | 0 | 0
1860 | 89.6975 | 0 | 89.6975 | 42.9 | 2 | 0 | 4 | 5.0741 | 51.2874 | 5.0741 | 51.2874 | 0 | 0 | 12 | 0 | 3.564 | 0 | 15.564 | 0 | 22.1769 | 48.9 | 0 | 2.6909 | 59.9884 | 0 | 0 | 0
1861 | 88.811 | 0 | 88.811 | 42.9 | 2 | 0 | 4 | 4.9118 | 46.7844 | 4.9118 | 46.7844 | 0 | 0 | 11.7852 | 0 | 0 | 0 | 11.7852 | 0 | 32.7836 | 48.9 | 0 | 2.6643 | 63.4585 | 0 | 0 | 0
1862 | 85.5942 | 0 | 85.5942 | 42.9 | 2 | 0 | 4 | 5.8218 | 34.9862 | 5.8218 | 34.9862 | 0 | 0 | 4.1138 | 0 | 0 | 0 | 4.1138 | 0 | 36.486 | 48.9 | 0 | 2.5678 | 64.3534 | 0 | 0 | 0
1863 | 86.5366 | 0 | 86.5366 | 42.9 | 2 | 0 | 4 | 5.6312 | 38.0195 | 5.6312 | 38.0195 | 0 | 0 | 6.014 | 0 | 0 | 0 | 6.014 | 0 | 41.8986 | 48.9 | 0 | 2.5961 | 64.1317 | 0 | 0 | 0
1864 | 93.7655 | 0 | 93.7655 | 44.1685 | 2 | 7.4167 | 10 | 6.398 | 23.7823 | 6.398 | 23.7823 | 0 | 0 | 0 | 0 | 0 | 0 | 0 | 0 | 41.8986 | 56.1685 | 0 | 2.813 | 63.8609 | 0 | 0 | 0
1865 | 97.6317 | 0 | 97.6317 | 47.9442 | 2 | 9.1058 | 10 | 7.0063 | 12.5589 | 7.0063 | 12.5589 | 0 | 0 | 0 | 5.9871 | 0 | 3.0294 | 0 | 9.0165 | 31.9604 | 59.9442 | 0 | 2.929 | 51.0687 | 0 | 0 | 0
1866 | 102.9877 | 0 | 102.9877 | 55 | 8.4648 | 11.2851 | 10 | 6.2378 | 5.6815e-15 | 6.2378 | 5.6815e-15 | 0 | 0 | 0 | 12 | 0 | 0 | 0 | 12 | 18.6271 | 73.4648 | 0 | 3.0896 | 31.5352 | 0 | 0 | 0
1867 | 107.5213 | 0 | 107.5213 | 55 | 13.0907 | 11.8959 | 10 | 5.5347 | 0 | 5.5347 | 0 | 0 | 0 | 0 | 12 | 0 | 0 | 0 | 12 | 5.2937 | 78.0907 | 0 | 3.2256 | 26.9093 | 0 | 0 | 0
1868 | 109.6536 | 0 | 109.6536 | 55 | 19.7656 | 11.8219 | 10 | 8.3018 | 0 | 8.3018 | 0 | 0 | 0 | 0 | 4.7644 | 0 | 0 | 0 | 4.7644 | 0 | 84.7656 | 0 | 3.2896 | 20.2344 | 0 | 0 | -1.4211e-14
1869 | 108.9732 | 0 | 108.9732 | 55 | 21.861 | 11.4695 | 10 | 10.6428 | 0 | 10.6428 | 0 | 0 | 0 | 0 | 0 | 0 | 0 | 0 | 0 | 0 | 86.861 | 0 | 3.2692 | 18.139 | 0 | 0 | 0
1870 | 101.5878 | 0 | 101.5878 | 55 | 17.0892 | 10.8394 | 10 | 8.6592 | 0 | 8.6592 | 0 | 0 | 0 | 0 | 0 | 0 | 0 | 0 | 0 | 0 | 82.0892 | 0 | 3.0476 | 22.9108 | 0 | 1.4211e-14 | 0
1871 | 96.3357 | 0 | 96.3357 | 55 | 12.1831 | 10.1916 | 10 | 8.961 | 0 | 8.961 | 0 | 0 | 0 | 0 | 0 | 0 | 0 | 0 | 0 | 0 | 77.1831 | 0 | 2.8901 | 27.8169 | 0 | 0 | 0
1872 | 88.4575 | 0 | 88.4575 | 52.7944 | 2 | 8.5557 | 10 | 15.1073 | 0 | 15.1073 | 0 | 0 | 0 | 0 | 0 | 0 | 0 | 0 | 0 | 0 | 64.7944 | 0 | 2.6537 | 40.2056 | 0 | 0 | 0
1873 | 90.6141 | 0 | 90.6141 | 55 | 2.2472 | 8.8796 | 10 | 14.4873 | 0 | 14.4873 | 0 | 0 | 0 | 0 | 0 | 0 | 0 | 0 | 0 | 0 | 67.2472 | 0 | 2.7184 | 37.7528 | 0 | 1.4211e-14 | 0
1874 | 87.9839 | 0 | 87.9839 | 53.9679 | 2 | 8.7107 | 10 | 13.3054 | 0 | 13.3054 | 0 | 0 | 0 | 0 | 0 | 0 | 0 | 0 | 0 | 0 | 65.9679 | 0 | 2.6395 | 39.0321 | 0 | 0 | 0
1875 | 87.7195 | 0 | 87.7195 | 54.0942 | 2 | 8.7273 | 10 | 12.898 | 0 | 12.898 | 0 | 0 | 0 | 0 | 0 | 0 | 0 | 0 | 0 | 0 | 66.0942 | 0 | 2.6316 | 38.9058 | 0 | 0 | 0
1876 | 91.1809 | 0 | 91.1809 | 53.4938 | 2 | 8.6481 | 10 | 17.039 | 0 | 17.039 | 0 | 0 | 0 | 0 | 0 | 0 | 0 | 0 | 0 | 0 | 65.4938 | 0 | 2.7354 | 39.5062 | 0 | 0 | 0
1877 | 92.1555 | 0 | 92.1555 | 55 | 3.9348 | 9.1024 | 10 | 14.1183 | 0 | 14.1183 | 0 | 0 | 0 | 0 | 0 | 0 | 0 | 0 | 0 | 0 | 68.9348 | 0 | 2.7647 | 36.0652 | 0 | 0 | 0
1878 | 92.3945 | 0 | 92.3945 | 55 | 4.6925 | 9.2025 | 10 | 13.4995 | 0 | 13.4995 | 0 | 0 | 0 | 0 | 0 | 0 | 0 | 0 | 0 | 0 | 69.6925 | 0 | 2.7718 | 35.3075 | 0 | 0 | 0
1879 | 90.56 | 0 | 90.56 | 45.6367 | 2 | 7.6106 | 10 | 13.9836 | 11.3291 | 13.9836 | 11.3291 | 0 | 0 | 0 | 0 | 0 | 0 | 0 | 0 | 0 | 57.6367 | 0 | 2.7168 | 47.3633 | 0 | 0 | -1.4211e-14
1880 | 89.4921 | 0 | 89.4921 | 42.9 | 2 | 6.6829 | 5.711 | 13.1845 | 19.0138 | 13.1845 | 19.0138 | 0 | 0 | 0 | 0 | 0 | 0 | 0 | 0 | 0 | 50.611 | 0 | 2.6848 | 54.389 | 0 | 1.4211e-14 | 0
1881 | 87.6302 | 0 | 87.6302 | 42.9 | 2 | 0 | 4 | 14.0365 | 27.505 | 14.0365 | 27.505 | 0 | 0 | 2.8112 | 0 | 0 | 0 | 2.8112 | 0 | 2.5301 | 48.9 | 0 | 2.6289 | 61.4759 | 0 | 0 | 0
1882 | 89.2411 | 0 | 89.2411 | 42.9 | 2 | 7.1054e-15 | 4 | 12.4679 | 33.1714 | 12.4679 | 33.1714 | 0 | 0 | 5.2982 | 0 | 0 | 0 | 5.2982 | 0 | 7.2985 | 48.9 | 0 | 2.6772 | 61.1858 | 0 | 0 | 0
1883 | 86.1269 | 0 | 86.1269 | 42.9 | 2 | 1.4211e-14 | 4 | 11.8426 | 35.0713 | 11.8426 | 35.0713 | 0 | 0 | 9.687 | 0 | 0 | 0 | 9.687 | 0 | 16.0169 | 48.9 | 0 | 2.5838 | 60.6739 | 0 | 0 | 0
1884 | 87.2826 | 0 | 87.2826 | 42.9 | 2 | 0 | 4 | 11.0075 | 38.3422 | 11.0075 | 38.3422 | 0 | 0 | 10.967 | 0 | 0 | 0 | 10.967 | 0 | 25.8871 | 48.9 | 0 | 2.6185 | 60.5246 | 0 | 0 | 0
1885 | 88.9398 | 0 | 88.9398 | 42.9 | 2 | 0 | 4 | 11.8343 | 38.0701 | 11.8343 | 38.0701 | 0 | 0 | 9.8647 | 0 | 0 | 0 | 9.8647 | 0 | 34.7654 | 48.9 | 0 | 2.6682 | 60.6532 | 0 | 0 | 0
1886 | 85.1659 | 0 | 85.1659 | 42.9 | 2 | 0 | 4 | 12.624 | 35.6698 | 12.624 | 35.6698 | 0 | 0 | 12 | 0 | 0.027851 | 0 | 12.0279 | 0 | 45.5911 | 48.9 | 0 | 2.555 | 60.4008 | 0 | 0 | 0
1887 | 86.6843 | 0 | 86.6843 | 42.9 | 2 | 0 | 4 | 9.9656 | 30.4355 | 9.9656 | 30.4355 | 0 | 0 | 2.6168 | 0 | 0 | 0 | 2.6168 | 0 | 47.9462 | 48.9 | 0 | 2.6005 | 61.5222 | 0 | 0 | 0
1888 | 90.3853 | 0 | 90.3853 | 42.9 | 2 | 6.8578 | 7.0354 | 12.117 | 19.4751 | 12.117 | 19.4751 | 0 | 0 | 0 | 0 | 0 | 0 | 0 | 0 | 47.9462 | 51.9354 | 0 | 2.7116 | 65.0882 | 0 | 1.4211e-14 | 0
1889 | 94.3123 | 0 | 94.3123 | 44.9191 | 2 | 8.116 | 10 | 14.0869 | 10.6454 | 14.0869 | 10.6454 | 0 | 0 | 0 | 4.5214 | 0 | 0.023674 | 0 | 4.545 | 42.8967 | 56.9191 | 0 | 2.8294 | 55.5596 | 0 | 0 | 0
1890 | 99.5656 | 0 | 99.5656 | 52.4789 | 2 | 10.0986 | 10 | 12.9881 | 5.0706e-15 | 12.9881 | 5.0706e-15 | 0 | 0 | 0 | 12 | 0 | -3.1987e-18 | 0 | 12 | 29.5634 | 64.4789 | 0 | 2.987 | 40.5211 | 0 | 0 | -1.4211e-14
1891 | 103.658 | 0 | 103.658 | 55 | 3.2832 | 10.6009 | 10 | 12.7738 | 0 | 12.7738 | 0 | 0 | 0 | 0 | 12 | 0 | 0 | 0 | 12 | 16.2301 | 68.2832 | 0 | 3.1097 | 36.7168 | 0 | 0 | 0
1892 | 108.8185 | 0 | 108.8185 | 55 | 7.4538 | 11.1516 | 10 | 13.2131 | 0 | 13.2131 | 0 | 0 | 0 | 0 | 12 | 0 | 0 | 0 | 12 | 2.8967 | 72.4538 | 0 | 3.2646 | 32.5462 | 0 | 0 | 0
1893 | 106.6349 | 0 | 106.6349 | 55 | 13.7255 | 10.7395 | 10 | 14.5629 | 0 | 14.5629 | 0 | 0 | 0 | 0 | 2.6071 | 0 | 0 | 0 | 2.6071 | -4.4409e-16 | 78.7255 | 0 | 3.199 | 26.2745 | 0 | 0 | 0
1894 | 102.8444 | 0 | 102.8444 | 55 | 14.1496 | 10.4512 | 10 | 13.2435 | 0 | 13.2435 | 0 | 0 | 0 | 0 | -3.9968e-16 | 0 | 0 | 0 | -3.9968e-16 | 0 | 79.1496 | 0 | 3.0853 | 25.8504 | 0 | 2.8422e-14 | 0
1895 | 95.7291 | 0 | 95.7291 | 55 | 6.3111 | 9.4162 | 10 | 15.0018 | 0 | 15.0018 | 0 | 0 | 0 | 0 | 0 | 0 | 0 | 0 | 0 | 0 | 71.3111 | 0 | 2.8719 | 33.6889 | 0 | 0 | 0
1896 | 87.6774 | 0 | 87.6774 | 55 | 2.5371 | 8.9179 | 10 | 11.2224 | 0 | 11.2224 | 0 | 0 | 0 | 0 | 0 | 0 | 0 | 0 | 0 | 0 | 67.5371 | 0 | 2.6303 | 37.4629 | 0 | 0 | 0
1897 | 88.6586 | 0 | 88.6586 | 55 | 2.674 | 8.9359 | 10 | 12.0487 | 0 | 12.0487 | 0 | 0 | 0 | 0 | 0 | 0 | 0 | 0 | 0 | 0 | 67.674 | 0 | 2.6598 | 37.326 | 0 | 0 | 0
1898 | 90.7278 | 0 | 90.7278 | 55 | 4.8572 | 9.2242 | 10 | 11.6464 | 0 | 11.6464 | 0 | 0 | 0 | 0 | 0 | 0 | 0 | 0 | 0 | 0 | 69.8572 | 0 | 2.7218 | 35.1428 | 0 | 0 | 0
1899 | 90.8517 | 0 | 90.8517 | 55 | 6.281 | 9.4122 | 10 | 10.1585 | 0 | 10.1585 | 0 | 0 | 0 | 0 | 0 | 0 | 0 | 0 | 0 | 0 | 71.281 | 0 | 2.7256 | 33.719 | 0 | 0 | 0
1900 | 91.4185 | 0 | 91.4185 | 55 | 5.8365 | 9.3535 | 10 | 11.2285 | 0 | 11.2285 | 0 | 0 | 0 | 0 | 0 | 0 | 0 | 0 | 0 | 0 | 70.8365 | 0 | 2.7426 | 34.1635 | 0 | 0 | 0
1901 | 89.8911 | 0 | 89.8911 | 55 | 4.7787 | 9.2139 | 10 | 10.8986 | 0 | 10.8986 | 0 | 0 | 0 | 0 | 0 | 0 | 0 | 0 | 0 | 0 | 69.7787 | 0 | 2.6967 | 35.2213 | 0 | 0 | 0
1902 | 91.2279 | 0 | 91.2279 | 55 | 6.9936 | 9.5063 | 10 | 9.728 | 0 | 9.728 | 0 | 0 | 0 | 0 | 0 | 0 | 0 | 0 | 0 | 0 | 71.9936 | 0 | 2.7368 | 33.0064 | 0 | 0 | 0
1903 | 88.743 | 0 | 88.743 | 46.7495 | 2 | 7.7575 | 10 | 9.083 | 13.153 | 9.083 | 13.153 | 0 | 0 | 0 | 0 | 0 | 0 | 0 | 0 | 0 | 58.7495 | 0 | 2.6623 | 46.2505 | 0 | 0 | 0
1904 | 90.4884 | 0 | 90.4884 | 42.9 | 2 | 7.1793 | 9.4705 | 8.346 | 20.5926 | 8.346 | 20.5926 | 0 | 0 | 0 | 0 | 0 | 0 | 0 | 0 | 0 | 54.3705 | 0 | 2.7147 | 50.6295 | 0 | 0 | -1.4211e-14
1905 | 91.2462 | 0 | 91.2462 | 42.9 | 2 | 0 | 4 | 10.6052 | 36.3658 | 10.6052 | 36.3658 | 0 | 0 | 4.6247 | 0 | 0 | 0 | 4.6247 | 0 | 4.1623 | 48.9 | 0 | 2.7374 | 61.2644 | 0 | 0 | 0
1906 | 87.7527 | 0 | 87.7527 | 42.9 | 2 | 0 | 4 | 9.6039 | 47.2174 | 9.6039 | 47.2174 | 0 | 0 | 12 | 0 | 5.9686 | 0 | 17.9686 | 0 | 20.4651 | 48.9 | 0 | 2.6326 | 59.7079 | 0 | 0 | 0
1907 | 89.9355 | 0 | 89.9355 | 42.9 | 2 | 1.4211e-14 | 4 | 8.0616 | 54.2275 | 8.0616 | 54.2275 | 0 | 0 | 12 | 0 | 9.2536 | 0 | 21.2536 | 0 | 39.7964 | 48.9 | 0 | 2.6981 | 59.3247 | 0 | 0 | 0
1908 | 85.2884 | 0 | 85.2884 | 42.9 | 2 | 0 | 4 | 9.7833 | 55 | 8.2846 | 46.5747 | 1.4987 | 8.4253 | 12 | 0 | 6.4709 | 0 | 18.4709 | 0 | 56.5623 | 48.9 | 0 | 2.5587 | 58.4918 | 0 | 3.5527e-15 | 0
1909 | 86.8349 | 0 | 86.8349 | 42.9 | 2 | 0 | 4 | 8.9066 | 48.7032 | 7.7201 | 42.2148 | 1.1866 | 6.4883 | 12 | 0 | 0 | 0 | 12 | 0 | 67.3623 | 48.9 | 0 | 2.605 | 69.5089 | 0 | 0 | 0
1910 | 83.4914 | 0 | 83.4914 | 42.9 | 2 | 0 | 4 | 10.9082 | 46.3311 | 6.7272 | 28.5728 | 4.181 | 17.7583 | 0.7086 | 0 | 0 | 0 | 0.7086 | 0 | 68 | 48.9 | 0 | 2.5047 | 69.1621 | 0 | 1.5543e-15 | 0
1911 | 84.2198 | 0 | 84.2198 | 42.9 | 2 | 0 | 4 | 9.2167 | 33.3944 | 7.6396 | 27.6802 | 1.5771 | 5.7142 | 0 | 0 | 0 | 0 | 0 | 0 | 68 | 48.9 | 0 | 2.5266 | 82.9533 | 0 | 0 | 0
1912 | 88.481 | 0 | 88.481 | 42.9 | 2 | 4.8701 | 4 | 9.4991 | 25.2118 | 9.4991 | 25.2118 | 0 | 0 | 0 | 0 | 0 | 0 | 0 | 0 | 68 | 48.9 | 0 | 2.6544 | 79.5018 | 0 | 0 | 0
1913 | 94.7974 | 0 | 94.7974 | 48.853 | 2 | 8.2541 | 10 | 9.6331 | 14.4002 | 9.6331 | 14.4002 | 0 | 0 | 0 | 0 | 0 | 1.6571 | 0 | 1.6571 | 66.2026 | 60.853 | 0 | 2.8439 | 64.4899 | 0 | 0 | 0
1914 | 98.246 | 0 | 98.246 | 46.7454 | 2 | 10.4651 | 10 | 8.5264 | 5.6849e-15 | 8.5264 | 5.6849e-15 | 0 | 0 | 0 | 10.5092 | 0 | 10 | 0 | 20.5092 | 43.6793 | 58.7454 | 0 | 2.9474 | 47.7455 | 0 | 0 | 0
1915 | 105.4088 | 0 | 105.4088 | 53.6355 | 2 | 11.1468 | 10 | 9.8445 | 0 | 9.8445 | 0 | 0 | 0 | 0 | 12 | 0 | 6.782 | 0 | 18.782 | 22.9898 | 65.6355 | 0 | 3.1623 | 39.3645 | 0 | 1.4211e-14 | 0
1916 | 106.8667 | 0 | 106.8667 | 55 | 7.1706 | 11.1142 | 10 | 11.5819 | 0 | 11.5819 | 0 | 0 | 0 | 0 | 12 | 0 | 0 | 0 | 12 | 9.6565 | 72.1706 | 0 | 3.206 | 32.8294 | 0 | 0 | 0
1917 | 103.6509 | 0 | 103.6509 | 55 | 8.45 | 10.8462 | 10 | 10.6639 | 0 | 10.6639 | 0 | 0 | 0 | 0 | 8.6908 | 0 | 0 | 0 | 8.6908 | 0 | 73.45 | 0 | 3.1095 | 31.55 | 0 | 0 | 0
1918 | 99.1058 | 0 | 99.1058 | 55 | 12.3852 | 10.2183 | 10 | 11.5023 | 0 | 11.5023 | 0 | 0 | 0 | 0 | 0 | 0 | 0 | 0 | 0 | 0 | 77.3852 | 0 | 2.9732 | 27.6148 | 0 | 0 | -1.4211e-14
1919 | 94.4138 | 0 | 94.4138 | 55 | 7.8424 | 9.6184 | 10 | 11.9531 | 0 | 11.9531 | 0 | 0 | 0 | 0 | 0 | 0 | 0 | 0 | 0 | 0 | 72.8424 | 0 | 2.8324 | 32.1576 | 0 | 0 | 0
1920 | 90.1459 | 0 | 90.1459 | 53.6122 | 2 | 8.6637 | 10 | 15.87 | 0 | 15.87 | 0 | 0 | 0 | 0 | 0 | 0 | 0 | 0 | 0 | 0 | 65.6122 | 0 | 2.7044 | 39.3878 | 0 | 0 | 0
1921 | 91.8758 | 0 | 91.8758 | 55 | 3.3082 | 9.0197 | 10 | 14.548 | 0 | 14.548 | 0 | 0 | 0 | 0 | 0 | 0 | 0 | 0 | 0 | 0 | 68.3082 | 0 | 2.7563 | 36.6918 | 0 | 0 | 0
1922 | 93.0616 | 0 | 93.0616 | 55 | 3.2821 | 9.0162 | 10 | 15.7633 | 0 | 15.7633 | 0 | 0 | 0 | 0 | 0 | 0 | 0 | 0 | 0 | 0 | 68.2821 | 0 | 2.7918 | 36.7179 | 0 | 0 | -1.4211e-14
1923 | 93.4613 | 0 | 93.4613 | 55 | 3.5525 | 9.0519 | 10 | 15.8568 | 0 | 15.8568 | 0 | 0 | 0 | 0 | 0 | 0 | 0 | 0 | 0 | 0 | 68.5525 | 0 | 2.8038 | 36.4475 | 0 | 0 | 0
1924 | 95.3625 | 0 | 95.3625 | 55 | 4.5977 | 9.19 | 10 | 16.5749 | 0 | 16.5749 | 0 | 0 | 0 | 0 | 0 | 0 | 0 | 0 | 0 | 0 | 69.5977 | 0 | 2.8609 | 35.4023 | 0 | 0 | 0
1925 | 96.7506 | 0 | 96.7506 | 55 | 7.6604 | 9.5944 | 10 | 14.4959 | 0 | 14.4959 | 0 | 0 | 0 | 0 | 0 | 0 | 0 | 0 | 0 | 0 | 72.6604 | 0 | 2.9025 | 32.3396 | 0 | 0 | 0
1926 | 96.8769 | 0 | 96.8769 | 55 | 8.2424 | 9.6712 | 10 | 13.9633 | 0 | 13.9633 | 0 | 0 | 0 | 0 | 0 | 0 | 0 | 0 | 0 | 0 | 73.2424 | 0 | 2.9063 | 31.7576 | 0 | 0 | 0
1927 | 96.4131 | 0 | 96.4131 | 51.6031 | 2 | 8.3984 | 10 | 14.0061 | 10.4055 | 14.0061 | 10.4055 | 0 | 0 | 0 | 0 | 0 | 0 | 0 | 0 | 0 | 63.6031 | 0 | 2.8924 | 41.3969 | 0 | 0 | 0
1928 | 93.9747 | 0 | 93.9747 | 42.9 | 2 | 7.0378 | 8.399 | 13.0162 | 20.6217 | 13.0162 | 20.6217 | 0 | 0 | 0 | 0 | 0 | 0 | 0 | 0 | 0 | 53.299 | 0 | 2.8192 | 51.701 | 0 | 0 | 0
1929 | 94.4935 | 0 | 94.4935 | 42.9 | 2 | 1.6567 | 4 | 14.0457 | 29.891 | 14.0457 | 29.891 | 0 | 0 | 0 | 0 | 0 | 0 | 0 | 0 | 0 | 48.9 | 0 | 2.8348 | 60.3403 | 0 | 0 | 0
1930 | 92.7356 | 0 | 92.7356 | 42.9 | 2 | 0 | 4 | 13.0825 | 37.4396 | 13.0825 | 37.4396 | 0 | 0 | 6.6866 | 0 | 0 | 0 | 6.6866 | 0 | 6.0179 | 48.9 | 0 | 2.7821 | 61.0239 | 0 | 0 | 0
1931 | 91.0122 | 0 | 91.0122 | 42.9 | 2 | 0 | 4 | 14.4916 | 39.265 | 14.4916 | 39.265 | 0 | 0 | 11.6444 | 0 | 0 | 0 | 11.6444 | 0 | 16.4979 | 48.9 | 0 | 2.7304 | 60.4456 | 0 | 0 | 0
1932 | 92.7638 | 0 | 92.7638 | 42.9 | 2 | 0 | 4 | 12.003 | 41.1908 | 12.003 | 41.1908 | 0 | 0 | 9.33 | 0 | 0 | 0 | 9.33 | 0 | 24.8949 | 48.9 | 0 | 2.7829 | 60.7155 | 0 | 0 | 0
1933 | 91.666 | 0 | 91.666 | 42.9 | 2 | 0 | 4 | 12.9071 | 39.4435 | 12.9071 | 39.4435 | 0 | 0 | 9.5846 | 0 | 0 | 0 | 9.5846 | 0 | 33.521 | 48.9 | 0 | 2.75 | 60.6858 | 0 | 0 | 0
1934 | 92.4018 | 0 | 92.4018 | 42.9 | 2 | 0 | 4 | 13.9022 | 34.5862 | 13.9022 | 34.5862 | 0 | 0 | 4.9865 | 0 | 0 | 0 | 4.9865 | 0 | 38.0089 | 48.9 | 0 | 2.7721 | 61.2222 | 0 | 0 | 0
1935 | 89.5842 | 0 | 89.5842 | 42.9 | 2 | 1.9567 | 4 | 12.6131 | 26.1143 | 12.6131 | 26.1143 | 0 | 0 | 0 | 0 | 0 | 0 | 0 | 0 | 38.0089 | 48.9 | 0 | 2.6875 | 72.0753 | 0 | 0 | 0
1936 | 92.4661 | 0 | 92.4661 | 42.9 | 2 | 6.7306 | 6.0726 | 14.3467 | 20.4162 | 14.3467 | 20.4162 | 0 | 0 | 0 | 0 | 0 | 0 | 0 | 0 | 38.0089 | 50.9726 | 0 | 2.774 | 66.0274 | 0 | 0 | 0
1937 | 96.2638 | 0 | 96.2638 | 42.9 | 2 | 8.5435 | 8.8589 | 11.8162 | 11.2019 | 11.8162 | 11.2019 | 0 | 0 | 0 | 10.9432 | 0 | 0 | 0 | 10.9432 | 25.8498 | 53.7589 | 0 | 2.8879 | 52.2978 | 0 | 0 | 0
1938 | 103.2486 | 0 | 103.2486 | 53.445 | 2 | 10.2261 | 10 | 15.5774 | 5.2134e-15 | 15.5774 | 5.2134e-15 | 0 | 0 | 0 | 12 | 0 | 0 | 0 | 12 | 12.5164 | 65.445 | 0 | 3.0975 | 39.555 | 0 | 0 | 0
1939 | 110.8407 | 0 | 110.8407 | 55 | 8.9659 | 11.2542 | 10 | 14.3558 | 0 | 14.3558 | 0 | 0 | 0 | 0 | 11.2648 | 0 | 0 | 0 | 11.2648 | 0 | 73.9659 | 0 | 3.3252 | 31.0341 | 0 | 0 | -1.4211e-14
1940 | 112.7618 | 0 | 112.7618 | 55 | 20.329 | 11.2672 | 10 | 16.1656 | 0 | 16.1656 | 0 | 0 | 0 | 0 | 0 | 0 | 0 | 0 | 0 | 0 | 85.329 | 0 | 3.3829 | 19.671 | 0 | 0 | -1.4211e-14
1941 | 111.0622 | 0 | 111.0622 | 55 | 19.1363 | 11.1097 | 10 | 15.8162 | 0 | 15.8162 | 0 | 0 | 0 | 0 | 0 | 0 | 0 | 0 | 0 | 0 | 84.1363 | 0 | 3.3319 | 20.8637 | 0 | 1.4211e-14 | 0
1942 | 103.9934 | 0 | 103.9934 | 55 | 12.8344 | 10.2776 | 10 | 15.8815 | 0 | 15.8815 | 0 | 0 | 0 | 0 | 0 | 0 | 0 | 0 | 0 | 0 | 77.8344 | 0 | 3.1198 | 27.1656 | 0 | 0 | 0
1943 | 101.4606 | 0 | 101.4606 | 55 | 9.3999 | 9.8241 | 10 | 17.2366 | 0 | 17.2366 | 0 | 0 | 0 | 0 | 0 | 0 | 0 | 0 | 0 | 0 | 74.3999 | 0 | 3.0438 | 30.6001 | 0 | 0 | 0
1944 | 86.8851 | 0 | 86.8851 | 49.5149 | 2 | 8.1227 | 10 | 17.2475 | 0 | 17.2475 | 0 | 0 | 0 | 0 | 0 | 0 | 0 | 0 | 0 | 0 | 61.5149 | 0 | 2.6066 | 43.4851 | 0 | 0 | 0
1945 | 90.2845 | 0 | 90.2845 | 52.3867 | 2 | 8.5019 | 10 | 17.3959 | 0 | 17.3959 | 0 | 0 | 0 | 0 | 0 | 0 | 0 | 0 | 0 | 0 | 64.3867 | 0 | 2.7085 | 40.6133 | 0 | 0 | 0
1946 | 91.5124 | 0 | 91.5124 | 54.343 | 2 | 8.7602 | 10 | 16.4092 | 0 | 16.4092 | 0 | 0 | 0 | 0 | 0 | 0 | 0 | 0 | 0 | 0 | 66.343 | 0 | 2.7454 | 38.657 | 0 | 0 | -1.4211e-14
1947 | 91.565 | 0 | 91.565 | 55 | 2.584 | 8.9241 | 10 | 15.057 | 0 | 15.057 | 0 | 0 | 0 | 0 | 0 | 0 | 0 | 0 | 0 | 0 | 67.584 | 0 | 2.7469 | 37.416 | 0 | 0 | 0
1948 | 89.8059 | 0 | 89.8059 | 54.6209 | 2 | 8.7969 | 10 | 14.3881 | 0 | 14.3881 | 0 | 0 | 0 | 0 | 0 | 0 | 0 | 0 | 0 | 0 | 66.6209 | 0 | 2.6942 | 38.3791 | 0 | 0 | 0
1949 | 91.4238 | 0 | 91.4238 | 55 | 2.5683 | 8.922 | 10 | 14.9335 | 0 | 14.9335 | 0 | 0 | 0 | 0 | 0 | 0 | 0 | 0 | 0 | 0 | 67.5683 | 0 | 2.7427 | 37.4317 | 0 | 0 | 0
1950 | 89.916 | 0 | 89.916 | 55 | 3.2125 | 9.0071 | 10 | 12.6964 | 0 | 12.6964 | 0 | 0 | 0 | 0 | 0 | 0 | 0 | 0 | 0 | 0 | 68.2125 | 0 | 2.6975 | 36.7875 | 0 | 0 | 0
1951 | 90.067 | 0 | 90.067 | 42.9 | 2 | 7.1984 | 9.6154 | 14.6527 | 13.7004 | 14.6527 | 13.7004 | 0 | 0 | 0 | 0 | 0 | 0 | 0 | 0 | 0 | 54.5154 | 0 | 2.702 | 50.4846 | 0 | 0 | 0
1952 | 88.1667 | 0 | 88.1667 | 42.9 | 2 | 7.1054e-15 | 4 | 13.9419 | 28.3726 | 13.9419 | 28.3726 | 0 | 0 | 3.0477 | 0 | 0 | 0 | 3.0477 | 0 | 2.743 | 48.9 | 0 | 2.645 | 61.4483 | 0 | 0 | 0
1953 | 91.2221 | 0 | 91.2221 | 42.9 | 2 | 7.1054e-15 | 4 | 14.157 | 36.1948 | 14.157 | 36.1948 | 0 | 0 | 8.0297 | 0 | 0 | 0 | 8.0297 | 0 | 9.9697 | 48.9 | 0 | 2.7367 | 60.8672 | 0 | 0 | 0
1954 | 87.8462 | 0 | 87.8462 | 42.9 | 2 | 1.4211e-14 | 4 | 13.0531 | 46.6885 | 13.0531 | 46.6885 | 0 | 0 | 12 | 0 | 8.7955 | 0 | 20.7955 | 0 | 28.8787 | 48.9 | 0 | 2.6354 | 59.3782 | 0 | 0 | 0
1955 | 86.5869 | 0 | 86.5869 | 42.9 | 2 | 7.1054e-15 | 4 | 12.108 | 48.9461 | 11.8369 | 47.85 | 0.27113 | 1.096 | 12 | 0 | 10 | 0 | 22 | 0 | 48.8983 | 48.9 | 0 | 2.5976 | 59.0782 | 0 | 1.4211e-14 | 0
1956 | 86.2228 | 0 | 86.2228 | 42.9 | 2 | 0 | 4 | 13.3574 | 52.278 | 10.6273 | 41.593 | 2.7301 | 10.685 | 12 | 0 | 2.8976 | 0 | 14.8976 | 0 | 62.3697 | 48.9 | 0 | 2.5867 | 58.5014 | 0 | 1.7764e-15 | 0
1957 | 86.7417 | 0 | 86.7417 | 42.9 | 2 | 0 | 4 | 12.5923 | 54.8076 | 8.2387 | 35.8589 | 4.3536 | 18.9487 | 6.2559 | 0 | 0 | 0 | 6.2559 | 0 | 68 | 48.9 | 0 | 2.6023 | 68.3561 | 0 | 0 | -4.4409e-15
1958 | 88.322 | 0 | 88.322 | 42.9 | 2 | 7.1054e-15 | 4 | 12.7279 | 49.7894 | 8.0259 | 31.396 | 4.702 | 18.3933 | 0 | 0 | 0 | 0 | 0 | 0 | 68 | 48.9 | 0 | 2.6497 | 81.1099 | 0 | 0 | 0
1959 | 84.1649 | 0 | 84.1649 | 42.9 | 2 | 7.1054e-15 | 4 | 12.1646 | 36.6584 | 8.7865 | 26.4784 | 3.3781 | 10.18 | 0 | 0 | 0 | 0 | 0 | 0 | 68 | 48.9 | 0 | 2.5249 | 82.2224 | 0 | 0 | 0
1960 | 87.5526 | 0 | 87.5526 | 42.9 | 2 | 0 | 4 | 12.2427 | 28.0459 | 11.7456 | 26.907 | 0.49714 | 1.1389 | 0 | 0 | 0 | 0 | 0 | 0 | 68 | 48.9 | 0 | 2.6266 | 83.613 | 0 | 0 | 0
1961 | 93.2483 | 0 | 93.2483 | 42.9 | 2 | 7.5469 | 7.46 | 15.5172 | 13.0294 | 15.5172 | 13.0294 | 0 | 0 | 0 | 0 | 0 | 4.7948 | 0 | 4.7948 | 62.7993 | 52.36 | 0 | 2.7975 | 69.8452 | 0 | 1.4211e-14 | 0
1962 | 99.2689 | 0 | 99.2689 | 42.9 | 2 | 9.7886 | 7.2316 | 15.3487 | 6.6671e-15 | 15.3487 | 6.6671e-15 | 0 | 0 | 0 | 12 | 0 | 10 | 0 | 22 | 38.6194 | 52.1316 | 0 | 2.9781 | 52.8684 | 0 | 0 | 0
1963 | 102.6946 | 0 | 102.6946 | 49.3878 | 2 | 10.1716 | 10 | 15.4909 | 0 | 15.4909 | 0 | 0 | 0 | 0 | 12 | 0 | 3.6443 | 0 | 15.6443 | 21.3333 | 61.3878 | 0 | 3.0808 | 43.6122 | 0 | 0 | 0
1964 | 109.1994 | 0 | 109.1994 | 55 | 6.4364 | 11.0173 | 10 | 14.7457 | 0 | 14.7457 | 0 | 0 | 0 | 0 | 12 | 0 | 0 | 0 | 12 | 8 | 71.4364 | 0 | 3.276 | 33.5636 | 0 | 0 | -1.4211e-14
1965 | 104.438 | 0 | 104.438 | 55 | 6.2744 | 10.3621 | 10 | 15.6015 | 0 | 15.6015 | 0 | 0 | 0 | 0 | 7.2 | 0 | 0 | 0 | 7.2 | 0 | 71.2744 | 0 | 3.1331 | 33.7256 | 0 | 0 | 0
1966 | 101.0193 | 0 | 101.0193 | 55 | 9.5127 | 9.8389 | 10 | 16.6677 | 0 | 16.6677 | 0 | 0 | 0 | 0 | 0 | 0 | 0 | 0 | 0 | 0 | 74.5127 | 0 | 3.0306 | 30.4873 | 0 | 1.4211e-14 | 0
1967 | 98.2196 | 0 | 98.2196 | 55 | 7.6321 | 9.5906 | 10 | 15.9969 | 0 | 15.9969 | 0 | 0 | 0 | 0 | 0 | 0 | 0 | 0 | 0 | 0 | 72.6321 | 0 | 2.9466 | 32.3679 | 0 | 0 | -1.4211e-14
1968 | 82.1075 | 0 | 82.1075 | 47.6642 | 2 | 7.8783 | 10 | 14.5651 | 0 | 14.5651 | 0 | 0 | 0 | 0 | 0 | 0 | 0 | 0 | 0 | 0 | 59.6642 | 0 | 2.4632 | 45.3358 | 0 | 1.4211e-14 | 0
1969 | 82.3786 | 0 | 82.3786 | 47.4969 | 2 | 7.8562 | 10 | 15.0255 | 0 | 15.0255 | 0 | 0 | 0 | 0 | 0 | 0 | 0 | 0 | 0 | 0 | 59.4969 | 0 | 2.4714 | 45.5031 | 0 | 0 | 0
1970 | 85.4306 | 0 | 85.4306 | 49.9416 | 2 | 8.179 | 10 | 15.31 | 0 | 15.31 | 0 | 0 | 0 | 0 | 0 | 0 | 0 | 0 | 0 | 0 | 61.9416 | 0 | 2.5629 | 43.0584 | 0 | 0 | 0
1971 | 85.9388 | 0 | 85.9388 | 50.4703 | 2 | 8.2488 | 10 | 15.2197 | 0 | 15.2197 | 0 | 0 | 0 | 0 | 0 | 0 | 0 | 0 | 0 | 0 | 62.4703 | 0 | 2.5782 | 42.5297 | 0 | 0 | 0
1972 | 85.0399 | 0 | 85.0399 | 51.2677 | 2 | 8.3541 | 10 | 13.4181 | 0 | 13.4181 | 0 | 0 | 0 | 0 | 0 | 0 | 0 | 0 | 0 | 0 | 63.2677 | 0 | 2.5512 | 41.7323 | 0 | 0 | 0
1973 | 87.1197 | 0 | 87.1197 | 52.4654 | 2 | 8.5123 | 10 | 14.142 | 0 | 14.142 | 0 | 0 | 0 | 0 | 0 | 0 | 0 | 0 | 0 | 0 | 64.4654 | 0 | 2.6136 | 40.5346 | 0 | 0 | 0
1974 | 87.5443 | 0 | 87.5443 | 53.308 | 2 | 8.6235 | 10 | 13.6128 | 0 | 13.6128 | 0 | 0 | 0 | 0 | 0 | 0 | 0 | 0 | 0 | 0 | 65.308 | 0 | 2.6263 | 39.692 | 0 | 0 | 0
1975 | 87.0677 | 0 | 87.0677 | 42.9 | 2 | 7.0992 | 8.8638 | 13.3944 | 12.8103 | 13.3944 | 12.8103 | 0 | 0 | 0 | 0 | 0 | 0 | 0 | 0 | 0 | 53.7638 | 0 | 2.612 | 51.2362 | 0 | 0 | 0
1976 | 88.3476 | 0 | 88.3476 | 42.9 | 2 | 1.2179 | 4 | 13.0941 | 25.1356 | 13.0941 | 25.1356 | 0 | 0 | 0 | 0 | 0 | 0 | 0 | 0 | 0 | 48.9 | 0 | 2.6504 | 60.728 | 0 | 0 | -1.4211e-14
1977 | 84.4288 | 0 | 84.4288 | 42.9 | 2 | 1.4211e-14 | 4 | 11.105 | 34.8883 | 11.105 | 34.8883 | 0 | 0 | 10.4645 | 0 | 0 | 0 | 10.4645 | 0 | 9.4181 | 48.9 | 0 | 2.5329 | 60.5832 | 0 | 0 | 0
1978 | 82.8223 | 0 | 82.8223 | 42.9 | 2 | 0 | 4 | 12.0785 | 41.8455 | 12.0785 | 41.8455 | 0 | 0 | 12 | 0 | 8.0017 | 0 | 20.0017 | 0 | 27.5953 | 48.9 | 0 | 2.4847 | 59.4708 | 0 | 0 | 0
1979 | 83.8447 | 0 | 83.8447 | 42.9 | 2 | 0 | 4 | 12.1618 | 46.6982 | 11.7661 | 45.1786 | 0.39575 | 1.5196 | 12 | 0 | 10 | 0 | 22 | 0 | 47.6148 | 48.9 | 0 | 2.5153 | 59.0143 | 0 | 0 | 0
1980 | 81.5869 | 0 | 81.5869 | 42.9 | 2 | 7.1054e-15 | 4 | 11.2742 | 52.8956 | 8.4997 | 39.8784 | 2.7745 | 13.0172 | 12 | 0 | 3.6913 | 0 | 15.6913 | 0 | 61.8181 | 48.9 | 0 | 2.4476 | 58.1316 | 0 | 3.5527e-15 | 0
1981 | 81.4447 | 0 | 81.4447 | 42.9 | 2 | 0 | 4 | 10.936 | 48.6894 | 7.2289 | 32.1846 | 3.7071 | 16.5048 | 6.8688 | 0 | 0 | 0 | 6.8688 | 0 | 68 | 48.9 | 0 | 2.4433 | 68.645 | 0 | 7.9936e-15 | 0
1982 | 83.4232 | 0 | 83.4232 | 42.9 | 2 | 0 | 4 | 10.4796 | 40.6449 | 7.0767 | 27.4466 | 3.403 | 13.1983 | 0 | 0 | 0 | 0 | 0 | 0 | 68 | 48.9 | 0 | 2.5027 | 81.8674 | 0 | 0 | -1.4211e-14
1983 | 83.0672 | 0 | 83.0672 | 42.9 | 2 | 0 | 4 | 11.6143 | 35.7831 | 8.3724 | 25.7949 | 3.242 | 9.9883 | 0 | 0 | 0 | 0 | 0 | 0 | 68 | 48.9 | 0 | 2.492 | 82.2606 | 0 | 0 | 0
1984 | 84.7659 | 0 | 84.7659 | 42.9 | 2 | 0 | 4 | 12.9136 | 24.5466 | 12.364 | 23.5019 | 0.54961 | 1.0447 | 0 | 0 | 0 | 0 | 0 | 0 | 68 | 48.9 | 0 | 2.543 | 83.6178 | 0 | 0 | 0
1985 | 89.0665 | 0 | 89.0665 | 43.6027 | 2 | 7.342 | 10 | 13.0949 | 13.0269 | 13.0949 | 13.0269 | 0 | 0 | 0 | 0 | 0 | 0 | 0 | 0 | 68 | 55.6027 | 0 | 2.672 | 71.3973 | 0 | 0 | 0
1986 | 95.8558 | 0 | 95.8558 | 42.9 | 2 | 9.5498 | 9.7806 | 13.9833 | 6.4802e-15 | 13.9833 | 6.4802e-15 | 0 | 0 | 0 | 7.6422 | 0 | 10 | 0 | 17.6422 | 48.6622 | 54.6806 | 0 | 2.8757 | 54.6772 | 0 | 1.4211e-14 | 0
1987 | 97.8943 | 0 | 97.8943 | 42.9 | 2 | 9.6786 | 9.8156 | 14.9171 | 0 | 14.9171 | 0 | 0 | 0 | 0 | 10.144 | 0 | 8.4391 | 0 | 18.583 | 28.2376 | 54.7156 | 0 | 2.9368 | 52.1405 | 0 | 0 | 0
1988 | 105.2542 | 0 | 105.2542 | 55 | 3.1512 | 10.5835 | 10 | 14.5195 | 0 | 14.5195 | 0 | 0 | 0 | 0 | 12 | 0 | 0 | 0 | 12 | 14.9043 | 68.1512 | 0 | 3.1576 | 36.8488 | 0 | 0 | 0
1989 | 99.2586 | 0 | 99.2586 | 50.5959 | 2 | 9.8499 | 10 | 14.8127 | 0 | 14.8127 | 0 | 0 | 0 | 0 | 12 | 0 | 0 | 0 | 12 | 1.571 | 62.5959 | 0 | 2.9778 | 42.4041 | 0 | 0 | 0
1990 | 97.2971 | 0 | 97.2971 | 55 | 7.4787 | 9.7571 | 10 | 13.6475 | 0 | 13.6475 | 0 | 0 | 0 | 0 | 1.4139 | 0 | 0 | 0 | 1.4139 | 0 | 72.4787 | 0 | 2.9189 | 32.5213 | 0 | 0 | 0
1991 | 93.4292 | 0 | 93.4292 | 55 | 4.1544 | 9.1314 | 10 | 15.1434 | 0 | 15.1434 | 0 | 0 | 0 | 0 | 0 | 0 | 0 | 0 | 0 | 0 | 69.1544 | 0 | 2.8029 | 35.8456 | 0 | 0 | 0
1992 | 89.2268 | 0 | 89.2268 | 53.4621 | 2 | 8.6439 | 10 | 15.1208 | 0 | 15.1208 | 0 | 0 | 0 | 0 | 0 | 0 | 0 | 0 | 0 | 0 | 65.4621 | 0 | 2.6768 | 39.5379 | 0 | 0 | 0
1993 | 87.9384 | 0 | 87.9384 | 50.7814 | 2 | 8.2899 | 10 | 16.8671 | 0 | 16.8671 | 0 | 0 | 0 | 0 | 0 | 0 | 0 | 0 | 0 | 0 | 62.7814 | 0 | 2.6382 | 42.2186 | 0 | 0 | 0
1994 | 86.9047 | 0 | 86.9047 | 51.2768 | 2 | 8.3553 | 10 | 15.2725 | 0 | 15.2725 | 0 | 0 | 0 | 0 | 0 | 0 | 0 | 0 | 0 | 0 | 63.2768 | 0 | 2.6071 | 41.7232 | 0 | 0 | 0
1995 | 91.5321 | 0 | 91.5321 | 55 | 2.4239 | 8.9029 | 10 | 15.2053 | 0 | 15.2053 | 0 | 0 | 0 | 0 | 0 | 0 | 0 | 0 | 0 | 0 | 67.4239 | 0 | 2.746 | 37.5761 | 0 | 0 | 0
1996 | 90.9805 | 0 | 90.9805 | 55 | 4.4204 | 9.1665 | 10 | 12.3935 | 0 | 12.3935 | 0 | 0 | 0 | 0 | 0 | 0 | 0 | 0 | 0 | 0 | 69.4204 | 0 | 2.7294 | 35.5796 | 0 | 0 | 0
1997 | 90.8456 | 0 | 90.8456 | 55 | 4.2123 | 9.1391 | 10 | 12.4942 | 0 | 12.4942 | 0 | 0 | 0 | 0 | 0 | 0 | 0 | 0 | 0 | 0 | 69.2123 | 0 | 2.7254 | 35.7877 | 0 | 0 | 0
1998 | 90.7512 | 0 | 90.7512 | 55 | 3.7068 | 9.0723 | 10 | 12.972 | 0 | 12.972 | 0 | 0 | 0 | 0 | 0 | 0 | 0 | 0 | 0 | 0 | 68.7068 | 0 | 2.7225 | 36.2932 | 0 | 0 | 0
1999 | 88.5477 | 0 | 88.5477 | 46.6119 | 2 | 7.7393 | 10 | 9.9776 | 12.2188 | 9.9776 | 12.2188 | 0 | 0 | 0 | 0 | 0 | 0 | 0 | 0 | 0 | 58.6119 | 0 | 2.6564 | 46.3881 | 0 | 0 | 0
2000 | 87.4275 | 0 | 87.4275 | 42.9 | 2 | 4.4562 | 4 | 12.4633 | 21.608 | 12.4633 | 21.608 | 0 | 0 | 0 | 0 | 0 | 0 | 0 | 0 | 0 | 48.9 | 0 | 2.6228 | 57.8674 | 0 | 0 | 0
2001 | 90.7688 | 0 | 90.7688 | 42.9 | 2 | 0.16773 | 4 | 10.2077 | 31.4934 | 10.2077 | 31.4934 | 0 | 0 | 0 | 0 | 0 | 0 | 0 | 0 | 0 | 48.9 | 0 | 2.7231 | 61.6556 | 0 | 0 | 0
2002 | 89.7222 | 0 | 89.7222 | 42.9 | 2 | 1.4211e-14 | 4 | 11.1155 | 35.3111 | 11.1155 | 35.3111 | 0 | 0 | 5.6044 | 0 | 0 | 0 | 5.6044 | 0 | 5.0439 | 48.9 | 0 | 2.6917 | 61.1501 | 0 | 0 | 0
2003 | 87.5808 | 0 | 87.5808 | 42.9 | 2 | 7.1054e-15 | 4 | 11.1882 | 44.5282 | 11.1882 | 44.5282 | 0 | 0 | 12 | 0 | 5.0356 | 0 | 17.0356 | 0 | 20.4866 | 48.9 | 0 | 2.6274 | 59.8167 | 0 | 0 | 0
2004 | 87.0112 | 0 | 87.0112 | 42.9 | 2 | 1.4211e-14 | 4 | 10.9761 | 46.2043 | 10.9761 | 46.2043 | 0 | 0 | 12 | 0 | 7.0691 | 0 | 19.0691 | 0 | 37.8039 | 48.9 | 0 | 2.6103 | 59.5795 | 0 | 0 | 0
2005 | 86.2895 | 0 | 86.2895 | 42.9 | 2 | 7.1054e-15 | 4 | 10.2566 | 44.2543 | 10.2566 | 44.2543 | 0 | 0 | 12 | 0 | 5.1214 | 0 | 17.1214 | 0 | 53.3256 | 48.9 | 0 | 2.5887 | 59.8067 | 0 | 0 | 0
2006 | 85.4297 | 0 | 85.4297 | 42.9 | 2 | 0 | 4 | 10.9709 | 38.2187 | 10.9709 | 38.2187 | 0 | 0 | 11.729 | 0 | 0.93098 | 0 | 12.6599 | 0 | 64.74 | 48.9 | 0 | 2.5629 | 60.3271 | 0 | 0 | 0
2007 | 86.4822 | 0 | 86.4822 | 42.9 | 2 | 0 | 4 | 11.7791 | 30.2556 | 11.5223 | 29.5959 | 0.25683 | 0.6597 | 0 | 0 | 3.536 | 0 | 3.536 | 0 | 68 | 48.9 | 0 | 2.5945 | 73.2844 | 0 | 1.1546e-14 | 0
2008 | 91.1673 | 0 | 91.1673 | 42.9 | 2 | 6.5724 | 4.8745 | 13.0582 | 21.7621 | 13.0582 | 21.7621 | 0 | 0 | 0 | 0 | 0 | 0 | 0 | 0 | 68 | 49.7745 | 0 | 2.735 | 77.2255 | 0 | 0 | 0
2009 | 92.4097 | 0 | 92.4097 | 46.2301 | 2 | 8.0634 | 10 | 12.1823 | 11.0977 | 12.1823 | 11.0977 | 0 | 0 | 0 | 0 | 0 | 2.8361 | 0 | 2.8361 | 64.9238 | 58.2301 | 0 | 2.7723 | 65.9338 | 0 | 0 | 0
2010 | 98.3331 | 0 | 98.3331 | 44.4383 | 2 | 10.0085 | 10 | 12.5279 | 5.4462e-15 | 12.5279 | 5.4462e-15 | 0 | 0 | 0 | 9.3584 | 0 | 10 | 0 | 19.3584 | 43.679 | 56.4383 | 0 | 2.95 | 51.2032 | 0 | 0 | 0
2011 | 105.8862 | 0 | 105.8862 | 52.5893 | 2 | 10.853 | 10 | 12.841 | 0 | 12.841 | 0 | 0 | 0 | 0 | 12 | 0 | 5.6029 | 0 | 17.6029 | 24.2684 | 64.5893 | 0 | 3.1766 | 40.4107 | 0 | 0 | -1.4211e-14
2012 | 107.0055 | 0 | 107.0055 | 55 | 6.8767 | 11.0754 | 10 | 12.0534 | 0 | 12.0534 | 0 | 0 | 0 | 0 | 12 | 0 | 0 | 0 | 12 | 10.9351 | 71.8767 | 0 | 3.2102 | 33.1233 | 0 | 0 | 0
2013 | 105.9862 | 0 | 105.9862 | 55 | 6.1039 | 10.6884 | 10 | 14.3524 | 0 | 14.3524 | 0 | 0 | 0 | 0 | 9.8416 | 0 | 0 | 0 | 9.8416 | 0 | 71.1039 | 0 | 3.1796 | 33.8961 | 0 | 0 | 0
2014 | 98.8848 | 0 | 98.8848 | 55 | 9.186 | 9.7958 | 10 | 14.9029 | 0 | 14.9029 | 0 | 0 | 0 | 0 | 0 | 0 | 0 | 0 | 0 | 0 | 74.186 | 0 | 2.9665 | 30.814 | 0 | 0 | 0
2015 | 95.3241 | 0 | 95.3241 | 55 | 6.1306 | 9.3924 | 10 | 14.8011 | 0 | 14.8011 | 0 | 0 | 0 | 0 | 0 | 0 | 0 | 0 | 0 | 0 | 71.1306 | 0 | 2.8597 | 33.8694 | 0 | 0 | 0
2016 | 90.9084 | 0 | 90.9084 | 55 | 4.7096 | 9.2047 | 10 | 11.9942 | 0 | 11.9942 | 0 | 0 | 0 | 0 | 0 | 0 | 0 | 0 | 0 | 0 | 69.7096 | 0 | 2.7273 | 35.2904 | 0 | 0 | 0
2017 | 90.496 | 0 | 90.496 | 55 | 4.4324 | 9.1681 | 10 | 11.8955 | 0 | 11.8955 | 0 | 0 | 0 | 0 | 0 | 0 | 0 | 0 | 0 | 0 | 69.4324 | 0 | 2.7149 | 35.5676 | 0 | 0 | -1.4211e-14
2018 | 91.5262 | 0 | 91.5262 | 55 | 5.8184 | 9.3511 | 10 | 11.3566 | 0 | 11.3566 | 0 | 0 | 0 | 0 | 0 | 0 | 0 | 0 | 0 | 0 | 70.8184 | 0 | 2.7458 | 34.1816 | 0 | 0 | 0
2019 | 93.3858 | 0 | 93.3858 | 55 | 6.6697 | 9.4636 | 10 | 12.2525 | 0 | 12.2525 | 0 | 0 | 0 | 0 | 0 | 0 | 0 | 0 | 0 | 0 | 71.6697 | 0 | 2.8016 | 33.3303 | 0 | 0 | 0
2020 | 94.1584 | 0 | 94.1584 | 55 | 9.0641 | 9.7797 | 10 | 10.3146 | 0 | 10.3146 | 0 | 0 | 0 | 0 | 0 | 0 | 0 | 0 | 0 | 0 | 74.0641 | 0 | 2.8248 | 30.9359 | 0 | 0 | 0
2021 | 92.6468 | 0 | 92.6468 | 55 | 6.6631 | 9.4627 | 10 | 11.521 | 0 | 11.521 | 0 | 0 | 0 | 0 | 0 | 0 | 0 | 0 | 0 | 0 | 71.6631 | 0 | 2.7794 | 33.3369 | 0 | 0 | 0
2022 | 92.79 | 0 | 92.79 | 55 | 6.875 | 9.4907 | 10 | 11.4243 | 0 | 11.4243 | 0 | 0 | 0 | 0 | 0 | 0 | 0 | 0 | 0 | 0 | 71.875 | 0 | 2.7837 | 33.125 | 0 | 0 | 0
2023 | 94.1861 | 0 | 94.1861 | 49.4212 | 2 | 8.1103 | 10 | 11.1718 | 13.4828 | 11.1718 | 13.4828 | 0 | 0 | 0 | 0 | 0 | 0 | 0 | 0 | 0 | 61.4212 | 0 | 2.8256 | 43.5788 | 0 | 0 | 0
2024 | 94.383 | 0 | 94.383 | 42.9 | 2 | 6.6567 | 5.5126 | 9.0056 | 28.3082 | 9.0056 | 28.3082 | 0 | 0 | 0 | 0 | 0 | 0 | 0 | 0 | 0 | 50.4126 | 0 | 2.8315 | 54.5874 | 0 | 0 | 0
2025 | 93.0665 | 0 | 93.0665 | 42.9 | 2 | 0 | 4 | 9.5872 | 38.8547 | 9.5872 | 38.8547 | 0 | 0 | 4.2753 | 0 | 0 | 0 | 4.2753 | 0 | 3.8478 | 48.9 | 0 | 2.792 | 61.3051 | 0 | 0 | 0
2026 | 90.3492 | 0 | 90.3492 | 42.9 | 2 | 0 | 4 | 10.0356 | 49.8286 | 10.0356 | 49.8286 | 0 | 0 | 12 | 0 | 6.415 | 0 | 18.415 | 0 | 20.5621 | 48.9 | 0 | 2.7105 | 59.6558 | 0 | 0 | 0
2027 | 92.6797 | 0 | 92.6797 | 42.9 | 2 | 0 | 4 | 8.7423 | 46.0129 | 8.7423 | 46.0129 | 0 | 0 | 10.9756 | 0 | 0 | 0 | 10.9756 | 0 | 30.4401 | 48.9 | 0 | 2.7804 | 65.9763 | 0 | 0 | 0
2028 | 91.1609 | 0 | 91.1609 | 42.9 | 2 | 7.1054e-15 | 4 | 10.7692 | 55 | 10.5223 | 53.7387 | 0.24698 | 1.2613 | 12 | 0 | 10 | 0 | 22 | 0 | 50.4597 | 48.9 | 0 | 2.7348 | 59.0617 | 0 | 0 | 0
2029 | 92.185 | 0 | 92.185 | 42.9 | 2 | 7.1054e-15 | 4 | 9.8492 | 48.033 | 9.8492 | 48.033 | 0 | 0 | 12 | 0 | 2.5973 | 0 | 14.5973 | 0 | 63.6543 | 48.9 | 0 | 2.7655 | 60.1011 | 0 | 0 | 0
2030 | 89.9266 | 0 | 89.9266 | 42.9 | 2 | 0 | 4 | 10.6323 | 47.7851 | 8.334 | 37.4558 | 2.2983 | 10.3293 | 2.0825 | 0 | 2.6807 | 0 | 4.7632 | 0 | 68 | 48.9 | 0 | 2.6978 | 59.7753 | 0 | 5.3291e-15 | 0
2031 | 88.8261 | 0 | 88.8261 | 42.9 | 2 | 7.1054e-15 | 4 | 9.1362 | 38.5004 | 7.6574 | 32.2687 | 1.4788 | 6.2317 | 0 | 0 | 0 | 0 | 0 | 0 | 68 | 48.9 | 0 | 2.6648 | 82.9044 | 0 | 0 | 0
2032 | 94.0597 | 0 | 94.0597 | 42.9 | 2 | 5.8928 | 4 | 9.4419 | 29.8249 | 9.4419 | 29.8249 | 0 | 0 | 0 | 0 | 0 | 0 | 0 | 0 | 68 | 48.9 | 0 | 2.8218 | 78.5983 | 0 | 0 | 0
2033 | 98.2545 | 0 | 98.2545 | 44.3862 | 2 | 8.4926 | 10 | 9.9852 | 15.46 | 9.9852 | 15.46 | 0 | 0 | 0 | 0 | 0 | 7.9304 | 0 | 7.9304 | 59.3982 | 56.3862 | 0 | 2.9476 | 62.6834 | 0 | 0 | 0
2034 | 101.4524 | 0 | 101.4524 | 45.5101 | 2 | 10.4988 | 10 | 11.4435 | 6.7523e-15 | 11.4435 | 6.7523e-15 | 0 | 0 | 0 | 12 | 0 | 10 | 0 | 22 | 35.2184 | 57.5101 | 0 | 3.0436 | 47.4899 | 0 | 0 | 0
2035 | 105.2623 | 0 | 105.2623 | 55 | 4.455 | 10.8228 | 10 | 12.4758 | 0 | 12.4758 | 0 | 0 | 0 | 0 | 12 | 0 | 0.50865 | 0 | 12.5087 | 21.3333 | 69.455 | 0 | 3.1579 | 35.545 | 0 | 0 | -1.4211e-14
2036 | 111.3009 | 0 | 111.3009 | 55 | 11.4788 | 11.6831 | 10 | 11.1391 | 0 | 11.1391 | 0 | 0 | 0 | 0 | 12 | 0 | 0 | 0 | 12 | 8 | 76.4788 | 0 | 3.339 | 28.5212 | 0 | 0 | 0
2037 | 107.4626 | 0 | 107.4626 | 55 | 13.0056 | 11.2509 | 10 | 11.0061 | 0 | 11.0061 | 0 | 0 | 0 | 0 | 7.2 | 0 | 0 | 0 | 7.2 | 0 | 78.0056 | 0 | 3.2239 | 26.9944 | 0 | 2.8422e-14 | 0
2038 | 103.9294 | 0 | 103.9294 | 55 | 14.8335 | 10.5415 | 10 | 13.5543 | 0 | 13.5543 | 0 | 0 | 0 | 0 | 0 | 0 | 0 | 0 | 0 | 0 | 79.8335 | 0 | 3.1179 | 25.1665 | 0 | 0 | 0
2039 | 101.8033 | 0 | 101.8033 | 55 | 13.1022 | 10.3129 | 10 | 13.3881 | 0 | 13.3881 | 0 | 0 | 0 | 0 | 0 | 0 | 0 | 0 | 0 | 0 | 78.1022 | 0 | 3.0541 | 26.8978 | 0 | 1.4211e-14 | 0
2040 | 91.6763 | 0 | 91.6763 | 55 | 2.9744 | 8.9756 | 10 | 14.7263 | 0 | 14.7263 | 0 | 0 | 0 | 0 | 0 | 0 | 0 | 0 | 0 | 0 | 67.9744 | 0 | 2.7503 | 37.0256 | 0 | 0 | 0
2041 | 90.2759 | 0 | 90.2759 | 53.628 | 2 | 8.6658 | 10 | 15.9822 | 0 | 15.9822 | 0 | 0 | 0 | 0 | 0 | 0 | 0 | 0 | 0 | 0 | 65.628 | 0 | 2.7083 | 39.372 | 0 | 0 | 0
2042 | 90.2744 | 0 | 90.2744 | 55 | 2.0604 | 8.8549 | 10 | 14.3591 | 0 | 14.3591 | 0 | 0 | 0 | 0 | 0 | 0 | 0 | 0 | 0 | 0 | 67.0604 | 0 | 2.7082 | 37.9396 | 0 | 0 | 0
2043 | 90.061 | 0 | 90.061 | 54.8466 | 2 | 8.8267 | 10 | 14.3876 | 0 | 14.3876 | 0 | 0 | 0 | 0 | 0 | 0 | 0 | 0 | 0 | 0 | 66.8466 | 0 | 2.7018 | 38.1534 | 0 | 0 | 0
2044 | 94.2857 | 0 | 94.2857 | 55 | 5.594 | 9.3215 | 10 | 14.3702 | 0 | 14.3702 | 0 | 0 | 0 | 0 | 0 | 0 | 0 | 0 | 0 | 0 | 70.594 | 0 | 2.8286 | 34.406 | 0 | 1.4211e-14 | 0
2045 | 90.8001 | 0 | 90.8001 | 54.355 | 2 | 8.7618 | 10 | 15.6833 | 0 | 15.6833 | 0 | 0 | 0 | 0 | 0 | 0 | 0 | 0 | 0 | 0 | 66.355 | 0 | 2.724 | 38.645 | 0 | 0 | 0
2046 | 93.833 | 0 | 93.833 | 55 | 6.4192 | 9.4305 | 10 | 12.9832 | 0 | 12.9832 | 0 | 0 | 0 | 0 | 0 | 0 | 0 | 0 | 0 | 0 | 71.4192 | 0 | 2.815 | 33.5808 | 0 | 0 | 0
2047 | 93.2965 | 0 | 93.2965 | 47.9089 | 2 | 7.9106 | 10 | 12.2586 | 13.2184 | 12.2586 | 13.2184 | 0 | 0 | 0 | 0 | 0 | 0 | 0 | 0 | 0 | 59.9089 | 0 | 2.7989 | 45.0911 | 0 | 0 | 0
2048 | 94.886 | 0 | 94.886 | 42.9 | 2 | 6.4753 | 4.1387 | 11.4987 | 27.8734 | 11.4987 | 27.8734 | 0 | 0 | 0 | 0 | 0 | 0 | 0 | 0 | 0 | 49.0387 | 0 | 2.8466 | 55.9613 | 0 | 0 | 0
2049 | 90.1748 | 0 | 90.1748 | 42.9 | 2 | 0 | 4 | 12.0282 | 41.0334 | 12.0282 | 41.0334 | 0 | 0 | 11.7868 | 0 | 0 | 0 | 11.7868 | 0 | 10.6082 | 48.9 | 0 | 2.7052 | 60.429 | 0 | 0 | 0
2050 | 90.0396 | 0 | 90.0396 | 42.9 | 2 | 0 | 4 | 11.8028 | 50.5335 | 11.8028 | 50.5335 | 0 | 0 | 12 | 0 | 9.1968 | 0 | 21.1968 | 0 | 29.8872 | 48.9 | 0 | 2.7012 | 59.3314 | 0 | 0 | 0
2051 | 92.0854 | 0 | 92.0854 | 42.9 | 2 | 7.1054e-15 | 4 | 12.5697 | 53.1115 | 12.4748 | 52.7105 | 0.094892 | 0.40095 | 12 | 0 | 10 | 0 | 22 | 0 | 49.9067 | 48.9 | 0 | 2.7626 | 59.1798 | 0 | 0 | 0
2052 | 89.5347 | 0 | 89.5347 | 42.9 | 2 | 0 | 4 | 11.9107 | 51.5993 | 10.3393 | 44.7916 | 1.5714 | 6.8077 | 12 | 0 | 2.4963 | 0 | 14.4963 | 0 | 63.0082 | 48.9 | 0 | 2.686 | 59.1356 | 0 | 3.5527e-15 | 0
2053 | 89.1582 | 0 | 89.1582 | 42.9 | 2 | 7.1054e-15 | 4 | 9.8967 | 47.1385 | 7.948 | 37.8567 | 1.9487 | 9.2818 | 5.5465 | 0 | 0 | 0 | 5.5465 | 0 | 68 | 48.9 | 0 | 2.6747 | 69.8469 | 0 | 0 | -2.6645e-15
2054 | 85.9695 | 0 | 85.9695 | 42.9 | 2 | 0 | 4 | 11.3153 | 49.4266 | 6.9055 | 30.164 | 4.4098 | 19.2626 | 0 | 0 | 0 | 0 | 0 | 0 | 68 | 48.9 | 0 | 2.5791 | 81.0426 | 0 | 1.4211e-14 | 0
2055 | 85.8176 | 0 | 85.8176 | 42.9 | 2 | 7.1054e-15 | 4 | 12.4395 | 38.2222 | 9.0648 | 27.8528 | 3.3747 | 10.3694 | 0 | 0 | 0 | 0 | 0 | 0 | 68 | 48.9 | 0 | 2.5745 | 82.2007 | 0 | 0 | 0
2056 | 93.341 | 0 | 93.341 | 42.9 | 2 | 5.3791 | 4 | 13.0097 | 26.0522 | 13.0097 | 26.0522 | 0 | 0 | 0 | 0 | 0 | 0 | 0 | 0 | 68 | 48.9 | 0 | 2.8002 | 79.0522 | 0 | 0 | 0
2057 | 96.6405 | 0 | 96.6405 | 45.1889 | 2 | 8.2065 | 10 | 12.1793 | 14.1054 | 12.1793 | 14.1054 | 0 | 0 | 0 | 0 | 0 | 4.9605 | 0 | 4.9605 | 62.6195 | 57.1889 | 0 | 2.8992 | 64.8506 | 0 | 0 | 0
2058 | 101.4067 | 0 | 101.4067 | 44.833 | 2 | 10.4094 | 10 | 12.1642 | 6.4887e-15 | 12.1642 | 6.4887e-15 | 0 | 0 | 0 | 12 | 0 | 10 | 0 | 22 | 38.4397 | 56.833 | 0 | 3.0422 | 48.167 | 0 | 0 | 0
2059 | 107.7332 | 0 | 107.7332 | 55 | 2.3098 | 10.9317 | 10 | 14.0131 | 0 | 14.0131 | 0 | 0 | 0 | 0 | 12 | 0 | 3.4786 | 0 | 15.4786 | 21.3333 | 67.3098 | 0 | 3.232 | 37.6902 | 0 | 1.4211e-14 | 0
2060 | 114.1917 | 0 | 114.1917 | 55 | 12.182 | 11.7759 | 10 | 13.2337 | 0 | 13.2337 | 0 | 0 | 0 | 0 | 12 | 0 | 0 | 0 | 12 | 8 | 77.182 | 0 | 3.4258 | 27.818 | 0 | 0 | 0
2061 | 108.7351 | 0 | 108.7351 | 55 | 10.6436 | 10.939 | 10 | 14.9524 | 0 | 14.9524 | 0 | 0 | 0 | 0 | 7.2 | 0 | 0 | 0 | 7.2 | 0 | 75.6436 | 0 | 3.2621 | 29.3564 | 0 | 0 | 0
2062 | 102.2933 | 0 | 102.2933 | 55 | 11.7768 | 10.1379 | 10 | 15.3786 | 0 | 15.3786 | 0 | 0 | 0 | 0 | 0 | 0 | 0 | 0 | 0 | 0 | 76.7768 | 0 | 3.0688 | 28.2232 | 0 | 0 | 0
2063 | 99.0105 | 0 | 99.0105 | 55 | 10.626 | 9.986 | 10 | 13.3985 | 0 | 13.3985 | 0 | 0 | 0 | 0 | 0 | 0 | 0 | 0 | 0 | 0 | 75.626 | 0 | 2.9703 | 29.374 | 0 | 0 | 0
2064 | 92.4205 | 0 | 92.4205 | 55 | 2.7269 | 8.9429 | 10 | 15.7507 | 0 | 15.7507 | 0 | 0 | 0 | 0 | 0 | 0 | 0 | 0 | 0 | 0 | 67.7269 | 0 | 2.7726 | 37.2731 | 0 | 0 | 0
2065 | 93.5938 | 0 | 93.5938 | 55 | 3.8545 | 9.0918 | 10 | 15.6475 | 0 | 15.6475 | 0 | 0 | 0 | 0 | 0 | 0 | 0 | 0 | 0 | 0 | 68.8545 | 0 | 2.8078 | 36.1455 | 0 | 0 | 0
2066 | 94.6019 | 0 | 94.6019 | 55 | 6.343 | 9.4204 | 10 | 13.8385 | 0 | 13.8385 | 0 | 0 | 0 | 0 | 0 | 0 | 0 | 0 | 0 | 0 | 71.343 | 0 | 2.8381 | 33.657 | 0 | 0 | 0
2067 | 94.8828 | 0 | 94.8828 | 55 | 6.8847 | 9.4919 | 10 | 13.5062 | 0 | 13.5062 | 0 | 0 | 0 | 0 | 0 | 0 | 0 | 0 | 0 | 0 | 71.8847 | 0 | 2.8465 | 33.1153 | 0 | 0 | 0
2068 | 94.495 | 0 | 94.495 | 55 | 4.4578 | 9.1715 | 10 | 15.8657 | 0 | 15.8657 | 0 | 0 | 0 | 0 | 0 | 0 | 0 | 0 | 0 | 0 | 69.4578 | 0 | 2.8349 | 35.5422 | 0 | 0 | 0
2069 | 96.0686 | 0 | 96.0686 | 55 | 7.0982 | 9.5201 | 10 | 14.4503 | 0 | 14.4503 | 0 | 0 | 0 | 0 | 0 | 0 | 0 | 0 | 0 | 0 | 72.0982 | 0 | 2.8821 | 32.9018 | 0 | 0 | 0
2070 | 93.5334 | 0 | 93.5334 | 55 | 5.654 | 9.3294 | 10 | 13.55 | 0 | 13.55 | 0 | 0 | 0 | 0 | 0 | 0 | 0 | 0 | 0 | 0 | 70.654 | 0 | 2.806 | 34.346 | 0 | 0 | 0
2071 | 92.0285 | 0 | 92.0285 | 42.9 | 2 | 7.2031 | 9.6505 | 15.4465 | 14.8284 | 15.4465 | 14.8284 | 0 | 0 | 0 | 0 | 0 | 0 | 0 | 0 | 0 | 54.5505 | 0 | 2.7609 | 50.4495 | 0 | 0 | 0
2072 | 95.9452 | 0 | 95.9452 | 42.9 | 2 | 6.7492 | 6.2133 | 12.6483 | 25.4344 | 12.6483 | 25.4344 | 0 | 0 | 0 | 0 | 0 | 0 | 0 | 0 | 0 | 51.1133 | 0 | 2.8784 | 53.8867 | 0 | 0 | 0
2073 | 92.9615 | 0 | 92.9615 | 42.9 | 2 | 0 | 4 | 13.0706 | 35.7046 | 13.0706 | 35.7046 | 0 | 0 | 4.7137 | 0 | 0 | 0 | 4.7137 | 0 | 4.2423 | 48.9 | 0 | 2.7888 | 61.254 | 0 | 0 | 0
2074 | 90.581 | 0 | 90.581 | 42.9 | 2 | 1.4211e-14 | 4 | 11.7658 | 48.8563 | 11.7658 | 48.8563 | 0 | 0 | 12 | 0 | 6.9411 | 0 | 18.9411 | 0 | 21.4417 | 48.9 | 0 | 2.7174 | 59.5945 | 0 | 0 | 0
2075 | 90.028 | 0 | 90.028 | 42.9 | 2 | 0 | 4 | 12.8529 | 50.4301 | 12.8214 | 50.3066 | 0.031494 | 0.12357 | 12 | 0 | 10 | 0 | 22 | 0 | 41.4613 | 48.9 | 0 | 2.7008 | 59.2196 | 0 | 1.4211e-14 | 0
2076 | 92.1002 | 0 | 92.1002 | 42.9 | 2 | 7.1054e-15 | 4 | 11.7864 | 51.8727 | 11.1 | 48.8521 | 0.68635 | 3.0207 | 12 | 0 | 4.7519 | 0 | 16.7519 | 0 | 56.6423 | 48.9 | 0 | 2.763 | 59.4174 | 0 | 3.5527e-15 | 0
2077 | 91.641 | 0 | 91.641 | 42.9 | 2 | 7.1054e-15 | 4 | 13.2099 | 52.1841 | 11.058 | 43.683 | 2.152 | 8.5011 | 12 | 0 | 0 | 0 | 12 | 0 | 67.4423 | 48.9 | 0 | 2.7492 | 69.1615 | 0 | 0 | 0
2078 | 87.4169 | 0 | 87.4169 | 42.9 | 2 | 0 | 4 | 13.6534 | 45.4672 | 9.0382 | 30.0983 | 4.6151 | 15.369 | 0.61963 | 0 | 0 | 0 | 0.61963 | 0 | 68 | 48.9 | 0 | 2.6225 | 69.4005 | 0 | 7.8826e-15 | 0
2079 | 90.4444 | 0 | 90.4444 | 42.9 | 2 | 0 | 4 | 14.3669 | 38.1 | 11.376 | 30.1684 | 2.9909 | 7.9316 | 0 | 0 | 0 | 0 | 0 | 0 | 68 | 48.9 | 0 | 2.7133 | 82.5298 | 0 | 0 | 0
2080 | 95.4396 | 0 | 95.4396 | 42.9 | 2 | 1.5471 | 4 | 14.695 | 30.2975 | 14.695 | 30.2975 | 0 | 0 | 0 | 0 | 0 | 0 | 0 | 0 | 68 | 48.9 | 0 | 2.8632 | 82.4372 | 0 | 0 | 0
2081 | 96.4446 | 0 | 96.4446 | 46.7063 | 2 | 8.2206 | 10 | 11.8911 | 14.0762 | 11.8911 | 14.0762 | 0 | 0 | 0 | 0 | 0 | 3.5503 | 0 | 3.5503 | 64.1491 | 58.7063 | 0 | 2.8933 | 64.7433 | 0 | 0 | 0
2082 | 103.7344 | 0 | 103.7344 | 44.8249 | 2 | 10.2213 | 10 | 16.1047 | 6.8778e-15 | 16.1047 | 6.8778e-15 | 0 | 0 | 0 | 10.5835 | 0 | 10 | 0 | 20.5835 | 41.5432 | 56.8249 | 0 | 3.112 | 49.5917 | 0 | 0 | 0
2083 | 106.5132 | 0 | 106.5132 | 52.6081 | 2 | 10.7612 | 10 | 14.2552 | 0 | 14.2552 | 0 | 0 | 0 | 0 | 12 | 0 | 4.8887 | 0 | 16.8887 | 22.9073 | 64.6081 | 0 | 3.1954 | 40.3919 | 0 | 0 | 0
2084 | 113.3733 | 0 | 113.3733 | 55 | 8.7272 | 11.3198 | 10 | 16.3264 | 0 | 16.3264 | 0 | 0 | 0 | 0 | 12 | 0 | 0 | 0 | 12 | 9.5739 | 73.7272 | 0 | 3.4012 | 31.2728 | 0 | 0 | 0
2085 | 108.3263 | 0 | 108.3263 | 55 | 8.9351 | 10.9004 | 10 | 14.8742 | 0 | 14.8742 | 0 | 0 | 0 | 0 | 8.6165 | 0 | 0 | 0 | 8.6165 | 0 | 73.9351 | 0 | 3.2498 | 31.0649 | 0 | 0 | 0
2086 | 104.566 | 0 | 104.566 | 55 | 14.3943 | 10.4835 | 10 | 14.6881 | 0 | 14.6881 | 0 | 0 | 0 | 0 | 0 | 0 | 0 | 0 | 0 | 0 | 79.3943 | 0 | 3.137 | 25.6057 | 0 | 0 | 0
2087 | 98.5235 | 0 | 98.5235 | 55 | 6.8869 | 9.4922 | 10 | 17.1444 | 0 | 17.1444 | 0 | 0 | 0 | 0 | 0 | 0 | 0 | 0 | 0 | 0 | 71.8869 | 0 | 2.9557 | 33.1131 | 0 | 0 | 0
2088 | 89.3294 | 0 | 89.3294 | 51.9381 | 2 | 8.4426 | 10 | 16.9486 | 0 | 16.9486 | 0 | 0 | 0 | 0 | 0 | 0 | 0 | 0 | 0 | 0 | 63.9381 | 0 | 2.6799 | 41.0619 | 0 | 0 | 0
2089 | 93.1313 | 0 | 93.1313 | 55 | 2.2881 | 8.885 | 10 | 16.9582 | 0 | 16.9582 | 0 | 0 | 0 | 0 | 0 | 0 | 0 | 0 | 0 | 0 | 67.2881 | 0 | 2.7939 | 37.7119 | 0 | 0 | 0
2090 | 91.3527 | 0 | 91.3527 | 53.4439 | 2 | 8.6415 | 10 | 17.2673 | 0 | 17.2673 | 0 | 0 | 0 | 0 | 0 | 0 | 0 | 0 | 0 | 0 | 65.4439 | 0 | 2.7406 | 39.5561 | 0 | 0 | 0
2091 | 95.9166 | 0 | 95.9166 | 55 | 5.7364 | 9.3403 | 10 | 15.8398 | 0 | 15.8398 | 0 | 0 | 0 | 0 | 0 | 0 | 0 | 0 | 0 | 0 | 70.7364 | 0 | 2.8775 | 34.2636 | 0 | 0 | 0
2092 | 95.9862 | 0 | 95.9862 | 55 | 8.1611 | 9.6605 | 10 | 13.1646 | 0 | 13.1646 | 0 | 0 | 0 | 0 | 0 | 0 | 0 | 0 | 0 | 0 | 73.1611 | 0 | 2.8796 | 31.8389 | 0 | 0 | 0
2093 | 92.4108 | 0 | 92.4108 | 55 | 4.4061 | 9.1647 | 10 | 13.84 | 0 | 13.84 | 0 | 0 | 0 | 0 | 0 | 0 | 0 | 0 | 0 | 0 | 69.4061 | 0 | 2.7723 | 35.5939 | 0 | 0 | 0
2094 | 93.5943 | 0 | 93.5943 | 55 | 6.5073 | 9.4421 | 10 | 12.6449 | 0 | 12.6449 | 0 | 0 | 0 | 0 | 0 | 0 | 0 | 0 | 0 | 0 | 71.5073 | 0 | 2.8078 | 33.4927 | 0 | 0 | 0
2095 | 92.732 | 0 | 92.732 | 46.6822 | 2 | 7.7486 | 10 | 13.8045 | 12.4967 | 13.8045 | 12.4967 | 0 | 0 | 0 | 0 | 0 | 0 | 0 | 0 | 0 | 58.6822 | 0 | 2.782 | 46.3178 | 0 | 0 | 0
2096 | 95.6467 | 0 | 95.6467 | 42.9 | 2 | 6.8397 | 6.899 | 15.9358 | 21.0722 | 15.9358 | 21.0722 | 0 | 0 | 0 | 0 | 0 | 0 | 0 | 0 | 0 | 51.799 | 0 | 2.8694 | 53.201 | 0 | 0 | 0
2097 | 94.8941 | 0 | 94.8941 | 42.9 | 2 | 7.1054e-15 | 4 | 14.1515 | 32.242 | 14.1515 | 32.242 | 0 | 0 | 0.3993 | 0 | 0 | 0 | 0.3993 | 0 | 0.35937 | 48.9 | 0 | 2.8468 | 61.7572 | 0 | 0 | 0
2098 | 94.4462 | 0 | 94.4462 | 42.9 | 2 | 1.4211e-14 | 4 | 13.0475 | 40.7939 | 13.0475 | 40.7939 | 0 | 0 | 8.2953 | 0 | 0 | 0 | 8.2953 | 0 | 7.8251 | 48.9 | 0 | 2.8334 | 60.8362 | 0 | 0 | 0
2099 | 90.7224 | 0 | 90.7224 | 42.9 | 2 | 7.1054e-15 | 4 | 12.5486 | 47.2665 | 12.5486 | 47.2665 | 0 | 0 | 12 | 0 | 5.9926 | 0 | 17.9926 | 0 | 24.1501 | 48.9 | 0 | 2.7217 | 59.7051 | 0 | 0 | 0
2100 | 90.7193 | 0 | 90.7193 | 42.9 | 2 | 0 | 4 | 12.8756 | 44.3131 | 12.8756 | 44.3131 | 0 | 0 | 12 | 0 | 3.3694 | 0 | 15.3694 | 0 | 38.0565 | 48.9 | 0 | 2.7216 | 60.0111 | 0 | 0 | 0
2101 | 89.5281 | 0 | 89.5281 | 42.9 | 2 | 7.1054e-15 | 4 | 12.5126 | 45.2382 | 12.5126 | 45.2382 | 0 | 0 | 12 | 0 | 5.1227 | 0 | 17.1227 | 0 | 53.5794 | 48.9 | 0 | 2.6858 | 59.8066 | 0 | 0 | 0
2102 | 90.2827 | 0 | 90.2827 | 42.9 | 2 | 0 | 4 | 14.6094 | 37.0074 | 14.6094 | 37.0074 | 0 | 0 | 8.6387 | 0 | 1.5954 | 0 | 10.2341 | 0 | 62.8251 | 48.9 | 0 | 2.7085 | 60.6101 | 0 | 0 | 0
2103 | 91.6719 | 0 | 91.6719 | 42.9 | 2 | 0 | 4 | 12.7618 | 32.5822 | 12.7618 | 32.5822 | 0 | 0 | 0 | 0 | 2.5721 | 0 | 2.5721 | 0 | 65.1964 | 48.9 | 0 | 2.7502 | 73.5038 | 0 | 0 | 0
2104 | 92.8137 | 0 | 92.8137 | 42.9 | 2 | 4.7837 | 4 | 15.3858 | 23.7442 | 15.3858 | 23.7442 | 0 | 0 | 0 | 0 | 0 | 0 | 0 | 0 | 65.1964 | 48.9 | 0 | 2.7844 | 79.5781 | 0 | 1.4211e-14 | 0
2105 | 99.5645 | 0 | 99.5645 | 46.5796 | 2 | 8.5544 | 10 | 14.6316 | 11.594 | 14.6316 | 11.594 | 0 | 0 | 0 | 0 | 0 | 6.2049 | 0 | 6.2049 | 58.4663 | 58.5796 | 0 | 2.9869 | 62.2155 | 0 | 0 | 0
2106 | 101.6202 | 0 | 101.6202 | 44.794 | 2 | 10.2674 | 10 | 13.595 | 5.7686e-15 | 13.595 | 5.7686e-15 | 0 | 0 | 0 | 11.3142 | 0 | 9.6495 | 0 | 20.9637 | 35.4286 | 56.794 | 0 | 3.0486 | 48.8918 | 0 | 0 | 0
2107 | 109.5272 | 0 | 109.5272 | 55 | 5.8745 | 10.9431 | 10 | 15.7097 | 0 | 15.7097 | 0 | 0 | 0 | 0 | 12 | 0 | 0 | 0 | 12 | 22.0953 | 70.8745 | 0 | 3.2858 | 34.1255 | 0 | 0 | 0
2108 | 115.9223 | 0 | 115.9223 | 55 | 13.2521 | 11.9172 | 10 | 13.7529 | 0 | 13.7529 | 0 | 0 | 0 | 0 | 12 | 0 | 0 | 0 | 12 | 8.762 | 78.2521 | 0 | 3.4777 | 26.7479 | 0 | 0 | 0
2109 | 107.4285 | 0 | 107.4285 | 55 | 7.163 | 10.57 | 10 | 16.8098 | 0 | 16.8098 | 0 | 0 | 0 | 0 | 7.8858 | 0 | 0 | 0 | 7.8858 | 0 | 72.163 | 0 | 3.2229 | 32.837 | 0 | 0 | 0
2110 | 106.9447 | 0 | 106.9447 | 55 | 15.2877 | 10.6015 | 10 | 16.0555 | 0 | 16.0555 | 0 | 0 | 0 | 0 | 0 | 0 | 0 | 0 | 0 | 0 | 80.2877 | 0 | 3.2083 | 24.7123 | 0 | 0 | 0
2111 | 100.5139 | 0 | 100.5139 | 55 | 11.0886 | 10.047 | 10 | 14.3782 | 0 | 14.3782 | 0 | 0 | 0 | 0 | 0 | 0 | 0 | 0 | 0 | 0 | 76.0886 | 0 | 3.0154 | 28.9114 | 0 | 0 | 0
2112 | 91.2451 | 0 | 91.2451 | 55 | 2.5941 | 8.9254 | 10 | 14.7256 | 0 | 14.7256 | 0 | 0 | 0 | 0 | 0 | 0 | 0 | 0 | 0 | 0 | 67.5941 | 0 | 2.7374 | 37.4059 | 0 | 0 | 0
2113 | 95.0553 | 0 | 95.0553 | 55 | 7.6626 | 9.5947 | 10 | 12.798 | 0 | 12.798 | 0 | 0 | 0 | 0 | 0 | 0 | 0 | 0 | 0 | 0 | 72.6626 | 0 | 2.8517 | 32.3374 | 0 | 0 | 0
2114 | 91.9453 | 0 | 91.9453 | 55 | 3.3104 | 9.02 | 10 | 14.6149 | 0 | 14.6149 | 0 | 0 | 0 | 0 | 0 | 0 | 0 | 0 | 0 | 0 | 68.3104 | 0 | 2.7584 | 36.6896 | 0 | 0 | 0
2115 | 93.8673 | 0 | 93.8673 | 55 | 7.7717 | 9.6091 | 10 | 11.4866 | 0 | 11.4866 | 0 | 0 | 0 | 0 | 0 | 0 | 0 | 0 | 0 | 0 | 72.7717 | 0 | 2.816 | 32.2283 | 0 | 0 | 0
2116 | 93.1663 | 0 | 93.1663 | 55 | 5.2069 | 9.2704 | 10 | 13.689 | 0 | 13.689 | 0 | 0 | 0 | 0 | 0 | 0 | 0 | 0 | 0 | 0 | 70.2069 | 0 | 2.795 | 34.7931 | 0 | 0 | 0
2117 | 95.4794 | 0 | 95.4794 | 55 | 5.9184 | 9.3643 | 10 | 15.1967 | 0 | 15.1967 | 0 | 0 | 0 | 0 | 0 | 0 | 0 | 0 | 0 | 0 | 70.9184 | 0 | 2.8644 | 34.0816 | 0 | 0 | 0
2118 | 95.4814 | 0 | 95.4814 | 55 | 7.6915 | 9.5985 | 10 | 13.1914 | 0 | 13.1914 | 0 | 0 | 0 | 0 | 0 | 0 | 0 | 0 | 0 | 0 | 72.6915 | 0 | 2.8644 | 32.3085 | 0 | 0 | 0
2119 | 93.2397 | 0 | 93.2397 | 47.6784 | 2 | 7.8802 | 10 | 11.6839 | 13.9972 | 11.6839 | 13.9972 | 0 | 0 | 0 | 0 | 0 | 0 | 0 | 0 | 0 | 59.6784 | 0 | 2.7972 | 45.3216 | 0 | 0 | 0
2120 | 94.2514 | 0 | 94.2514 | 42.9 | 2 | 6.7018 | 5.8543 | 12.4548 | 24.3406 | 12.4548 | 24.3406 | 0 | 0 | 0 | 0 | 0 | 0 | 0 | 0 | 0 | 50.7543 | 0 | 2.8275 | 54.2457 | 0 | 0 | 0
2121 | 96.1688 | 0 | 96.1688 | 42.9 | 2 | 1.56 | 4 | 11.7573 | 33.9515 | 11.7573 | 33.9515 | 0 | 0 | 0 | 0 | 0 | 0 | 0 | 0 | 0 | 48.9 | 0 | 2.8851 | 60.4258 | 0 | 0 | 0
2122 | 94.2546 | 0 | 94.2546 | 42.9 | 2 | 0 | 4 | 10.7253 | 43.4315 | 10.7253 | 43.4315 | 0 | 0 | 8.8022 | 0 | 0 | 0 | 8.8022 | 0 | 7.922 | 48.9 | 0 | 2.8276 | 60.7771 | 0 | 0 | 0
2123 | 90.7255 | 0 | 90.7255 | 42.9 | 2 | 7.1054e-15 | 4 | 10.8865 | 53.9202 | 10.7217 | 53.1038 | 0.16484 | 0.81644 | 12 | 0 | 10 | 0 | 22 | 0 | 27.9415 | 48.9 | 0 | 2.7218 | 59.1232 | 0 | 0 | -1.4211e-14
2124 | 92.6031 | 0 | 92.6031 | 42.9 | 2 | 1.4211e-14 | 4 | 9.7172 | 53.5924 | 9.7172 | 53.5924 | 0 | 0 | 12 | 0 | 7.6064 | 0 | 19.6064 | 0 | 45.7543 | 48.9 | 0 | 2.7781 | 59.5169 | 0 | 0 | 0
2125 | 89.9234 | 0 | 89.9234 | 42.9 | 2 | 7.1054e-15 | 4 | 11.5839 | 47.4704 | 11.2026 | 45.9075 | 0.38139 | 1.5629 | 12 | 0 | 4.0866 | 0 | 16.0866 | 0 | 60.322 | 48.9 | 0 | 2.6977 | 59.7006 | 0 | 1.7764e-14 | 0
2126 | 88.0437 | 0 | 88.0437 | 42.9 | 2 | 0 | 4 | 11.6458 | 49.0463 | 9.148 | 38.5268 | 2.4978 | 10.5195 | 8.5311 | 0 | 0 | 0 | 8.5311 | 0 | 68 | 48.9 | 0 | 2.6413 | 69.2903 | 0 | 0 | 0
2127 | 90.9779 | 0 | 90.9779 | 42.9 | 2 | 0 | 4 | 12.4227 | 36.6616 | 10.6494 | 31.4284 | 1.7733 | 5.2332 | 0 | 0 | 0 | 0 | 0 | 0 | 68 | 48.9 | 0 | 2.7293 | 82.9866 | 0 | 0 | 0
2128 | 93.3244 | 0 | 93.3244 | 42.9 | 2 | 5.8846 | 4 | 11.0555 | 27.4844 | 11.0555 | 27.4844 | 0 | 0 | 0 | 0 | 0 | 0 | 0 | 0 | 68 | 48.9 | 0 | 2.7997 | 78.6056 | 0 | 0 | 0
2129 | 98.9479 | 0 | 98.9479 | 43.544 | 2 | 8.3514 | 10 | 13.251 | 14.0987 | 13.251 | 14.0987 | 0 | 0 | 0 | 0 | 0 | 7.7028 | 0 | 7.7028 | 59.6451 | 55.544 | 0 | 2.9684 | 63.7532 | 0 | 0 | -1.4211e-14
2130 | 101.8461 | 0 | 101.8461 | 44.1736 | 2 | 10.3224 | 10 | 13.3502 | 6.6713e-15 | 13.3502 | 6.6713e-15 | 0 | 0 | 0 | 12 | 0 | 10 | 0 | 22 | 35.4653 | 56.1736 | 0 | 3.0554 | 48.8264 | 0 | 0 | 0
2131 | 110.8079 | 0 | 110.8079 | 55 | 6.5682 | 11.1319 | 10 | 15.3715 | 0 | 15.3715 | 0 | 0 | 0 | 0 | 12 | 0 | 0.73629 | 0 | 12.7363 | 21.3333 | 71.5682 | 0 | 3.3242 | 33.4318 | 0 | 0 | 0
2132 | 115.9506 | 0 | 115.9506 | 55 | 14.4099 | 12.0701 | 10 | 12.4706 | 0 | 12.4706 | 0 | 0 | 0 | 0 | 12 | 0 | 0 | 0 | 12 | 8 | 79.4099 | 0 | 3.4785 | 25.5901 | 0 | 1.4211e-14 | 0
2133 | 110.3889 | 0 | 110.3889 | 55 | 13.3164 | 11.2919 | 10 | 13.5806 | 0 | 13.5806 | 0 | 0 | 0 | 0 | 7.2 | 0 | 0 | 0 | 7.2 | 0 | 78.3164 | 0 | 3.3117 | 26.6836 | 0 | 0 | 0
2134 | 107.2215 | 0 | 107.2215 | 55 | 18.3568 | 11.0068 | 10 | 12.858 | 0 | 12.858 | 0 | 0 | 0 | 0 | 0 | 0 | 0 | 0 | 0 | 0 | 83.3568 | 0 | 3.2166 | 21.6432 | 0 | 0 | 0
2135 | 100.4245 | 0 | 100.4245 | 55 | 10.2462 | 9.9358 | 10 | 15.2425 | 0 | 15.2425 | 0 | 0 | 0 | 0 | 0 | 0 | 0 | 0 | 0 | 0 | 75.2462 | 0 | 3.0127 | 29.7538 | 0 | 0 | 0
2136 | 86.4014 | 0 | 86.4014 | 50.0948 | 2 | 8.1992 | 10 | 16.1074 | 0 | 16.1074 | 0 | 0 | 0 | 0 | 0 | 0 | 0 | 0 | 0 | 0 | 62.0948 | 0 | 2.592 | 42.9052 | 0 | 0 | 0
2137 | 83.1814 | 0 | 83.1814 | 49.221 | 2 | 8.0839 | 10 | 13.8765 | 0 | 13.8765 | 0 | 0 | 0 | 0 | 0 | 0 | 0 | 0 | 0 | 0 | 61.221 | 0 | 2.4954 | 43.779 | 0 | 0 | 0
2138 | 85.2214 | 0 | 85.2214 | 49.867 | 2 | 8.1692 | 10 | 15.1852 | 0 | 15.1852 | 0 | 0 | 0 | 0 | 0 | 0 | 0 | 0 | 0 | 0 | 61.867 | 0 | 2.5566 | 43.133 | 0 | 0 | 0
2139 | 88.7622 | 0 | 88.7622 | 53.943 | 2 | 8.7074 | 10 | 14.1118 | 0 | 14.1118 | 0 | 0 | 0 | 0 | 0 | 0 | 0 | 0 | 0 | 0 | 65.943 | 0 | 2.6629 | 39.057 | 0 | 0 | 0
2140 | 87.7237 | 0 | 87.7237 | 51.881 | 2 | 8.4351 | 10 | 15.4076 | 0 | 15.4076 | 0 | 0 | 0 | 0 | 0 | 0 | 0 | 0 | 0 | 0 | 63.881 | 0 | 2.6317 | 41.119 | 0 | 0 | 0
2141 | 88.4461 | 0 | 88.4461 | 53.5074 | 2 | 8.6499 | 10 | 14.2889 | 0 | 14.2889 | 0 | 0 | 0 | 0 | 0 | 0 | 0 | 0 | 0 | 0 | 65.5074 | 0 | 2.6534 | 39.4926 | 0 | 0 | 0
2142 | 85.5026 | 0 | 85.5026 | 51.196 | 2 | 8.3446 | 10 | 13.962 | 0 | 13.962 | 0 | 0 | 0 | 0 | 0 | 0 | 0 | 0 | 0 | 0 | 63.196 | 0 | 2.5651 | 41.804 | 0 | 0 | 0
2143 | 88.0489 | 0 | 88.0489 | 44.8717 | 2 | 7.5096 | 10 | 11.8108 | 11.8569 | 11.8108 | 11.8569 | 0 | 0 | 0 | 0 | 0 | 0 | 0 | 0 | 0 | 56.8717 | 0 | 2.6415 | 48.1283 | 0 | 0 | 0
2144 | 87.6665 | 0 | 87.6665 | 42.9 | 2 | 2.1944 | 4 | 14.04 | 22.5321 | 14.04 | 22.5321 | 0 | 0 | 0 | 0 | 0 | 0 | 0 | 0 | 0 | 48.9 | 0 | 2.63 | 59.8654 | 0 | 0 | 0
2145 | 88.751 | 0 | 88.751 | 42.9 | 2 | 0 | 4 | 13.2688 | 32.2746 | 13.2688 | 32.2746 | 0 | 0 | 5.6924 | 0 | 0 | 0 | 5.6924 | 0 | 5.1232 | 48.9 | 0 | 2.6625 | 61.1398 | 0 | 0 | 0
2146 | 83.5258 | 0 | 83.5258 | 42.9 | 2 | 0 | 4 | 10.3723 | 36.7424 | 10.3723 | 36.7424 | 0 | 0 | 12 | 0 | 0.48901 | 0 | 12.489 | 0 | 16.374 | 48.9 | 0 | 2.5058 | 60.3471 | 0 | 0 | 0
2147 | 86.9533 | 0 | 86.9533 | 42.9 | 2 | 0 | 4 | 12.0897 | 46.3491 | 12.0897 | 46.3491 | 0 | 0 | 12 | 0 | 8.3855 | 0 | 20.3855 | 0 | 34.9051 | 48.9 | 0 | 2.6086 | 59.426 | 0 | 0 | 0
2148 | 86.2934 | 0 | 86.2934 | 42.9 | 2 | 0 | 4 | 12.4665 | 48.0149 | 12.2423 | 47.1512 | 0.22426 | 0.86373 | 12 | 0 | 10 | 0 | 22 | 0 | 54.9247 | 48.9 | 0 | 2.5888 | 59.1108 | 0 | 0 | 0
2149 | 85.264 | 0 | 85.264 | 42.9 | 2 | 0 | 4 | 12.6774 | 46.1772 | 10.9475 | 39.8759 | 1.7299 | 6.3013 | 11.6409 | 0 | 2.8185 | 0 | 14.4594 | 0 | 68 | 48.9 | 0 | 2.5579 | 59.1804 | 0 | 0 | 0
2150 | 84.0124 | 0 | 84.0124 | 42.9 | 2 | 0 | 4 | 12.5299 | 42.8976 | 7.9375 | 27.175 | 4.5924 | 15.7227 | 0 | 0 | 0 | 0 | 0 | 0 | 68 | 48.9 | 0 | 2.5204 | 81.4342 | 0 | 0 | 0
2151 | 83.0964 | 0 | 83.0964 | 42.9 | 2 | 7.1054e-15 | 4 | 13.0733 | 30.605 | 10.2353 | 23.9612 | 2.838 | 6.6438 | 0 | 0 | 0 | 0 | 0 | 0 | 68 | 48.9 | 0 | 2.4929 | 82.6978 | 0 | 0 | 0
2152 | 86.6252 | 0 | 86.6252 | 42.9 | 2 | 3.092 | 4 | 13.4012 | 21.232 | 13.4012 | 21.232 | 0 | 0 | 0 | 0 | 0 | 0 | 0 | 0 | 68 | 48.9 | 0 | 2.5988 | 81.0725 | 0 | 0 | 0
2153 | 89.6203 | 0 | 89.6203 | 43.0959 | 2 | 7.3034 | 10 | 15.4678 | 11.5387 | 15.4678 | 11.5387 | 0 | 0 | 0 | 0 | 0 | 0.21441 | 0 | 0.21441 | 67.7674 | 55.0959 | 0 | 2.6886 | 71.6896 | 0 | 0 | 0
2154 | 96.3368 | 0 | 96.3368 | 42.9 | 2 | 9.4048 | 8.3144 | 15.7073 | 5.8174e-15 | 15.7073 | 5.8174e-15 | 0 | 0 | 0 | 8.0103 | 0 | 10 | 0 | 18.0103 | 48.0205 | 53.2144 | 0 | 2.8901 | 55.7753 | 0 | 0 | 0
2155 | 102.8376 | 0 | 102.8376 | 46.944 | 2 | 10.4538 | 10 | 13.2151 | 0 | 13.2151 | 0 | 0 | 0 | 0 | 12 | 0 | 8.2247 | 0 | 20.2247 | 25.7663 | 58.944 | 0 | 3.0851 | 46.056 | 0 | 0 | 0
2156 | 108.1814 | 0 | 108.1814 | 55 | 4.1705 | 10.7181 | 10 | 16.2928 | 0 | 16.2928 | 0 | 0 | 0 | 0 | 12 | 0 | 0 | 0 | 12 | 12.433 | 69.1705 | 0 | 3.2454 | 35.8295 | 0 | 0 | 0
2157 | 101.1025 | 0 | 101.1025 | 53.1307 | 2 | 10.0776 | 10 | 14.7045 | 0 | 14.7045 | 0 | 0 | 0 | 0 | 11.1897 | 0 | 0 | 0 | 11.1897 | 0 | 65.1307 | 0 | 3.0331 | 39.8693 | 0 | 1.4211e-14 | 0
2158 | 99.4193 | 0 | 99.4193 | 55 | 8.1472 | 9.6586 | 10 | 16.6134 | 0 | 16.6134 | 0 | 0 | 0 | 0 | 0 | 0 | 0 | 0 | 0 | 0 | 73.1472 | 0 | 2.9826 | 31.8528 | 0 | 0 | 0
2159 | 93.4063 | 0 | 93.4063 | 55 | 4.8355 | 9.2214 | 10 | 14.3495 | 0 | 14.3495 | 0 | 0 | 0 | 0 | 0 | 0 | 0 | 0 | 0 | 0 | 69.8355 | 0 | 2.8022 | 35.1645 | 0 | 0 | 0
2160 | 89.5255 | 0 | 89.5255 | 54.0657 | 2 | 8.1838 | 10 | 15.276 | 0 | 15.276 | 0 | 0 | 0 | 0 | 0 | 0 | 0 | 0 | 0 | 0 | 66.0657 | 0 | 2.6858 | 38.9343 | 0 | 0 | 0
2161 | 93.379 | 0 | 93.379 | 55 | 3.8449 | 8.528 | 10 | 16.006 | 0 | 16.006 | 0 | 0 | 0 | 0 | 0 | 0 | 0 | 0 | 0 | 0 | 68.8449 | 0 | 2.8014 | 36.1551 | 0 | 0 | 0
2162 | 92.5164 | 0 | 92.5164 | 55 | 3.2639 | 8.4561 | 10 | 15.7965 | 0 | 15.7965 | 0 | 0 | 0 | 0 | 0 | 0 | 0 | 0 | 0 | 0 | 68.2639 | 0 | 2.7755 | 36.7361 | 0 | 0 | 0
2163 | 92.4602 | 0 | 92.4602 | 55 | 2.9711 | 8.4198 | 10 | 16.0693 | 0 | 16.0693 | 0 | 0 | 0 | 0 | 0 | 0 | 0 | 0 | 0 | 0 | 67.9711 | 0 | 2.7738 | 37.0289 | 0 | 0 | 0
2164 | 93.9168 | 0 | 93.9168 | 55 | 4.7928 | 8.6454 | 10 | 15.4785 | 0 | 15.4785 | 0 | 0 | 0 | 0 | 0 | 0 | 0 | 0 | 0 | 0 | 69.7928 | 0 | 2.8175 | 35.2072 | 0 | 0 | 0
2165 | 92.2199 | 0 | 92.2199 | 55 | 5.9656 | 8.7907 | 10 | 12.4636 | 0 | 12.4636 | 0 | 0 | 0 | 0 | 0 | 0 | 0 | 0 | 0 | 0 | 70.9656 | 0 | 2.7666 | 34.0344 | 0 | 0 | 0
2166 | 94.0433 | 0 | 94.0433 | 55 | 6.4406 | 8.8496 | 10 | 13.7532 | 0 | 13.7532 | 0 | 0 | 0 | 0 | 0 | 0 | 0 | 0 | 0 | 0 | 71.4406 | 0 | 2.8213 | 33.5594 | 0 | 0 | 0
2167 | 95.7593 | 0 | 95.7593 | 48.5136 | 2 | 7.496 | 10 | 13.2724 | 14.4774 | 13.2724 | 14.4774 | 0 | 0 | 0 | 0 | 0 | 0 | 0 | 0 | 0 | 60.5136 | 0 | 2.8728 | 44.4864 | 0 | 0 | 0
2168 | 93.0473 | 0 | 93.0473 | 42.9 | 2 | 6.3541 | 6.3949 | 10.6179 | 24.7805 | 10.6179 | 24.7805 | 0 | 0 | 0 | 0 | 0 | 0 | 0 | 0 | 0 | 51.2949 | 0 | 2.7914 | 53.7051 | 0 | 0 | 0
2169 | 91.8375 | 0 | 91.8375 | 42.9 | 2 | 7.1054e-15 | 4 | 13.2402 | 35.4592 | 13.2402 | 35.4592 | 0 | 0 | 5.7619 | 0 | 0 | 0 | 5.7619 | 0 | 5.1857 | 48.9 | 0 | 2.7551 | 60.8547 | 0 | 1.4211e-14 | 0
2170 | 91.3486 | 0 | 91.3486 | 42.9 | 2 | 0 | 4 | 11.3583 | 44.2068 | 11.3583 | 44.2068 | 0 | 0 | 12 | 0 | 1.1166 | 0 | 13.1166 | 0 | 17.0151 | 48.9 | 0 | 2.7405 | 60.044 | 0 | 0 | 0
2171 | 90.9429 | 0 | 90.9429 | 42.9 | 2 | 7.1054e-15 | 4 | 13.2823 | 53.1629 | 12.8021 | 51.2409 | 0.48021 | 1.9221 | 12 | 0 | 10 | 0 | 22 | 0 | 37.0347 | 48.9 | 0 | 2.7283 | 58.8001 | 0 | 0 | 0
2172 | 89.0513 | 0 | 89.0513 | 42.9 | 2 | 7.1054e-15 | 4 | 12.9618 | 53.7179 | 12.0816 | 50.0698 | 0.88027 | 3.6481 | 12 | 0 | 10 | 0 | 22 | 0 | 57.0542 | 48.9 | 0 | 2.6715 | 58.5658 | 0 | 0 | 0
2173 | 89.6302 | 0 | 89.6302 | 42.9 | 2 | 0 | 4 | 11.1364 | 55 | 8.9039 | 43.9742 | 2.2325 | 11.0258 | 11.5715 | 0 | 0.57646 | 0 | 12.1479 | 0 | 68 | 48.9 | 0 | 2.6889 | 58.6895 | 0 | 0 | -3.5527e-15
2174 | 87.9392 | 0 | 87.9392 | 42.9 | 2 | 7.1054e-15 | 4 | 12.6506 | 51.6142 | 7.6849 | 31.3543 | 4.9657 | 20.2599 | 0 | 0 | 0 | 0 | 0 | 0 | 68 | 48.9 | 0 | 2.6382 | 80.7094 | 0 | 1.4211e-14 | 0
2175 | 86.5855 | 0 | 86.5855 | 42.9 | 2 | 0 | 4 | 11.3605 | 43.1373 | 7.8559 | 29.8296 | 3.5047 | 13.3076 | 0 | 0 | 0 | 0 | 0 | 0 | 68 | 48.9 | 0 | 2.5976 | 81.6367 | 0 | 0 | 0
2176 | 91.8698 | 0 | 91.8698 | 42.9 | 2 | 1.7461 | 4 | 14.1939 | 27.0298 | 14.1939 | 27.0298 | 0 | 0 | 0 | 0 | 0 | 0 | 0 | 0 | 68 | 48.9 | 0 | 2.7561 | 81.9361 | 0 | 0 | 0
2177 | 95.4015 | 0 | 95.4015 | 48.3673 | 2 | 7.4828 | 10 | 13.7904 | 13.7213 | 13.7904 | 13.7213 | 0 | 0 | 0 | 0 | 0 | 0.039663 | 0 | 0.039663 | 67.957 | 60.3673 | 0 | 2.862 | 66.5931 | 0 | 0 | 0
2178 | 100.7136 | 0 | 100.7136 | 46.3567 | 2 | 9.7045 | 10 | 12.6663 | 6.6597e-15 | 12.6663 | 6.6597e-15 | 0 | 0 | 0 | 9.9861 | 0 | 10 | 0 | 19.9861 | 46.0148 | 58.3567 | 0 | 3.0214 | 48.6573 | 0 | 0 | 0
2179 | 106.0623 | 0 | 106.0623 | 49.0948 | 2 | 10.0949 | 10 | 14.4731 | 0 | 14.4731 | 0 | 0 | 0 | 0 | 12 | 0 | 8.3994 | 0 | 20.3994 | 23.571 | 61.0948 | 0 | 3.1819 | 43.9052 | 0 | 0 | 0
2180 | 113.1193 | 0 | 113.1193 | 55 | 10.1542 | 10.7961 | 10 | 15.169 | 0 | 15.169 | 0 | 0 | 0 | 0 | 12 | 0 | 0 | 0 | 12 | 10.2377 | 75.1542 | 0 | 3.3936 | 29.8458 | 0 | 1.4211e-14 | 0
2181 | 110.1869 | 0 | 110.1869 | 55 | 10.2191 | 10.459 | 10 | 15.2949 | 0 | 15.2949 | 0 | 0 | 0 | 0 | 9.2139 | 0 | 0 | 0 | 9.2139 | 0 | 75.2191 | 0 | 3.3056 | 29.7809 | 0 | 0 | 0
2182 | 103.2202 | 0 | 103.2202 | 55 | 13.7469 | 9.7546 | 10 | 14.7186 | 0 | 14.7186 | 0 | 0 | 0 | 0 | 0 | 0 | 0 | 0 | 0 | 0 | 78.7469 | 0 | 3.0966 | 26.2531 | 0 | 0 | 0
2183 | 101.9238 | 0 | 101.9238 | 55 | 11.913 | 9.5274 | 10 | 15.4834 | 0 | 15.4834 | 0 | 0 | 0 | 0 | 0 | 0 | 0 | 0 | 0 | 0 | 76.913 | 0 | 3.0577 | 28.087 | 0 | 0 | 0
2184 | 93.0839 | 0 | 93.0839 | 55 | 3.2367 | 8.4527 | 10 | 16.3946 | 0 | 16.3946 | 0 | 0 | 0 | 0 | 0 | 0 | 0 | 0 | 0 | 0 | 68.2367 | 0 | 2.7925 | 51.7633 | 0 | 0 | 0
2185 | 93.0656 | 0 | 93.0656 | 54.7785 | 2.75 | 8.365 | 10 | 17.1722 | 0 | 17.1722 | 0 | 0 | 0 | 0 | 0 | 0 | 0 | 0 | 0 | 0 | 67.5285 | 0 | 2.792 | 52.4715 | 0 | 0 | -1.4211e-14
2186 | 93.8456 | 0 | 93.8456 | 55 | 5.0482 | 8.6771 | 10 | 15.1203 | 0 | 15.1203 | 0 | 0 | 0 | 0 | 0 | 0 | 0 | 0 | 0 | 0 | 70.0482 | 0 | 2.8154 | 49.9518 | 0 | 0 | 0
2187 | 96.96 | 0 | 96.96 | 55 | 5.6028 | 8.7458 | 10 | 17.6114 | 0 | 17.6114 | 0 | 0 | 0 | 0 | 0 | 0 | 0 | 0 | 0 | 0 | 70.6028 | 0 | 2.9088 | 49.3972 | 0 | 0 | 0
2188 | 98.7119 | 0 | 98.7119 | 55 | 9.6499 | 9.2471 | 10 | 14.8149 | 0 | 14.8149 | 0 | 0 | 0 | 0 | 0 | 0 | 0 | 0 | 0 | 0 | 74.6499 | 0 | 2.9614 | 45.3501 | 0 | 0 | 0
2189 | 99.0008 | 0 | 99.0008 | 55 | 9.8459 | 9.2714 | 10 | 14.8835 | 0 | 14.8835 | 0 | 0 | 0 | 0 | 0 | 0 | 0 | 0 | 0 | 0 | 74.8459 | 0 | 2.97 | 45.1541 | 0 | 0 | -1.4211e-14
2190 | 97.7681 | 0 | 97.7681 | 55 | 9.1008 | 9.1791 | 10 | 14.4881 | 0 | 14.4881 | 0 | 0 | 0 | 0 | 0 | 0 | 0 | 0 | 0 | 0 | 74.1008 | 0 | 2.933 | 45.8992 | 0 | 0 | 0
2191 | 96.8176 | 0 | 96.8176 | 50.5632 | 2.75 | 7.8428 | 10 | 13.8119 | 11.8497 | 13.8119 | 11.8497 | 0 | 0 | 0 | 0 | 0 | 0 | 0 | 0 | 0 | 63.3132 | 0 | 2.9045 | 56.6868 | 0 | 0 | 0
2192 | 95.9362 | 0 | 95.9362 | 42.9 | 2.75 | 6.4672 | 6.5579 | 13.9749 | 23.2862 | 13.9749 | 23.2862 | 0 | 0 | 0 | 0 | 0 | 0 | 0 | 0 | 0 | 52.2079 | 0 | 2.8781 | 67.7921 | 0 | 0 | 0
2193 | 96.72 | 0 | 96.72 | 42.9 | 2.75 | 0 | 4 | 14.1027 | 35.3738 | 14.1027 | 35.3738 | 0 | 0 | 2.4065 | 0 | 0 | 0 | 2.4065 | 0 | 2.1658 | 49.65 | 0 | 2.9016 | 75.5572 | 0 | 0 | 0
2194 | 98.1081 | 0 | 98.1081 | 42.9 | 2.75 | 0 | 4 | 12.8844 | 38.1461 | 12.8844 | 38.1461 | 0 | 0 | 2.5724 | 0 | 0 | 0 | 2.5724 | 0 | 4.481 | 49.65 | 0 | 2.9432 | 75.5389 | 0 | 0 | 0
2195 | 96.0011 | 0 | 96.0011 | 42.9 | 2.75 | 0 | 4 | 12.6901 | 45.0523 | 12.6901 | 45.0523 | 0 | 0 | 11.3913 | 0 | 0 | 0 | 11.3913 | 0 | 14.7332 | 49.65 | 0 | 2.88 | 74.5669 | 0 | 0 | 0
2196 | 94.2052 | 0 | 94.2052 | 42.9 | 2.75 | 0 | 4 | 12.0797 | 49.9444 | 12.0797 | 49.9444 | 0 | 0 | 12 | 0 | 5.4689 | 0 | 17.4689 | 0 | 30.5753 | 49.65 | 0 | 2.8262 | 73.897 | 0 | 0 | 0
2197 | 95.7464 | 0 | 95.7464 | 42.9 | 2.75 | 0 | 4 | 13.4365 | 48.8654 | 13.4365 | 48.8654 | 0 | 0 | 12 | 0 | 4.2055 | 0 | 16.2055 | 0 | 45.2525 | 49.65 | 0 | 2.8724 | 74.0362 | 0 | 0 | 0
2198 | 92.7133 | 0 | 92.7133 | 42.9 | 2.75 | 0 | 4 | 13.1883 | 48.2005 | 13.1883 | 48.2005 | 0 | 0 | 12 | 0 | 6.3255 | 0 | 18.3255 | 0 | 61.8844 | 49.65 | 0 | 2.7814 | 73.8026 | 0 | 0 | 0
2199 | 91.1106 | 0 | 91.1106 | 42.9 | 2.75 | 0 | 4 | 13.1193 | 40.1994 | 11.8394 | 36.2775 | 1.2799 | 3.9219 | 0.96315 | 0 | 5.6931 | 0 | 6.6563 | 0 | 68 | 49.65 | 0 | 2.7333 | 74.5154 | 0 | 8.8818e-16 | 0
2200 | 96.1421 | 0 | 96.1421 | 42.9 | 2.75 | 4.3375 | 4 | 14.5232 | 27.6314 | 14.5232 | 27.6314 | 0 | 0 | 0 | 0 | 0 | 0 | 0 | 0 | 68 | 49.65 | 0 | 2.8843 | 93.963 | 0 | 1.4211e-14 | 0
2201 | 99.8852 | 0 | 99.8852 | 49.4898 | 2.75 | 8.0413 | 10 | 13.2807 | 13.6472 | 13.2807 | 13.6472 | 0 | 0 | 0 | 0 | 0 | 2.6761 | 0 | 2.6761 | 65.0973 | 62.2398 | 0 | 2.9966 | 77.084 | 0 | 0 | 0
2202 | 106.3689 | 0 | 106.3689 | 48.3745 | 2.75 | 10.2969 | 10 | 12.9476 | 6.2891e-15 | 12.9476 | 6.2891e-15 | 0 | 0 | 0 | 12 | 0 | 10 | 0 | 22 | 40.9175 | 61.1245 | 0 | 3.1911 | 58.8755 | 0 | 0 | 0
2203 | 111.9402 | 0 | 111.9402 | 55 | 3.9992 | 10.7475 | 10 | 14.4305 | 0 | 14.4305 | 0 | 0 | 0 | 0 | 12 | 0 | 5.763 | 0 | 17.763 | 21.3333 | 68.9992 | 0 | 3.3582 | 51.0008 | 0 | 1.4211e-14 | 0
2204 | 118.7425 | 0 | 118.7425 | 55 | 16.6334 | 11.5986 | 10 | 13.5105 | 0 | 13.5105 | 0 | 0 | 0 | 0 | 12 | 0 | 0 | 0 | 12 | 8 | 81.6334 | 0 | 3.5623 | 38.3666 | 0 | 0 | -1.4211e-14
2205 | 113.284 | 0 | 113.284 | 55 | 16.5248 | 10.9906 | 10 | 13.5687 | 0 | 13.5687 | 0 | 0 | 0 | 0 | 7.2 | 0 | 0 | 0 | 7.2 | 0 | 81.5248 | 0 | 3.3985 | 38.4752 | 0 | 0 | 0
2206 | 108.2759 | 0 | 108.2759 | 55 | 17.7371 | 10.2489 | 10 | 15.2899 | 0 | 15.2899 | 0 | 0 | 0 | 0 | 0 | 0 | 0 | 0 | 0 | 0 | 82.7371 | 0 | 3.2483 | 37.2629 | 0 | 0 | 0
2207 | 105.5729 | 0 | 105.5729 | 55 | 14.4916 | 9.8469 | 10 | 16.2344 | 0 | 16.2344 | 0 | 0 | 0 | 0 | 0 | 0 | 0 | 0 | 0 | 0 | 79.4916 | 0 | 3.1672 | 40.5084 | 0 | 0 | -1.4211e-14
2208 | 95.0841 | 0 | 95.0841 | 55 | 6.1548 | 8.8142 | 10 | 15.1152 | 0 | 15.1152 | 0 | 0 | 0 | 0 | 0 | 0 | 0 | 0 | 0 | 0 | 71.1548 | 0 | 2.8525 | 33.8452 | 0 | 0 | 0
2209 | 93.6846 | 0 | 93.6846 | 55 | 3.9771 | 8.5444 | 10 | 16.1631 | 0 | 16.1631 | 0 | 0 | 0 | 0 | 0 | 0 | 0 | 0 | 0 | 0 | 68.9771 | 0 | 2.8105 | 36.0229 | 0 | 0 | 0
2210 | 95.7862 | 0 | 95.7862 | 55 | 5.2843 | 8.7063 | 10 | 16.7956 | 0 | 16.7956 | 0 | 0 | 0 | 0 | 0 | 0 | 0 | 0 | 0 | 0 | 70.2843 | 0 | 2.8736 | 34.7157 | 0 | 0 | 0
2211 | 94.862 | 0 | 94.862 | 55 | 7.1962 | 8.9432 | 10 | 13.7227 | 0 | 13.7227 | 0 | 0 | 0 | 0 | 0 | 0 | 0 | 0 | 0 | 0 | 72.1962 | 0 | 2.8459 | 32.8038 | 0 | 0 | 0
2212 | 97.5753 | 0 | 97.5753 | 55 | 7.7394 | 9.0105 | 10 | 15.8254 | 0 | 15.8254 | 0 | 0 | 0 | 0 | 0 | 0 | 0 | 0 | 0 | 0 | 72.7394 | 0 | 2.9273 | 32.2606 | 0 | 0 | 0
2213 | 95.8047 | 0 | 95.8047 | 55 | 5.6129 | 8.747 | 10 | 16.4447 | 0 | 16.4447 | 0 | 0 | 0 | 0 | 0 | 0 | 0 | 0 | 0 | 0 | 70.6129 | 0 | 2.8741 | 34.3871 | 0 | 0 | 0
2214 | 94.9697 | 0 | 94.9697 | 55 | 5.901 | 8.7827 | 10 | 15.2861 | 0 | 15.2861 | 0 | 0 | 0 | 0 | 0 | 0 | 0 | 0 | 0 | 0 | 70.901 | 0 | 2.8491 | 34.099 | 0 | 0 | 0
2215 | 94.8954 | 0 | 94.8954 | 48.5866 | 2 | 7.505 | 10 | 14.7815 | 12.0222 | 14.7815 | 12.0222 | 0 | 0 | 0 | 0 | 0 | 0 | 0 | 0 | 0 | 60.5866 | 0 | 2.8469 | 44.4134 | 0 | 0 | 0
2216 | 97.476 | 0 | 97.476 | 44.7519 | 2 | 7.03 | 10 | 12.1296 | 21.5644 | 12.1296 | 21.5644 | 0 | 0 | 0 | 0 | 0 | 0 | 0 | 0 | 0 | 56.7519 | 0 | 2.9243 | 48.2481 | 0 | 0 | 0
2217 | 95.7329 | 0 | 95.7329 | 42.9 | 2 | 3.5172 | 4 | 12.6253 | 30.6904 | 12.6253 | 30.6904 | 0 | 0 | 0 | 0 | 0 | 0 | 0 | 0 | 0 | 48.9 | 0 | 2.872 | 58.3602 | 0 | 0 | 0
2218 | 96.2573 | 0 | 96.2573 | 42.9 | 2 | 7.1054e-15 | 4 | 15.3203 | 35.638 | 15.3203 | 35.638 | 0 | 0 | 3.6011 | 0 | 0 | 0 | 3.6011 | 0 | 3.241 | 48.9 | 0 | 2.8877 | 61.0928 | 0 | 1.4211e-14 | 0
2219 | 94.3235 | 0 | 94.3235 | 42.9 | 2 | 7.1054e-15 | 4 | 13.0827 | 44.6348 | 13.0827 | 44.6348 | 0 | 0 | 12 | 0 | 0.2939 | 0 | 12.2939 | 0 | 14.3119 | 48.9 | 0 | 2.8297 | 60.1347 | 0 | 0 | 0
2220 | 91.2324 | 0 | 91.2324 | 42.9 | 2 | 7.1054e-15 | 4 | 15.3617 | 41.7101 | 15.3617 | 41.7101 | 0 | 0 | 12 | 0 | 2.7393 | 0 | 14.7393 | 0 | 27.6375 | 48.9 | 0 | 2.737 | 59.8652 | 0 | 1.4211e-14 | 0
2221 | 90.7094 | 0 | 90.7094 | 42.9 | 2 | 0 | 4 | 12.528 | 43.8746 | 12.528 | 43.8746 | 0 | 0 | 12 | 0 | 2.5932 | 0 | 14.5932 | 0 | 40.8283 | 48.9 | 0 | 2.7213 | 59.8813 | 0 | 0 | 0
2222 | 92.97 | 0 | 92.97 | 42.9 | 2 | 7.1054e-15 | 4 | 12.2654 | 38.4407 | 12.2654 | 38.4407 | 0 | 0 | 6.6361 | 0 | 0 | 0 | 6.6361 | 0 | 46.8007 | 48.9 | 0 | 2.7891 | 65.5408 | 0 | 0 | 0
2223 | 89.4879 | 0 | 89.4879 | 42.9 | 2 | 7.1054e-15 | 4 | 13.5856 | 30.5985 | 13.5856 | 30.5985 | 0 | 0 | 3.5962 | 0 | 0 | 0 | 3.5962 | 0 | 50.0373 | 48.9 | 0 | 2.6846 | 65.8758 | 0 | 0 | 0
2224 | 94.9394 | 0 | 94.9394 | 42.9 | 2 | 6.0425 | 4 | 16.4053 | 23.5916 | 16.4053 | 23.5916 | 0 | 0 | 0 | 0 | 0 | 0 | 0 | 0 | 50.0373 | 48.9 | 0 | 2.8482 | 72.8957 | 0 | 0 | 0
2225 | 101.3538 | 0 | 101.3538 | 44.4661 | 2 | 8.3445 | 10 | 14.5873 | 11.0588 | 14.5873 | 11.0588 | 0 | 0 | 0 | 6.1146 | 0 | 4.7825 | 0 | 10.8971 | 38.056 | 56.4661 | 0 | 3.0406 | 54.4193 | 0 | 0 | 0
2226 | 106.4228 | 0 | 106.4228 | 55 | 4.6407 | 10.1131 | 10 | 14.669 | 5.7255e-15 | 14.669 | 5.7255e-15 | 0 | 0 | 0 | 12 | 0 | 0 | 0 | 12 | 24.7227 | 69.6407 | 0 | 3.1927 | 35.3593 | 0 | 0 | 0
2227 | 110.2745 | 0 | 110.2745 | 55 | 7.8264 | 10.5077 | 10 | 14.9404 | 0 | 14.9404 | 0 | 0 | 0 | 0 | 12 | 0 | 0 | 0 | 12 | 11.3893 | 72.8264 | 0 | 3.3082 | 32.1736 | 0 | 0 | 0
2228 | 115.7917 | 0 | 115.7917 | 55 | 13.0249 | 10.9349 | 10 | 16.5815 | 0 | 16.5815 | 0 | 0 | 0 | 0 | 10.2504 | 0 | 0 | 0 | 10.2504 | -1.7764e-15 | 78.0249 | 0 | 3.4738 | 26.9751 | 0 | 0 | 0
2229 | 109.9162 | 0 | 109.9162 | 55 | 19.5738 | 10.4764 | 10 | 14.866 | 0 | 14.866 | 0 | 0 | 0 | 0 | -1.5987e-15 | 0 | 0 | 0 | -1.5987e-15 | 0 | 84.5738 | 0 | 3.2975 | 20.4262 | 0 | 1.4211e-14 | 0
2230 | 104.6128 | 0 | 104.6128 | 55 | 13.9298 | 9.7773 | 10 | 15.9057 | 0 | 15.9057 | 0 | 0 | 0 | 0 | 0 | 0 | 0 | 0 | 0 | 0 | 78.9298 | 0 | 3.1384 | 26.0702 | 0 | 0 | 0
2231 | 103.5648 | 0 | 103.5648 | 55 | 12.7436 | 9.6303 | 10 | 16.1909 | 0 | 16.1909 | 0 | 0 | 0 | 0 | 0 | 0 | 0 | 0 | 0 | 0 | 77.7436 | 0 | 3.1069 | 27.2564 | 0 | 0 | 0
2232 | 88.1279 | 0 | 88.1279 | 53.6609 | 2 | 8.1336 | 10 | 14.3333 | 0 | 14.3333 | 0 | 0 | 0 | 0 | 0 | 0 | 0 | 0 | 0 | 0 | 65.6609 | 0 | 2.6438 | 39.3391 | 0 | 0 | 0
2233 | 91.6197 | 0 | 91.6197 | 54.9795 | 2 | 8.297 | 10 | 16.3432 | 0 | 16.3432 | 0 | 0 | 0 | 0 | 0 | 0 | 0 | 0 | 0 | 0 | 66.9795 | 0 | 2.7486 | 38.0205 | 0 | 0 | 0
2234 | 91.4714 | 0 | 91.4714 | 54.5844 | 2 | 8.248 | 10 | 16.639 | 0 | 16.639 | 0 | 0 | 0 | 0 | 0 | 0 | 0 | 0 | 0 | 0 | 66.5844 | 0 | 2.7441 | 38.4156 | 0 | 0 | 0
2235 | 89.3635 | 0 | 89.3635 | 53.7426 | 2 | 8.1437 | 10 | 15.4771 | 0 | 15.4771 | 0 | 0 | 0 | 0 | 0 | 0 | 0 | 0 | 0 | 0 | 65.7426 | 0 | 2.6809 | 39.2574 | 0 | 0 | 0
2236 | 91.8103 | 0 | 91.8103 | 55 | 3.5046 | 8.4859 | 10 | 14.8199 | 0 | 14.8199 | 0 | 0 | 0 | 0 | 0 | 0 | 0 | 0 | 0 | 0 | 68.5046 | 0 | 2.7543 | 36.4954 | 0 | 0 | 0
2237 | 92.4531 | 0 | 92.4531 | 55 | 3.9083 | 8.5359 | 10 | 15.0089 | 0 | 15.0089 | 0 | 0 | 0 | 0 | 0 | 0 | 0 | 0 | 0 | 0 | 68.9083 | 0 | 2.7736 | 36.0917 | 0 | 0 | 0
2238 | 92.5453 | 0 | 92.5453 | 55 | 2.9502 | 8.4172 | 10 | 16.1779 | 0 | 16.1779 | 0 | 0 | 0 | 0 | 0 | 0 | 0 | 0 | 0 | 0 | 67.9502 | 0 | 2.7764 | 37.0498 | 0 | 0 | 0
2239 | 93.115 | 0 | 93.115 | 47.7825 | 2 | 7.4054 | 10 | 12.4555 | 13.4715 | 12.4555 | 13.4715 | 0 | 0 | 0 | 0 | 0 | 0 | 0 | 0 | 0 | 59.7825 | 0 | 2.7934 | 45.2175 | 0 | 0 | 0
2240 | 94.2402 | 0 | 94.2402 | 42.9 | 2 | 5.5143 | 4 | 14.1897 | 25.6362 | 14.1897 | 25.6362 | 0 | 0 | 0 | 0 | 0 | 0 | 0 | 0 | 0 | 48.9 | 0 | 2.8272 | 56.5832 | 0 | 1.4211e-14 | 0
2241 | 91.9457 | 0 | 91.9457 | 42.9 | 2 | 7.1054e-15 | 4 | 12.6396 | 40.2371 | 12.6396 | 40.2371 | 0 | 0 | 9.8311 | 0 | 0 | 0 | 9.8311 | 0 | 8.8479 | 48.9 | 0 | 2.7584 | 60.4062 | 0 | 0 | 0
2242 | 89.6633 | 0 | 89.6633 | 42.9 | 2 | 1.4211e-14 | 4 | 12.0249 | 44.3794 | 12.0249 | 44.3794 | 0 | 0 | 12 | 0 | 3.641 | 0 | 15.641 | 0 | 23.0048 | 48.9 | 0 | 2.6899 | 59.7658 | 0 | 0 | 0
2243 | 91.1517 | 0 | 91.1517 | 42.9 | 2 | 0 | 4 | 11.9181 | 50.0113 | 11.9181 | 50.0113 | 0 | 0 | 12 | 0 | 7.6777 | 0 | 19.6777 | 0 | 40.8832 | 48.9 | 0 | 2.7346 | 59.3209 | 0 | 0 | 0
2244 | 90.438 | 0 | 90.438 | 42.9 | 2 | 7.1054e-15 | 4 | 12.6109 | 55 | 11.8512 | 51.6868 | 0.75967 | 3.3132 | 12 | 0 | 10 | 0 | 22 | 0 | 60.9028 | 48.9 | 0 | 2.7131 | 58.616 | 0 | 0 | 0
2245 | 88.9175 | 0 | 88.9175 | 42.9 | 2 | 0 | 4 | 12.6674 | 49.7705 | 9.7168 | 38.1774 | 2.9506 | 11.5931 | 7.5023 | 0 | 0.37438 | 0 | 7.8767 | 0 | 68 | 48.9 | 0 | 2.6675 | 59.0186 | 0 | 1.5987e-14 | 0
2246 | 89.9219 | 0 | 89.9219 | 42.9 | 2 | 0 | 4 | 12.7316 | 45.1653 | 9.0207 | 32.0011 | 3.7108 | 13.1642 | 0 | 0 | 0 | 0 | 0 | 0 | 68 | 48.9 | 0 | 2.6977 | 81.6298 | 0 | 0 | 0
2247 | 84.7905 | 0 | 84.7905 | 42.9 | 2 | 0 | 4 | 13.0664 | 36.6535 | 9.432 | 26.4584 | 3.6344 | 10.195 | 0 | 0 | 0 | 0 | 0 | 0 | 68 | 48.9 | 0 | 2.5437 | 81.9655 | 0 | 0 | 0
2248 | 92.9239 | 0 | 92.9239 | 42.9 | 2 | 5.271 | 4 | 13.2653 | 25.4876 | 13.2653 | 25.4876 | 0 | 0 | 0 | 0 | 0 | 0 | 0 | 0 | 68 | 48.9 | 0 | 2.7877 | 78.7997 | 0 | 1.4211e-14 | 0
2249 | 95.7016 | 0 | 95.7016 | 46.2118 | 2 | 7.7309 | 10 | 12.6522 | 12.9086 | 12.6522 | 12.9086 | 0 | 0 | 0 | 0 | 0 | 4.1981 | 0 | 4.1981 | 63.4465 | 58.2118 | 0 | 2.871 | 64.5901 | 0 | 0 | 0
2250 | 99.16 | 0 | 99.16 | 44.6015 | 2 | 9.4491 | 10 | 13.4306 | 6.5545e-15 | 13.4306 | 6.5545e-15 | 0 | 0 | 0 | 9.6788 | 0 | 10 | 0 | 19.6788 | 41.8457 | 56.6015 | 0 | 2.9748 | 50.7197 | 0 | 0 | 0
2251 | 104.0988 | 0 | 104.0988 | 51.5872 | 2 | 9.8886 | 10 | 14.3821 | 0 | 14.3821 | 0 | 0 | 0 | 0 | 12 | 0 | 4.2409 | 0 | 16.2409 | 23.9124 | 63.5872 | 0 | 3.123 | 41.4128 | 0 | 0 | -1.4211e-14
2252 | 110.1229 | 0 | 110.1229 | 55 | 6.3823 | 10.3288 | 10 | 16.4117 | 0 | 16.4117 | 0 | 0 | 0 | 0 | 12 | 0 | 0 | 0 | 12 | 10.5791 | 71.3823 | 0 | 3.3037 | 33.6177 | 0 | 1.4211e-14 | 0
2253 | 104.9303 | 0 | 104.9303 | 55 | 5.0363 | 9.855 | 10 | 15.5179 | 0 | 15.5179 | 0 | 0 | 0 | 0 | 9.5212 | 0 | 0 | 0 | 9.5212 | 0 | 70.0363 | 0 | 3.1479 | 34.9637 | 0 | 0 | 0
2254 | 101.9057 | 0 | 101.9057 | 55 | 10.6736 | 9.3739 | 10 | 16.8582 | 0 | 16.8582 | 0 | 0 | 0 | 0 | 0 | 0 | 0 | 0 | 0 | 0 | 75.6736 | 0 | 3.0572 | 29.3264 | 0 | 0 | 0
2255 | 97.9318 | 0 | 97.9318 | 55 | 8.34 | 9.0848 | 10 | 15.5069 | 0 | 15.5069 | 0 | 0 | 0 | 0 | 0 | 0 | 0 | 0 | 0 | 0 | 73.34 | 0 | 2.938 | 31.66 | 0 | 0 | 0
2256 | 92.6284 | 0 | 92.6284 | 55 | 2.0478 | 8.3054 | 10 | 17.2752 | 0 | 17.2752 | 0 | 0 | 0 | 0 | 0 | 0 | 0 | 0 | 0 | 0 | 67.0478 | 0 | 2.7789 | 37.9522 | 0 | 0 | 0
2257 | 95.9217 | 0 | 95.9217 | 55 | 6.153 | 8.8139 | 10 | 15.9548 | 0 | 15.9548 | 0 | 0 | 0 | 0 | 0 | 0 | 0 | 0 | 0 | 0 | 71.153 | 0 | 2.8777 | 33.847 | 0 | 0 | 0
2258 | 96.6584 | 0 | 96.6584 | 55 | 6.7483 | 8.8877 | 10 | 16.0224 | 0 | 16.0224 | 0 | 0 | 0 | 0 | 0 | 0 | 0 | 0 | 0 | 0 | 71.7483 | 0 | 2.8998 | 33.2517 | 0 | 0 | 0
2259 | 97.1235 | 0 | 97.1235 | 55 | 9.5206 | 9.2311 | 10 | 13.3718 | 0 | 13.3718 | 0 | 0 | 0 | 0 | 0 | 0 | 0 | 0 | 0 | 0 | 74.5206 | 0 | 2.9137 | 30.4794 | 0 | 1.4211e-14 | 0
2260 | 95.3854 | 0 | 95.3854 | 55 | 5.1438 | 8.6889 | 10 | 16.5527 | 0 | 16.5527 | 0 | 0 | 0 | 0 | 0 | 0 | 0 | 0 | 0 | 0 | 70.1438 | 0 | 2.8616 | 34.8562 | 0 | 0 | 0
2261 | 95.3368 | 0 | 95.3368 | 55 | 5.2228 | 8.6987 | 10 | 16.4152 | 0 | 16.4152 | 0 | 0 | 0 | 0 | 0 | 0 | 0 | 0 | 0 | 0 | 70.2228 | 0 | 2.8601 | 34.7772 | 0 | 0 | 0
2262 | 95.7846 | 0 | 95.7846 | 55 | 8.0611 | 9.0503 | 10 | 13.6732 | 0 | 13.6732 | 0 | 0 | 0 | 0 | 0 | 0 | 0 | 0 | 0 | 0 | 73.0611 | 0 | 2.8735 | 31.9389 | 0 | 0 | 0
2263 | 97.1528 | 0 | 97.1528 | 49.9127 | 2 | 7.6693 | 10 | 14.6874 | 12.8834 | 14.6874 | 12.8834 | 0 | 0 | 0 | 0 | 0 | 0 | 0 | 0 | 0 | 61.9127 | 0 | 2.9146 | 43.0873 | 0 | 0 | 0
2264 | 95.9861 | 0 | 95.9861 | 42.9 | 2 | 3.883 | 4 | 15.5798 | 27.6233 | 15.5798 | 27.6233 | 0 | 0 | 0 | 0 | 0 | 0 | 0 | 0 | 0 | 48.9 | 0 | 2.8796 | 58.0347 | 0 | 0 | 0
2265 | 94.6453 | 0 | 94.6453 | 42.9 | 2 | 0 | 4 | 12.8148 | 36.1885 | 12.8148 | 36.1885 | 0 | 0 | 3.2581 | 0 | 0 | 0 | 3.2581 | 0 | 2.9322 | 48.9 | 0 | 2.8394 | 61.1306 | 0 | 0 | 0
2266 | 95.4866 | 0 | 95.4866 | 42.9 | 2 | 0 | 4 | 11.934 | 43.2191 | 11.934 | 43.2191 | 0 | 0 | 8.5665 | 0 | 0 | 0 | 8.5665 | 0 | 10.6421 | 48.9 | 0 | 2.8646 | 60.5455 | 0 | 0 | 0
2267 | 92.2608 | 0 | 92.2608 | 42.9 | 2 | 0 | 4 | 12.3403 | 49.8981 | 12.3403 | 49.8981 | 0 | 0 | 12 | 0 | 6.8777 | 0 | 18.8777 | 0 | 27.783 | 48.9 | 0 | 2.7678 | 59.4091 | 0 | 0 | 0
2268 | 93.4354 | 0 | 93.4354 | 42.9 | 2 | 0 | 4 | 12.1562 | 53.028 | 12.1562 | 53.028 | 0 | 0 | 12 | 0 | 8.6487 | 0 | 20.6487 | 0 | 46.5568 | 48.9 | 0 | 2.8031 | 59.2138 | 0 | 0 | 0
2269 | 93.9115 | 0 | 93.9115 | 42.9 | 2 | 1.4211e-14 | 4 | 12.346 | 49.1005 | 12.346 | 49.1005 | 0 | 0 | 12 | 0 | 4.435 | 0 | 16.435 | 0 | 61.4457 | 48.9 | 0 | 2.8173 | 59.6783 | 0 | 0 | 0
2270 | 90.47 | 0 | 90.47 | 42.9 | 2 | 7.1054e-15 | 4 | 13.8026 | 48.4996 | 10.8136 | 37.9968 | 2.989 | 10.5028 | 5.5087 | 0 | 1.7316 | 0 | 7.2403 | 0 | 68 | 48.9 | 0 | 2.7141 | 59.2047 | 0 | 0 | -3.5527e-15
2271 | 92.281 | 0 | 92.281 | 42.9 | 2 | 0 | 4 | 14.1212 | 34.6726 | 12.5547 | 30.8263 | 1.5665 | 3.8463 | 0 | 0 | 0 | 0 | 0 | 0 | 68 | 48.9 | 0 | 2.7684 | 82.8931 | 0 | 0 | 0
2272 | 97.859 | 0 | 97.859 | 42.9 | 2 | 6.1871 | 5.0472 | 13.3336 | 28.3912 | 13.3336 | 28.3912 | 0 | 0 | 0 | 0 | 0 | 0 | 0 | 0 | 68 | 49.9472 | 0 | 2.9358 | 77.0528 | 0 | 0 | 0
2273 | 99.6939 | 0 | 99.6939 | 49.7763 | 2 | 8.0163 | 10 | 14.4166 | 12.5472 | 14.4166 | 12.5472 | 0 | 0 | 0 | 0 | 0 | 2.9374 | 0 | 2.9374 | 64.8139 | 61.7763 | 0 | 2.9908 | 62.2863 | 0 | 0 | 0
2274 | 105.572 | 0 | 105.572 | 47.9748 | 2 | 9.9294 | 10 | 15.4848 | 6.0931e-15 | 15.4848 | 6.0931e-15 | 0 | 0 | 0 | 10.1829 | 0 | 10 | 0 | 20.1829 | 42.653 | 59.9748 | 0 | 3.1672 | 46.8422 | 0 | 0 | 0
2275 | 110.4684 | 0 | 110.4684 | 53.9098 | 2 | 10.3324 | 10 | 16.7245 | 0 | 16.7245 | 0 | 0 | 0 | 0 | 12 | 0 | 5.5017 | 0 | 17.5017 | 23.3523 | 65.9098 | 0 | 3.3141 | 39.0902 | 0 | 0 | 0
2276 | 116.163 | 0 | 116.163 | 55 | 11.3272 | 10.9414 | 10 | 16.8944 | 0 | 16.8944 | 0 | 0 | 0 | 0 | 12 | 0 | 0 | 0 | 12 | 10.019 | 76.3272 | 0 | 3.4849 | 28.6728 | 0 | 0 | 0
2277 | 108.9581 | 0 | 108.9581 | 55 | 9.8003 | 10.3827 | 10 | 14.758 | 0 | 14.758 | 0 | 0 | 0 | 0 | 9.0171 | 0 | 0 | 0 | 9.0171 | -1.7764e-15 | 74.8003 | 0 | 3.2687 | 30.1997 | 0 | 0 | 0
2278 | 105.2185 | 0 | 105.2185 | 55 | 13.906 | 9.7743 | 10 | 16.5382 | 0 | 16.5382 | 0 | 0 | 0 | 0 | -1.5987e-15 | 0 | 0 | 0 | -1.5987e-15 | 0 | 78.906 | 0 | 3.1566 | 26.094 | 0 | 0 | 0
2279 | 103.0134 | 0 | 103.0134 | 55 | 9.2868 | 9.2021 | 10 | 19.5244 | 0 | 19.5244 | 0 | 0 | 0 | 0 | 0 | 0 | 0 | 0 | 0 | 0 | 74.2868 | 0 | 3.0904 | 30.7132 | 0 | 0 | 0
2280 | 91.287 | 0 | 91.287 | 54.7067 | 2 | 8.2632 | 10 | 16.3171 | 0 | 16.3171 | 0 | 0 | 0 | 0 | 0 | 0 | 0 | 0 | 0 | 0 | 66.7067 | 0 | 2.7386 | 38.2933 | 0 | 0 | 0
2281 | 95.7094 | 0 | 95.7094 | 55 | 5.5406 | 8.7381 | 10 | 16.4307 | 0 | 16.4307 | 0 | 0 | 0 | 0 | 0 | 0 | 0 | 0 | 0 | 0 | 70.5406 | 0 | 2.8713 | 34.4594 | 0 | 0 | 0
2282 | 97.558 | 0 | 97.558 | 55 | 7.6059 | 8.9939 | 10 | 15.9581 | 0 | 15.9581 | 0 | 0 | 0 | 0 | 0 | 0 | 0 | 0 | 0 | 0 | 72.6059 | 0 | 2.9267 | 32.3941 | 0 | 0 | 0
2283 | 95.4779 | 0 | 95.4779 | 55 | 6.8175 | 8.8962 | 10 | 14.7642 | 0 | 14.7642 | 0 | 0 | 0 | 0 | 0 | 0 | 0 | 0 | 0 | 0 | 71.8175 | 0 | 2.8643 | 33.1825 | 0 | 0 | 0
2284 | 94.2184 | 0 | 94.2184 | 55 | 6.194 | 8.819 | 10 | 14.2053 | 0 | 14.2053 | 0 | 0 | 0 | 0 | 0 | 0 | 0 | 0 | 0 | 0 | 71.194 | 0 | 2.8266 | 33.806 | 0 | 0 | 0
2285 | 98.672 | 0 | 98.672 | 55 | 10.2974 | 9.3273 | 10 | 14.0473 | 0 | 14.0473 | 0 | 0 | 0 | 0 | 0 | 0 | 0 | 0 | 0 | 0 | 75.2974 | 0 | 2.9602 | 29.7026 | 0 | 1.4211e-14 | 0
2286 | 96.2195 | 0 | 96.2195 | 55 | 7.6454 | 8.9988 | 10 | 14.5754 | 0 | 14.5754 | 0 | 0 | 0 | 0 | 0 | 0 | 0 | 0 | 0 | 0 | 72.6454 | 0 | 2.8866 | 32.3546 | 0 | 0 | 0
2287 | 98.955 | 0 | 98.955 | 52.2834 | 2 | 7.963 | 10 | 15.0907 | 11.6179 | 15.0907 | 11.6179 | 0 | 0 | 0 | 0 | 0 | 0 | 0 | 0 | 0 | 64.2834 | 0 | 2.9686 | 40.7166 | 0 | 0 | 0
2288 | 96.0176 | 0 | 96.0176 | 42.9 | 2 | 6.6588 | 8.8551 | 13.2994 | 22.3044 | 13.2994 | 22.3044 | 0 | 0 | 0 | 0 | 0 | 0 | 0 | 0 | 0 | 53.7551 | 0 | 2.8805 | 51.2449 | 0 | 1.4211e-14 | 0
2289 | 94.2576 | 0 | 94.2576 | 42.9 | 2 | 0.2518 | 4 | 13.463 | 31.6428 | 13.463 | 31.6428 | 0 | 0 | 0 | 0 | 0 | 0 | 0 | 0 | 0 | 48.9 | 0 | 2.8277 | 61.2657 | 0 | 0 | 0
2290 | 94.1727 | 0 | 94.1727 | 42.9 | 2 | 0 | 4 | 13.5464 | 39.8198 | 13.5464 | 39.8198 | 0 | 0 | 8.0935 | 0 | 0 | 0 | 8.0935 | 0 | 7.2841 | 48.9 | 0 | 2.8252 | 60.5977 | 0 | 0 | 0
2291 | 94.1269 | 0 | 94.1269 | 42.9 | 2 | 0 | 4 | 11.7933 | 42.5031 | 11.7933 | 42.5031 | 0 | 0 | 9.0695 | 0 | 0 | 0 | 9.0695 | 0 | 15.4467 | 48.9 | 0 | 2.8238 | 60.4901 | 0 | 0 | 0
2292 | 95.4725 | 0 | 95.4725 | 42.9 | 2 | 1.4211e-14 | 4 | 12.3575 | 41.9008 | 12.3575 | 41.9008 | 0 | 0 | 7.6858 | 0 | 0 | 0 | 7.6858 | 0 | 22.3639 | 48.9 | 0 | 2.8642 | 60.6426 | 0 | 0 | 0
2293 | 92.6098 | 0 | 92.6098 | 42.9 | 2 | 0 | 4 | 12.3162 | 43.4504 | 12.3162 | 43.4504 | 0 | 0 | 12 | 0 | 0.056816 | 0 | 12.0568 | 0 | 33.2163 | 48.9 | 0 | 2.7783 | 60.1608 | 0 | 0 | 0
2294 | 91.0105 | 0 | 91.0105 | 42.9 | 2 | 0 | 4 | 11.4444 | 39.0977 | 11.4444 | 39.0977 | 0 | 0 | 8.4317 | 0 | 0 | 0 | 8.4317 | 0 | 40.8049 | 48.9 | 0 | 2.7303 | 60.6087 | 0 | 0 | 0
2295 | 91.1138 | 0 | 91.1138 | 42.9 | 2 | 7.1054e-15 | 4 | 12.8532 | 29.4747 | 12.8532 | 29.4747 | 0 | 0 | 0.11412 | 0 | 0 | 0 | 0.11412 | 0 | 40.9076 | 48.9 | 0 | 2.7334 | 61.5255 | 0 | 0 | 0
2296 | 95.783 | 0 | 95.783 | 42.9 | 2 | 6.6372 | 8.6808 | 13.5939 | 21.9711 | 13.5939 | 21.9711 | 0 | 0 | 0 | 0 | 0 | 0 | 0 | 0 | 40.9076 | 53.5808 | 0 | 2.8735 | 63.4675 | 0 | 0 | 0
2297 | 100.8789 | 0 | 100.8789 | 43.0496 | 2 | 8.3116 | 10 | 14.052 | 11.4173 | 14.052 | 11.4173 | 0 | 0 | 0 | 12 | 0 | 0.048294 | 0 | 12.0483 | 27.5219 | 55.0496 | 0 | 3.0264 | 49.9504 | 0 | 0 | 0
2298 | 105.2193 | 0 | 105.2193 | 55 | 3.1801 | 9.9321 | 10 | 15.1071 | 5.2656e-15 | 15.1071 | 5.2656e-15 | 0 | 0 | 0 | 12 | 0 | 0 | 0 | 12 | 14.1885 | 68.1801 | 0 | 3.1566 | 36.8199 | 0 | 0 | 0
2299 | 111.0944 | 0 | 111.0944 | 55 | 8.1567 | 10.5486 | 10 | 15.3892 | 0 | 15.3892 | 0 | 0 | 0 | 0 | 12 | 0 | 0 | 0 | 12 | 0.85519 | 73.1567 | 0 | 3.3328 | 31.8433 | 0 | 0 | 0
2300 | 115.4999 | 0 | 115.4999 | 55 | 23.3772 | 11.0429 | 10 | 15.3101 | 0 | 15.3101 | 0 | 0 | 0 | 0 | 0.76967 | 0 | 0 | 0 | 0.76967 | 0 | 88.3772 | 0 | 3.465 | 16.6228 | 0 | 0 | 0
2301 | 109.4197 | 0 | 109.4197 | 55 | 17.2425 | 10.1876 | 10 | 16.9896 | 0 | 16.9896 | 0 | 0 | 0 | 0 | 0 | 0 | 0 | 0 | 0 | 0 | 82.2425 | 0 | 3.2826 | 22.7575 | 0 | 1.4211e-14 | 0
2302 | 106.9084 | 0 | 106.9084 | 55 | 15.8446 | 10.0145 | 10 | 16.0494 | 0 | 16.0494 | 0 | 0 | 0 | 0 | 0 | 0 | 0 | 0 | 0 | 0 | 80.8446 | 0 | 3.2073 | 24.1554 | 0 | 1.4211e-14 | 0
2303 | 100.9649 | 0 | 100.9649 | 55 | 9.1852 | 9.1895 | 10 | 17.5902 | 0 | 17.5902 | 0 | 0 | 0 | 0 | 0 | 0 | 0 | 0 | 0 | 0 | 74.1852 | 0 | 3.0289 | 30.8148 | 0 | 0 | -1.4211e-14
2304 | 86.4484 | 0 | 86.4484 | 49.1231 | 2 | 7.5715 | 10 | 17.7539 | 0 | 17.7539 | 0 | 0 | 0 | 0 | 0 | 0 | 0 | 0 | 0 | 0 | 61.1231 | 0 | 2.5935 | 43.8769 | 0 | 1.4211e-14 | 0
2305 | 88.1035 | 0 | 88.1035 | 51.118 | 2 | 7.8186 | 10 | 17.1669 | 0 | 17.1669 | 0 | 0 | 0 | 0 | 0 | 0 | 0 | 0 | 0 | 0 | 63.118 | 0 | 2.6431 | 41.882 | 0 | 0 | 0
2306 | 85.8893 | 0 | 85.8893 | 48.5371 | 2 | 7.4989 | 10 | 17.8533 | 0 | 17.8533 | 0 | 0 | 0 | 0 | 0 | 0 | 0 | 0 | 0 | 0 | 60.5371 | 0 | 2.5767 | 44.4629 | 0 | 1.4211e-14 | 0
2307 | 85.7326 | 0 | 85.7326 | 49.7315 | 2 | 7.6469 | 10 | 16.3542 | 0 | 16.3542 | 0 | 0 | 0 | 0 | 0 | 0 | 0 | 0 | 0 | 0 | 61.7315 | 0 | 2.572 | 43.2685 | 0 | 0 | 0
2308 | 89.0295 | 0 | 89.0295 | 52.8055 | 2 | 8.0276 | 10 | 16.1964 | 0 | 16.1964 | 0 | 0 | 0 | 0 | 0 | 0 | 0 | 0 | 0 | 0 | 64.8055 | 0 | 2.6709 | 40.1945 | 0 | 0 | 0
2309 | 86.3496 | 0 | 86.3496 | 50.632 | 2 | 7.7584 | 10 | 15.9592 | 0 | 15.9592 | 0 | 0 | 0 | 0 | 0 | 0 | 0 | 0 | 0 | 0 | 62.632 | 0 | 2.5905 | 42.368 | 0 | 0 | 0
2310 | 89.4503 | 0 | 89.4503 | 55 | 2.1639 | 8.3198 | 10 | 13.9666 | 0 | 13.9666 | 0 | 0 | 0 | 0 | 0 | 0 | 0 | 0 | 0 | 0 | 67.1639 | 0 | 2.6835 | 37.8361 | 0 | 0 | 0
2311 | 89.9213 | 0 | 89.9213 | 42.9 | 2 | 6.4793 | 7.4062 | 17.7005 | 13.4353 | 17.7005 | 13.4353 | 0 | 0 | 0 | 0 | 0 | 0 | 0 | 0 | 0 | 52.3062 | 0 | 2.6976 | 52.6938 | 0 | 0 | 0
2312 | 89.629 | 0 | 89.629 | 42.9 | 2 | 7.1054e-15 | 4 | 15.5902 | 25.7502 | 15.5902 | 25.7502 | 0 | 0 | 0.61139 | 0 | 0 | 0 | 0.61139 | 0 | 0.55025 | 48.9 | 0 | 2.6889 | 61.4224 | 0 | 0 | 0
2313 | 88.2078 | 0 | 88.2078 | 42.9 | 2 | 0 | 4 | 15.4411 | 35.8384 | 15.4411 | 35.8384 | 0 | 0 | 11.9717 | 0 | 0 | 0 | 11.9717 | 0 | 11.3248 | 48.9 | 0 | 2.6462 | 60.1702 | 0 | 0 | 0
2314 | 86.2619 | 0 | 86.2619 | 42.9 | 2 | 0 | 4 | 14.2201 | 49.6274 | 13.2211 | 46.1408 | 0.99902 | 3.4865 | 12 | 0 | 10 | 0 | 22 | 0 | 31.3443 | 48.9 | 0 | 2.5879 | 58.5705 | 0 | 0 | 0
2315 | 85.0842 | 0 | 85.0842 | 42.9 | 2 | 0 | 4 | 14.3782 | 51.3554 | 12.7269 | 45.4573 | 1.6513 | 5.8982 | 12 | 0 | 10 | 0 | 22 | 0 | 51.3639 | 48.9 | 0 | 2.5525 | 58.2328 | 0 | 0 | 0
2316 | 84.6465 | 0 | 84.6465 | 42.9 | 2 | 0 | 4 | 14.4951 | 46.3996 | 11.7684 | 37.6712 | 2.7268 | 8.7285 | 12 | 0 | 1.693 | 0 | 13.693 | 0 | 63.7248 | 48.9 | 0 | 2.5394 | 58.7179 | 0 | 1.7764e-14 | 0
2317 | 84.0972 | 0 | 84.0972 | 42.9 | 2 | 0 | 4 | 12.7105 | 52.4986 | 7.7865 | 32.1609 | 4.924 | 20.3377 | 4.7502 | 0 | 0 | 0 | 4.7502 | 0 | 68 | 48.9 | 0 | 2.5229 | 68.1818 | 0 | 9.77e-15 | 0
2318 | 85.8614 | 0 | 85.8614 | 42.9 | 2 | 0 | 4 | 12.9445 | 46.1524 | 8.096 | 28.8654 | 4.8485 | 17.2869 | 0 | 0 | 0 | 0 | 0 | 0 | 68 | 48.9 | 0 | 2.5758 | 81.05 | 0 | 0 | 0
2319 | 83.2021 | 0 | 83.2021 | 42.9 | 2 | 7.1054e-15 | 4 | 15.2453 | 38.6949 | 9.6949 | 24.6072 | 5.5504 | 14.0877 | 0 | 0 | 0 | 0 | 0 | 0 | 68 | 48.9 | 0 | 2.4961 | 81.3252 | 0 | 1.4211e-14 | 0
2320 | 87.4704 | 0 | 87.4704 | 42.9 | 2 | 7.1054e-15 | 4 | 14.3773 | 24.2851 | 14.3431 | 24.2273 | 0.034212 | 0.057788 | 0 | 0 | 0 | 0 | 0 | 0 | 68 | 48.9 | 0 | 2.6241 | 83.4796 | 0 | 0 | 0
2321 | 94.4249 | 0 | 94.4249 | 46.2311 | 2 | 7.2186 | 10 | 15.9085 | 13.024 | 15.9085 | 13.024 | 0 | 0 | 0 | 0 | 0 | 0.042829 | 0 | 0.042829 | 67.9535 | 58.2311 | 0 | 2.8327 | 68.7261 | 0 | 0 | 0
2322 | 99.2516 | 0 | 99.2516 | 44.3546 | 2 | 9.2955 | 10 | 14.9158 | 6.0711e-15 | 14.9158 | 6.0711e-15 | 0 | 0 | 0 | 8.6857 | 0 | 10 | 0 | 18.6857 | 47.4563 | 56.3546 | 0 | 2.9775 | 51.9597 | 0 | 0 | 0
2323 | 101.2902 | 0 | 101.2902 | 44.7432 | 2 | 9.1644 | 10 | 18.1438 | 0 | 18.1438 | 0 | 0 | 0 | 0 | 8.8426 | 0 | 8.3963 | 0 | 17.2388 | 28.5242 | 56.7432 | 0 | 3.0387 | 51.4142 | 0 | 0 | 0
2324 | 107.9906 | 0 | 107.9906 | 55 | 4.3476 | 10.0768 | 10 | 16.5662 | 0 | 16.5662 | 0 | 0 | 0 | 0 | 12 | 0 | 0 | 0 | 12 | 15.1909 | 69.3476 | 0 | 3.2397 | 35.6524 | 0 | 0 | 0
2325 | 104.1249 | 0 | 104.1249 | 52.7583 | 2 | 9.5083 | 10 | 17.8583 | 0 | 17.8583 | 0 | 0 | 0 | 0 | 12 | 0 | 0 | 0 | 12 | 1.8575 | 64.7583 | 0 | 3.1237 | 40.2417 | 0 | 0 | -1.4211e-14
2326 | 96.7456 | 0 | 96.7456 | 55 | 4.1452 | 8.7723 | 10 | 17.1563 | 0 | 17.1563 | 0 | 0 | 0 | 0 | 1.6718 | 0 | 0 | 0 | 1.6718 | 0 | 69.1452 | 0 | 2.9024 | 35.8548 | 0 | 0 | 0
2327 | 94.8746 | 0 | 94.8746 | 55 | 4.8404 | 8.6513 | 10 | 16.3828 | 0 | 16.3828 | 0 | 0 | 0 | 0 | 0 | 0 | 0 | 0 | 0 | 0 | 69.8404 | 0 | 2.8462 | 35.1596 | 0 | 0 | 0
2328 | 90.5489 | 0 | 90.5489 | 55 | 4.8398 | 8.6513 | 10 | 12.0578 | 0 | 12.0578 | 0 | 0 | 0 | 0 | 0 | 0 | 0 | 0 | 0 | 0 | 69.8398 | 0 | 2.7165 | 35.1602 | 0 | 0 | 0
2329 | 90.9953 | 0 | 90.9953 | 55 | 4.8118 | 8.6478 | 10 | 12.5357 | 0 | 12.5357 | 0 | 0 | 0 | 0 | 0 | 0 | 0 | 0 | 0 | 0 | 69.8118 | 0 | 2.7299 | 35.1882 | 0 | 0 | 0
2330 | 91.809 | 0 | 91.809 | 55 | 5.0288 | 8.6747 | 10 | 13.1055 | 0 | 13.1055 | 0 | 0 | 0 | 0 | 0 | 0 | 0 | 0 | 0 | 0 | 70.0288 | 0 | 2.7543 | 34.9712 | 0 | 0 | 0
2331 | 93.2984 | 0 | 93.2984 | 55 | 8.1789 | 9.0649 | 10 | 11.0545 | 0 | 11.0545 | 0 | 0 | 0 | 0 | 0 | 0 | 0 | 0 | 0 | 0 | 73.1789 | 0 | 2.799 | 31.8211 | 0 | 0 | 0
2332 | 92.2924 | 0 | 92.2924 | 55 | 6.8815 | 8.9042 | 10 | 11.5068 | 0 | 11.5068 | 0 | 0 | 0 | 0 | 0 | 0 | 0 | 0 | 0 | 0 | 71.8815 | 0 | 2.7688 | 33.1185 | 0 | 0 | 0
2333 | 96.3923 | 0 | 96.3923 | 55 | 10.282 | 9.3254 | 10 | 11.7849 | 0 | 11.7849 | 0 | 0 | 0 | 0 | 0 | 0 | 0 | 0 | 0 | 0 | 75.282 | 0 | 2.8918 | 29.718 | 0 | 0 | 0
2334 | 94.2719 | 0 | 94.2719 | 55 | 10.9514 | 9.4083 | 10 | 8.9121 | 0 | 8.9121 | 0 | 0 | 0 | 0 | 0 | 0 | 0 | 0 | 0 | 0 | 75.9514 | 0 | 2.8282 | 29.0486 | 0 | 1.4211e-14 | 0
2335 | 95.9514 | 0 | 95.9514 | 53.0905 | 2 | 8.063 | 10 | 8.1198 | 14.6782 | 8.1198 | 14.6782 | 0 | 0 | 0 | 0 | 0 | 0 | 0 | 0 | 0 | 65.0905 | 0 | 2.8785 | 39.9095 | 0 | 0 | -1.4211e-14
2336 | 93.0012 | 0 | 93.0012 | 42.9 | 2 | 5.2202 | 4 | 10.5824 | 28.2987 | 10.5824 | 28.2987 | 0 | 0 | 0 | 0 | 0 | 0 | 0 | 0 | 0 | 48.9 | 0 | 2.79 | 56.8449 | 0 | 0 | 0
2337 | 93.8864 | 0 | 93.8864 | 42.9 | 2 | 0 | 4 | 8.3101 | 37.7596 | 8.3101 | 37.7596 | 0 | 0 | 1.0832 | 0 | 0 | 0 | 1.0832 | 0 | 0.97489 | 48.9 | 0 | 2.8166 | 61.3704 | 0 | 0 | 0
2338 | 91.7044 | 0 | 91.7044 | 42.9 | 2 | 0 | 4 | 9.13 | 44.4025 | 9.13 | 44.4025 | 0 | 0 | 10.7281 | 0 | 0 | 0 | 10.7281 | 0 | 10.6302 | 48.9 | 0 | 2.7511 | 60.3073 | 0 | 0 | 0
2339 | 93.9287 | 0 | 93.9287 | 42.9 | 2 | 0 | 4 | 8.6381 | 49.9917 | 8.6381 | 49.9917 | 0 | 0 | 12 | 0 | 1.6011 | 0 | 13.6011 | 0 | 22.9064 | 48.9 | 0 | 2.8179 | 59.9906 | 0 | 0 | 0
2340 | 90.4744 | 0 | 90.4744 | 42.9 | 2 | 0 | 4 | 9.1345 | 55 | 9.0548 | 54.5197 | 0.079771 | 0.48031 | 12 | 0 | 10 | 0 | 22 | 0 | 42.9259 | 48.9 | 0 | 2.7142 | 59.0032 | 0 | 0 | 0
2341 | 90.8311 | 0 | 90.8311 | 42.9 | 2 | 7.1054e-15 | 4 | 7.9749 | 49.7026 | 7.9749 | 49.7026 | 0 | 0 | 12 | 0 | 3.7464 | 0 | 15.7464 | 0 | 57.1799 | 48.9 | 0 | 2.7249 | 59.7542 | 0 | 0 | 0
2342 | 89.2048 | 0 | 89.2048 | 42.9 | 2 | 7.1054e-15 | 4 | 8.0464 | 47.4229 | 7.5681 | 44.6042 | 0.47825 | 2.8186 | 5.522 | 0 | 6.3455 | 0 | 11.8675 | 0 | 68 | 48.9 | 0 | 2.6761 | 59.8183 | 0 | 7.1054e-15 | 0
2343 | 89.3061 | 0 | 89.3061 | 42.9 | 2 | 0 | 4 | 11.3014 | 41.226 | 8.6934 | 31.7127 | 2.6079 | 9.5134 | 0 | 0 | 0 | 0 | 0 | 0 | 68 | 48.9 | 0 | 2.6792 | 82.1537 | 0 | 1.4211e-14 | 0
2344 | 92.3379 | 0 | 92.3379 | 42.9 | 2 | 5.9258 | 4 | 10.1793 | 27.3328 | 10.1793 | 27.3328 | 0 | 0 | 0 | 0 | 0 | 0 | 0 | 0 | 68 | 48.9 | 0 | 2.7701 | 78.217 | 0 | 0 | -1.4211e-14
2345 | 96.0699 | 0 | 96.0699 | 50.5541 | 2 | 7.7488 | 10 | 11.2828 | 14.4842 | 11.2828 | 14.4842 | 0 | 0 | 0 | 0 | 0 | 0 | 0 | 0 | 68 | 62.5541 | 0 | 2.8821 | 64.4459 | 0 | 0 | 0
2346 | 102.482 | 0 | 102.482 | 49.1516 | 2 | 9.9766 | 10 | 11.966 | 6.8131e-15 | 11.966 | 6.8131e-15 | 0 | 0 | 0 | 9.3877 | 0 | 10 | 0 | 19.3877 | 46.7227 | 61.1516 | 0 | 3.0745 | 46.4607 | 0 | 0 | 0
2347 | 108.1354 | 0 | 108.1354 | 54.1963 | 2 | 10.7318 | 10 | 10.7682 | 0 | 10.7682 | 0 | 0 | 0 | 0 | 12 | 0 | 8.4391 | 0 | 20.4391 | 24.2359 | 66.1963 | 0 | 3.2441 | 38.8037 | 0 | 0 | 0
2348 | 111.0495 | 0 | 111.0495 | 55 | 11.4522 | 10.9568 | 10 | 11.6404 | 0 | 11.6404 | 0 | 0 | 0 | 0 | 12 | 0 | 0 | 0 | 12 | 10.9026 | 76.4522 | 0 | 3.3315 | 28.5478 | 0 | 0 | 0
2349 | 107.6872 | 0 | 107.6872 | 55 | 10.7557 | 10.5996 | 10 | 11.5196 | 0 | 11.5196 | 0 | 0 | 0 | 0 | 9.8123 | 0 | 0 | 0 | 9.8123 | -1.7764e-15 | 75.7557 | 0 | 3.2306 | 29.2443 | 0 | 0 | 0
2350 | 105.3109 | 0 | 105.3109 | 55 | 17.9756 | 10.2784 | 10 | 12.0568 | 0 | 12.0568 | 0 | 0 | 0 | 0 | -1.5987e-15 | 0 | 0 | 0 | -1.5987e-15 | 0 | 82.9756 | 0 | 3.1593 | 22.0244 | 0 | 1.4211e-14 | 0
2351 | 98.0207 | 0 | 98.0207 | 55 | 12.6321 | 9.6165 | 10 | 10.7721 | 0 | 10.7721 | 0 | 0 | 0 | 0 | 0 | 0 | 0 | 0 | 0 | 0 | 77.6321 | 0 | 2.9406 | 27.3679 | 0 | 0 | 0
2352 | 92.524 | 0 | 92.524 | 55 | 6.1964 | 8.8193 | 10 | 12.5083 | 0 | 12.5083 | 0 | 0 | 0 | 0 | 0 | 0 | 0 | 0 | 0 | 0 | 71.1964 | 0 | 2.7757 | 33.8036 | 0 | 0 | 0
2353 | 93.351 | 0 | 93.351 | 55 | 5.5587 | 8.7403 | 10 | 14.052 | 0 | 14.052 | 0 | 0 | 0 | 0 | 0 | 0 | 0 | 0 | 0 | 0 | 70.5587 | 0 | 2.8005 | 34.4413 | 0 | 0 | 0
2354 | 91.8646 | 0 | 91.8646 | 55 | 4.1205 | 8.5622 | 10 | 14.182 | 0 | 14.182 | 0 | 0 | 0 | 0 | 0 | 0 | 0 | 0 | 0 | 0 | 69.1205 | 0 | 2.7559 | 35.8795 | 0 | 0 | 0
2355 | 93.3328 | 0 | 93.3328 | 55 | 5.0381 | 8.6758 | 10 | 14.6189 | 0 | 14.6189 | 0 | 0 | 0 | 0 | 0 | 0 | 0 | 0 | 0 | 0 | 70.0381 | 0 | 2.8 | 34.9619 | 0 | 0 | 0
2356 | 95.8091 | 0 | 95.8091 | 55 | 8.2596 | 9.0749 | 10 | 13.4746 | 0 | 13.4746 | 0 | 0 | 0 | 0 | 0 | 0 | 0 | 0 | 0 | 0 | 73.2596 | 0 | 2.8743 | 31.7404 | 0 | 0 | 0
2357 | 96.5475 | 0 | 96.5475 | 55 | 10.0828 | 9.3007 | 10 | 12.1639 | 0 | 12.1639 | 0 | 0 | 0 | 0 | 0 | 0 | 0 | 0 | 0 | 0 | 75.0828 | 0 | 2.8964 | 29.9172 | 0 | 1.4211e-14 | 0
2358 | 92.7318 | 0 | 92.7318 | 55 | 7.3919 | 8.9674 | 10 | 11.3725 | 0 | 11.3725 | 0 | 0 | 0 | 0 | 0 | 0 | 0 | 0 | 0 | 0 | 72.3919 | 0 | 2.782 | 32.6081 | 0 | 0 | 0
2359 | 93.1318 | 0 | 93.1318 | 49.954 | 2 | 7.6744 | 10 | 11.4157 | 12.0876 | 11.4157 | 12.0876 | 0 | 0 | 0 | 0 | 0 | 0 | 0 | 0 | 0 | 61.954 | 0 | 2.794 | 43.046 | 0 | 0 | 0
2360 | 94.5528 | 0 | 94.5528 | 43.4239 | 2 | 6.8655 | 10 | 10.9095 | 21.3539 | 10.9095 | 21.3539 | 0 | 0 | 0 | 0 | 0 | 0 | 0 | 0 | 0 | 55.4239 | 0 | 2.8366 | 49.5761 | 0 | 0 | 0
2361 | 92.5684 | 0 | 92.5684 | 42.9 | 2 | 3.1074 | 4 | 9.7772 | 30.7838 | 9.7772 | 30.7838 | 0 | 0 | 0 | 0 | 0 | 0 | 0 | 0 | 0 | 48.9 | 0 | 2.7771 | 58.7248 | 0 | 0 | -1.4211e-14
2362 | 95.4635 | 0 | 95.4635 | 42.9 | 2 | 1.9398 | 4 | 9.3603 | 35.2633 | 9.3603 | 35.2633 | 0 | 0 | 0 | 0 | 0 | 0 | 0 | 0 | 0 | 48.9 | 0 | 2.8639 | 59.7637 | 0 | 0 | -1.4211e-14
2363 | 93.8961 | 0 | 93.8961 | 42.9 | 2 | 7.1054e-15 | 4 | 10.9209 | 42.6577 | 10.9209 | 42.6577 | 0 | 0 | 8.5826 | 0 | 0 | 0 | 8.5826 | 0 | 7.7244 | 48.9 | 0 | 2.8169 | 60.5438 | 0 | 1.4211e-14 | 0
2364 | 93.5807 | 0 | 93.5807 | 42.9 | 2 | 0 | 4 | 9.77 | 45.2957 | 9.77 | 45.2957 | 0 | 0 | 10.385 | 0 | 0 | 0 | 10.385 | 0 | 17.0709 | 48.9 | 0 | 2.8074 | 60.3451 | 0 | 0 | 0
2365 | 91.2031 | 0 | 91.2031 | 42.9 | 2 | 7.1054e-15 | 4 | 11.3609 | 43.2152 | 11.3609 | 43.2152 | 0 | 0 | 12 | 0 | 0.27304 | 0 | 12.273 | 0 | 28.1226 | 48.9 | 0 | 2.7361 | 60.137 | 0 | 1.4211e-14 | 0
2366 | 91.0068 | 0 | 91.0068 | 42.9 | 2 | 0 | 4 | 9.8507 | 33.2138 | 9.8507 | 33.2138 | 0 | 0 | 0.95774 | 0 | 0 | 0 | 0.95774 | 0 | 28.9846 | 48.9 | 0 | 2.7302 | 61.6163 | 0 | 0 | 0
2367 | 90.6227 | 0 | 90.6227 | 42.9 | 2 | 0 | 4 | 10.8934 | 32.5863 | 10.8934 | 32.5863 | 0 | 0 | 1.7569 | 0 | 0 | 0 | 1.7569 | 0 | 30.5658 | 48.9 | 0 | 2.7187 | 61.5282 | 0 | 0 | 0
2368 | 91.9617 | 0 | 91.9617 | 42.9 | 2 | 6.5497 | 7.9745 | 10.9714 | 21.5661 | 10.9714 | 21.5661 | 0 | 0 | 0 | 0 | 0 | 0 | 0 | 0 | 30.5658 | 52.8745 | 0 | 2.7589 | 64.3576 | 0 | 0 | 0
2369 | 99.6555 | 0 | 99.6555 | 49.1259 | 2 | 8.2217 | 10 | 12.8148 | 12.2468 | 12.8148 | 12.2468 | 0 | 0 | 0 | 5.0141 | 0 | 0.23208 | 0 | 5.2462 | 24.7428 | 61.1259 | 0 | 2.9897 | 50.86 | 0 | 0 | 0
2370 | 103.5344 | 0 | 103.5344 | 55 | 3.9418 | 10.0265 | 10 | 12.5661 | 5.038e-15 | 12.5661 | 5.038e-15 | 0 | 0 | 0 | 12 | 0 | 0 | 0 | 12 | 11.4095 | 68.9418 | 0 | 3.106 | 36.0582 | 0 | 0 | 0
2371 | 110.4868 | 0 | 110.4868 | 55 | 14.2865 | 11.0935 | 10 | 9.8383 | 0 | 9.8383 | 0 | 0 | 0 | 0 | 10.2686 | 0 | 0 | 0 | 10.2686 | 0 | 79.2865 | 0 | 3.3146 | 25.7135 | 0 | 0 | 0
2372 | 115.7598 | 0 | 115.7598 | 55 | 27.0389 | 11.4011 | 10 | 12.3198 | 0 | 12.3198 | 0 | 0 | 0 | 0 | 0 | 0 | 0 | 0 | 0 | 0 | 92.0389 | 0 | 3.4728 | 12.9611 | 0 | 0 | -1.4211e-14
2373 | 108.2945 | 0 | 108.2945 | 55 | 19.8004 | 10.5045 | 10 | 12.9895 | 0 | 12.9895 | 0 | 0 | 0 | 0 | 0 | 0 | 0 | 0 | 0 | 0 | 84.8004 | 0 | 3.2488 | 20.1996 | 0 | 0 | 0
2374 | 103.8239 | 0 | 103.8239 | 55 | 14.9453 | 9.9031 | 10 | 13.9756 | 0 | 13.9756 | 0 | 0 | 0 | 0 | 0 | 0 | 0 | 0 | 0 | 0 | 79.9453 | 0 | 3.1147 | 25.0547 | 0 | 1.4211e-14 | 0
2375 | 102.9132 | 0 | 102.9132 | 55 | 13.8904 | 9.7724 | 10 | 14.2504 | 0 | 14.2504 | 0 | 0 | 0 | 0 | 0 | 0 | 0 | 0 | 0 | 0 | 78.8904 | 0 | 3.0874 | 26.1096 | 0 | 0 | 0
2376 | 89.6291 | 0 | 89.6291 | 53.9573 | 2 | 8.1703 | 10 | 15.5015 | 0 | 15.5015 | 0 | 0 | 0 | 0 | 0 | 0 | 0 | 0 | 0 | 0 | 65.9573 | 0 | 2.6889 | 39.0427 | 0 | 0 | 0
2377 | 90.2217 | 0 | 90.2217 | 55 | 2.9297 | 8.4147 | 10 | 13.8773 | 0 | 13.8773 | 0 | 0 | 0 | 0 | 0 | 0 | 0 | 0 | 0 | 0 | 67.9297 | 0 | 2.7067 | 37.0703 | 0 | 0 | 0
2378 | 94.3163 | 0 | 94.3163 | 55 | 3.7977 | 8.5222 | 10 | 16.9964 | 0 | 16.9964 | 0 | 0 | 0 | 0 | 0 | 0 | 0 | 0 | 0 | 0 | 68.7977 | 0 | 2.8295 | 36.2023 | 0 | 1.4211e-14 | 0
2379 | 91.2546 | 0 | 91.2546 | 53.009 | 2 | 8.0529 | 10 | 18.1927 | 0 | 18.1927 | 0 | 0 | 0 | 0 | 0 | 0 | 0 | 0 | 0 | 0 | 65.009 | 0 | 2.7376 | 39.991 | 0 | 0 | 0
2380 | 91.3253 | 0 | 91.3253 | 55 | 2.6321 | 8.3778 | 10 | 15.3154 | 0 | 15.3154 | 0 | 0 | 0 | 0 | 0 | 0 | 0 | 0 | 0 | 0 | 67.6321 | 0 | 2.7398 | 37.3679 | 0 | 0 | 0
2381 | 91.4957 | 0 | 91.4957 | 55 | 3.5779 | 8.4949 | 10 | 14.4229 | 0 | 14.4229 | 0 | 0 | 0 | 0 | 0 | 0 | 0 | 0 | 0 | 0 | 68.5779 | 0 | 2.7449 | 36.4221 | 0 | 0 | 0
2382 | 94.6888 | 0 | 94.6888 | 55 | 5.3919 | 8.7197 | 10 | 15.5773 | 0 | 15.5773 | 0 | 0 | 0 | 0 | 0 | 0 | 0 | 0 | 0 | 0 | 70.3919 | 0 | 2.8407 | 34.6081 | 0 | 0 | 0
2383 | 91.6827 | 0 | 91.6827 | 48.9084 | 2 | 7.5449 | 10 | 13.1456 | 10.0837 | 13.1456 | 10.0837 | 0 | 0 | 0 | 0 | 0 | 0 | 0 | 0 | 0 | 60.9084 | 0 | 2.7505 | 44.0916 | 0 | 0 | 0
2384 | 91.7773 | 0 | 91.7773 | 42.9 | 2 | 6.6702 | 8.9475 | 11.5633 | 19.6963 | 11.5633 | 19.6963 | 0 | 0 | 0 | 0 | 0 | 0 | 0 | 0 | 0 | 53.8475 | 0 | 2.7533 | 51.1525 | 0 | 0 | 0
2385 | 93.0958 | 0 | 93.0958 | 42.9 | 2 | 2.9334 | 4 | 14.4908 | 26.7716 | 14.4908 | 26.7716 | 0 | 0 | 0 | 0 | 0 | 0 | 0 | 0 | 0 | 48.9 | 0 | 2.7929 | 58.8797 | 0 | 0 | -1.4211e-14
2386 | 91.9313 | 0 | 91.9313 | 42.9 | 2 | 7.1054e-15 | 4 | 13.7802 | 36.161 | 13.7802 | 36.161 | 0 | 0 | 6.91 | 0 | 0 | 0 | 6.91 | 0 | 6.219 | 48.9 | 0 | 2.7579 | 60.7281 | 0 | 0 | 0
2387 | 93.3669 | 0 | 93.3669 | 42.9 | 2 | 0 | 4 | 14.8042 | 35.206 | 14.8042 | 35.206 | 0 | 0 | 5.5433 | 0 | 0 | 0 | 5.5433 | 0 | 11.208 | 48.9 | 0 | 2.801 | 60.8788 | 0 | 0 | 0
2388 | 91.6509 | 0 | 91.6509 | 42.9 | 2 | 0 | 4 | 11.2965 | 39.5353 | 11.2965 | 39.5353 | 0 | 0 | 8.0809 | 0 | 0 | 0 | 8.0809 | 0 | 18.4808 | 48.9 | 0 | 2.7495 | 60.5991 | 0 | 0 | 0
2389 | 89.3305 | 0 | 89.3305 | 42.9 | 2 | 1.4211e-14 | 4 | 11.3281 | 41.5229 | 11.3281 | 41.5229 | 0 | 0 | 12 | 0 | 0.42047 | 0 | 12.4205 | 0 | 29.6684 | 48.9 | 0 | 2.6799 | 60.1208 | 0 | 0 | 0
2390 | 87.0371 | 0 | 87.0371 | 42.9 | 2 | 0 | 4 | 12.3926 | 38.4658 | 12.3926 | 38.4658 | 0 | 0 | 12 | 0 | 0.72125 | 0 | 12.7212 | 0 | 41.1334 | 48.9 | 0 | 2.6111 | 60.0876 | 0 | 0 | 0
2391 | 89.6353 | 0 | 89.6353 | 42.9 | 2 | 0 | 4 | 12.9987 | 27.9818 | 12.9987 | 27.9818 | 0 | 0 | 0.24517 | 0 | 0 | 0 | 0.24517 | 0 | 41.354 | 48.9 | 0 | 2.6891 | 62.4332 | 0 | 0 | 0
2392 | 92.2472 | 0 | 92.2472 | 42.9 | 2 | 6.5629 | 8.0811 | 14.8715 | 17.8317 | 14.8715 | 17.8317 | 0 | 0 | 0 | 0 | 0 | 0 | 0 | 0 | 41.354 | 52.9811 | 0 | 2.7674 | 64.9893 | 0 | 0 | 0
2393 | 95.2437 | 0 | 95.2437 | 50.2816 | 2 | 7.788 | 10 | 14.0919 | 10.4925 | 14.0919 | 10.4925 | 0 | 0 | 0 | 0 | 0 | 0.58967 | 0 | 0.58967 | 40.7145 | 62.2816 | 0 | 2.8573 | 55.0992 | 0 | 0 | 0
2394 | 102.1438 | 0 | 102.1438 | 54.3349 | 2 | 9.7508 | 10 | 13.6773 | 4.9383e-15 | 13.6773 | 4.9383e-15 | 0 | 0 | 0 | 12 | 0 | 0.3808 | 0 | 12.3808 | 26.9681 | 66.3349 | 0 | 3.0643 | 38.6651 | 0 | 0 | 0
2395 | 108.7239 | 0 | 108.7239 | 55 | 6.5914 | 10.3547 | 10 | 14.7777 | 0 | 14.7777 | 0 | 0 | 0 | 0 | 12 | 0 | 0 | 0 | 12 | 13.6348 | 71.5914 | 0 | 3.2617 | 33.4086 | 0 | 0 | 0
2396 | 112.1657 | 0 | 112.1657 | 55 | 8.6047 | 10.6041 | 10 | 15.9569 | 0 | 15.9569 | 0 | 0 | 0 | 0 | 12 | 0 | 0 | 0 | 12 | 0.30142 | 73.6047 | 0 | 3.365 | 31.3953 | 0 | 0 | 0
2397 | 109.9731 | 0 | 109.9731 | 55 | 17.6991 | 10.2778 | 10 | 16.7249 | 0 | 16.7249 | 0 | 0 | 0 | 0 | 0.27128 | 0 | 0 | 0 | 0.27128 | -5.5511e-17 | 82.6991 | 0 | 3.2992 | 22.3009 | 0 | 1.4211e-14 | 0
2398 | 102.1063 | 0 | 102.1063 | 55 | 12.2449 | 9.5686 | 10 | 15.2929 | 0 | 15.2929 | 0 | 0 | 0 | 0 | -4.996e-17 | 0 | 0 | 0 | -4.996e-17 | 0 | 77.2449 | 0 | 3.0632 | 27.7551 | 0 | 0 | 0
2399 | 98.6 | 0 | 98.6 | 55 | 7.5701 | 8.9895 | 10 | 17.0404 | 0 | 17.0404 | 0 | 0 | 0 | 0 | 0 | 0 | 0 | 0 | 0 | 0 | 72.5701 | 0 | 2.958 | 32.4299 | 0 | 0 | -1.4211e-14
2400 | 92.8892 | 0 | 92.8892 | 55 | 3.5559 | 8.4922 | 10 | 15.841 | 0 | 15.841 | 0 | 0 | 0 | 0 | 0 | 0 | 0 | 0 | 0 | 0 | 68.5559 | 0 | 2.7867 | 36.4441 | 0 | 0 | 0
2401 | 92.2038 | 0 | 92.2038 | 55 | 4.1928 | 8.5711 | 10 | 14.4399 | 0 | 14.4399 | 0 | 0 | 0 | 0 | 0 | 0 | 0 | 0 | 0 | 0 | 69.1928 | 0 | 2.7661 | 35.8072 | 0 | 0 | 0
2402 | 92.4317 | 0 | 92.4317 | 55 | 3.3584 | 8.4678 | 10 | 15.6055 | 0 | 15.6055 | 0 | 0 | 0 | 0 | 0 | 0 | 0 | 0 | 0 | 0 | 68.3584 | 0 | 2.7729 | 36.6416 | 0 | 0 | -1.4211e-14
2403 | 95.8317 | 0 | 95.8317 | 55 | 7.2794 | 8.9535 | 10 | 14.5988 | 0 | 14.5988 | 0 | 0 | 0 | 0 | 0 | 0 | 0 | 0 | 0 | 0 | 72.2794 | 0 | 2.875 | 32.7206 | 0 | 0 | 0
2404 | 96.8428 | 0 | 96.8428 | 55 | 7.4807 | 8.9784 | 10 | 15.3837 | 0 | 15.3837 | 0 | 0 | 0 | 0 | 0 | 0 | 0 | 0 | 0 | 0 | 72.4807 | 0 | 2.9053 | 32.5193 | 0 | 0 | 0
2405 | 94.1565 | 0 | 94.1565 | 55 | 4.7298 | 8.6376 | 10 | 15.7891 | 0 | 15.7891 | 0 | 0 | 0 | 0 | 0 | 0 | 0 | 0 | 0 | 0 | 69.7298 | 0 | 2.8247 | 35.2702 | 0 | 0 | 0
2406 | 95.9345 | 0 | 95.9345 | 55 | 8.2397 | 9.0724 | 10 | 13.6224 | 0 | 13.6224 | 0 | 0 | 0 | 0 | 0 | 0 | 0 | 0 | 0 | 0 | 73.2397 | 0 | 2.878 | 31.7603 | 0 | 0 | 0
2407 | 95.9126 | 0 | 95.9126 | 52.0127 | 2 | 7.9294 | 10 | 13.3693 | 10.6012 | 13.3693 | 10.6012 | 0 | 0 | 0 | 0 | 0 | 0 | 0 | 0 | 0 | 64.0127 | 0 | 2.8774 | 40.9873 | 0 | 0 | 0
2408 | 97.4373 | 0 | 97.4373 | 43.7629 | 2 | 6.9075 | 10 | 12.3454 | 22.4216 | 12.3454 | 22.4216 | 0 | 0 | 0 | 0 | 0 | 0 | 0 | 0 | 0 | 55.7629 | 0 | 2.9231 | 49.2371 | 0 | 0 | 0
2409 | 95.6787 | 0 | 95.6787 | 42.9 | 2 | 6.1939 | 5.1021 | 13.3379 | 26.1447 | 13.3379 | 26.1447 | 0 | 0 | 0 | 0 | 0 | 0 | 0 | 0 | 0 | 50.0021 | 0 | 2.8704 | 54.9979 | 0 | 0 | 0
2410 | 92.1823 | 0 | 92.1823 | 42.9 | 2 | 0 | 4 | 12.8006 | 35.4383 | 12.8006 | 35.4383 | 0 | 0 | 4.9566 | 0 | 0 | 0 | 4.9566 | 0 | 4.461 | 48.9 | 0 | 2.7655 | 60.9434 | 0 | 0 | 0
2411 | 94.0024 | 0 | 94.0024 | 42.9 | 2 | 1.4211e-14 | 4 | 13.271 | 42.031 | 13.271 | 42.031 | 0 | 0 | 10.1996 | 0 | 0 | 0 | 10.1996 | 0 | 13.6407 | 48.9 | 0 | 2.8201 | 60.3655 | 0 | 0 | 0
2412 | 91.2805 | 0 | 91.2805 | 42.9 | 2 | 0 | 4 | 9.8769 | 39.1755 | 9.8769 | 39.1755 | 0 | 0 | 6.6719 | 0 | 0 | 0 | 6.6719 | 0 | 19.6454 | 48.9 | 0 | 2.7384 | 60.7544 | 0 | 0 | 0
2413 | 92.2515 | 0 | 92.2515 | 42.9 | 2 | 0 | 4 | 12.9091 | 36.513 | 12.9091 | 36.513 | 0 | 0 | 6.0705 | 0 | 0 | 0 | 6.0705 | 0 | 25.1089 | 48.9 | 0 | 2.7675 | 60.8207 | 0 | 0 | 0
2414 | 92.1065 | 0 | 92.1065 | 42.9 | 2 | 0 | 4 | 11.1191 | 36.0216 | 11.1191 | 36.0216 | 0 | 0 | 3.9342 | 0 | 0 | 0 | 3.9342 | 0 | 28.6497 | 48.9 | 0 | 2.7632 | 61.0561 | 0 | 0 | 0
2415 | 89.2323 | 0 | 89.2323 | 42.9 | 2 | 7.1054e-15 | 4 | 12.6538 | 28.0025 | 12.6538 | 28.0025 | 0 | 0 | 0.32412 | 0 | 0 | 0 | 0.32412 | 0 | 28.9414 | 48.9 | 0 | 2.677 | 61.454 | 0 | 0 | 0
2416 | 96.7445 | 0 | 96.7445 | 44.6859 | 2 | 7.0219 | 10 | 12.7022 | 20.3345 | 12.7022 | 20.3345 | 0 | 0 | 0 | 0 | 0 | 0 | 0 | 0 | 28.9414 | 56.6859 | 0 | 2.9023 | 60.3141 | 0 | 1.4211e-14 | 0
2417 | 98.2925 | 0 | 98.2925 | 47.6709 | 2 | 8.1598 | 10 | 13.7887 | 10.4718 | 13.7887 | 10.4718 | 0 | 0 | 0 | 6.2012 | 0 | 0 | 0 | 6.2012 | 22.0511 | 59.6709 | 0 | 2.9488 | 51.1278 | 0 | 0 | 0
2418 | 106.515 | 0 | 106.515 | 55 | 6.3919 | 10.33 | 10 | 12.793 | 5.1716e-15 | 12.793 | 5.1716e-15 | 0 | 0 | 0 | 12 | 0 | 0 | 0 | 12 | 8.7178 | 71.3919 | 0 | 3.1954 | 33.6081 | 0 | 0 | 0
2419 | 109.0198 | 0 | 109.0198 | 55 | 11.9018 | 10.498 | 10 | 13.7741 | 0 | 13.7741 | 0 | 0 | 0 | 0 | 7.846 | 0 | 0 | 0 | 7.846 | 0 | 76.9018 | 0 | 3.2706 | 28.0982 | 0 | 0 | 0
2420 | 114.2922 | 0 | 114.2922 | 55 | 23.5598 | 10.9702 | 10 | 14.7623 | 0 | 14.7623 | 0 | 0 | 0 | 0 | 0 | 0 | 0 | 0 | 0 | 0 | 88.5598 | 0 | 3.4288 | 16.4402 | 0 | 0 | -1.4211e-14
2421 | 110.9244 | 0 | 110.9244 | 55 | 20.9343 | 10.6449 | 10 | 14.3452 | 0 | 14.3452 | 0 | 0 | 0 | 0 | 0 | 0 | 0 | 0 | 0 | 0 | 85.9343 | 0 | 3.3277 | 19.0657 | 0 | 0 | 0
2422 | 106.0947 | 0 | 106.0947 | 55 | 15.8968 | 10.0209 | 10 | 15.1769 | 0 | 15.1769 | 0 | 0 | 0 | 0 | 0 | 0 | 0 | 0 | 0 | 0 | 80.8968 | 0 | 3.1828 | 24.1032 | 0 | 0 | 0
2423 | 99.6223 | 0 | 99.6223 | 55 | 10.5645 | 9.3604 | 10 | 14.6974 | 0 | 14.6974 | 0 | 0 | 0 | 0 | 0 | 0 | 0 | 0 | 0 | 0 | 75.5645 | 0 | 2.9887 | 29.4355 | 0 | 1.4211e-14 | 0
2424 | 96.5299 | 0 | 96.5299 | 55 | 5.5898 | 8.7442 | 10 | 17.1959 | 0 | 17.1959 | 0 | 0 | 0 | 0 | 0 | 0 | 0 | 0 | 0 | 0 | 70.5898 | 0 | 2.8959 | 34.4102 | 0 | 0 | 0
2425 | 94.4629 | 0 | 94.4629 | 55 | 2.3467 | 8.3424 | 10 | 18.7737 | 0 | 18.7737 | 0 | 0 | 0 | 0 | 0 | 0 | 0 | 0 | 0 | 0 | 67.3467 | 0 | 2.8339 | 37.6533 | 0 | 0 | 0
2426 | 95.9644 | 0 | 95.9644 | 55 | 6.0309 | 8.7988 | 10 | 16.1347 | 0 | 16.1347 | 0 | 0 | 0 | 0 | 0 | 0 | 0 | 0 | 0 | 0 | 71.0309 | 0 | 2.8789 | 33.9691 | 0 | 0 | 0
2427 | 100.0976 | 0 | 100.0976 | 55 | 9.279 | 9.2012 | 10 | 16.6174 | 0 | 16.6174 | 0 | 0 | 0 | 0 | 0 | 0 | 0 | 0 | 0 | 0 | 74.279 | 0 | 3.0029 | 30.721 | 0 | 0 | 0
2428 | 98.2885 | 0 | 98.2885 | 55 | 9.344 | 9.2092 | 10 | 14.7353 | 0 | 14.7353 | 0 | 0 | 0 | 0 | 0 | 0 | 0 | 0 | 0 | 0 | 74.344 | 0 | 2.9487 | 30.656 | 0 | 1.4211e-14 | 0
2429 | 100.6811 | 0 | 100.6811 | 55 | 10.7314 | 9.3811 | 10 | 15.5687 | 0 | 15.5687 | 0 | 0 | 0 | 0 | 0 | 0 | 0 | 0 | 0 | 0 | 75.7314 | 0 | 3.0204 | 29.2686 | 0 | 0 | -1.4211e-14
2430 | 97.1802 | 0 | 97.1802 | 55 | 7.898 | 9.0301 | 10 | 15.2521 | 0 | 15.2521 | 0 | 0 | 0 | 0 | 0 | 0 | 0 | 0 | 0 | 0 | 72.898 | 0 | 2.9154 | 32.102 | 0 | 0 | 0
2431 | 96.6712 | 0 | 96.6712 | 46.3163 | 2 | 7.2238 | 10 | 17.3662 | 13.7648 | 17.3662 | 13.7648 | 0 | 0 | 0 | 0 | 0 | 0 | 0 | 0 | 0 | 58.3163 | 0 | 2.9001 | 46.6837 | 0 | 0 | 0
2432 | 98.6422 | 0 | 98.6422 | 42.9 | 2 | 6.3946 | 6.7226 | 13.2322 | 27.3928 | 13.2322 | 27.3928 | 0 | 0 | 0 | 0 | 0 | 0 | 0 | 0 | 0 | 51.6226 | 0 | 2.9593 | 53.3774 | 0 | 0 | 0
2433 | 95.6322 | 0 | 95.6322 | 42.9 | 2 | 7.1054e-15 | 4 | 13.9197 | 38.2901 | 13.9197 | 38.2901 | 0 | 0 | 5.4776 | 0 | 0 | 0 | 5.4776 | 0 | 4.9298 | 48.9 | 0 | 2.869 | 60.886 | 0 | 0 | 0
2434 | 98.9526 | 0 | 98.9526 | 42.9 | 2 | 7.1054e-15 | 4 | 12.3929 | 47.4659 | 12.3929 | 47.4659 | 0 | 0 | 9.8063 | 0 | 0 | 0 | 9.8063 | 0 | 13.7555 | 48.9 | 0 | 2.9686 | 60.4089 | 0 | 0 | 0
2435 | 98.5129 | 0 | 98.5129 | 42.9 | 2 | 0 | 4 | 13.8261 | 48.8208 | 13.8261 | 48.8208 | 0 | 0 | 12 | 0 | 1.034 | 0 | 13.034 | 0 | 25.5088 | 48.9 | 0 | 2.9554 | 60.0531 | 0 | 0 | 0
2436 | 96.4079 | 0 | 96.4079 | 42.9 | 2 | 0 | 4 | 12.7383 | 53.3933 | 12.7383 | 53.3933 | 0 | 0 | 12 | 0 | 6.6237 | 0 | 18.6237 | 0 | 42.4155 | 48.9 | 0 | 2.8922 | 59.4371 | 0 | 0 | 0
2437 | 93.8552 | 0 | 93.8552 | 42.9 | 2 | 0 | 4 | 14.8577 | 49.9389 | 14.8577 | 49.9389 | 0 | 0 | 12 | 0 | 7.8414 | 0 | 19.8414 | 0 | 60.4449 | 48.9 | 0 | 2.8157 | 59.3028 | 0 | 0 | 0
2438 | 91.8347 | 0 | 91.8347 | 42.9 | 2 | 0 | 4 | 13.7789 | 47.7449 | 11.4619 | 39.7162 | 2.317 | 8.0287 | 2.0495 | 0 | 6.1939 | 0 | 8.2434 | 0 | 68 | 48.9 | 0 | 2.755 | 59.4409 | 0 | 0 | -7.1054e-15
2439 | 91.4326 | 0 | 91.4326 | 42.9 | 2 | 0 | 4 | 16.0874 | 39.3653 | 12.3391 | 30.1935 | 3.7482 | 9.1718 | 0 | 0 | 0 | 0 | 0 | 0 | 68 | 48.9 | 0 | 2.743 | 82.0657 | 0 | 0 | 0
2440 | 96.0363 | 0 | 96.0363 | 42.9 | 2 | 6.2268 | 5.3675 | 12.2718 | 27.2703 | 12.2718 | 27.2703 | 0 | 0 | 0 | 0 | 0 | 0 | 0 | 0 | 68 | 50.2675 | 0 | 2.8811 | 76.7325 | 0 | 0 | 0
2441 | 101.8362 | 0 | 101.8362 | 47.4749 | 2 | 8.3426 | 10 | 13.4778 | 12.6677 | 13.4778 | 12.6677 | 0 | 0 | 0 | 0 | 0 | 7.8732 | 0 | 7.8732 | 59.4604 | 59.4749 | 0 | 3.0551 | 59.6519 | 0 | 0 | 0
2442 | 105.3385 | 0 | 105.3385 | 45.8487 | 2 | 9.8324 | 10 | 16.131 | 7.292e-15 | 16.131 | 7.292e-15 | 0 | 0 | 0 | 11.5263 | 0 | 10 | 0 | 21.5263 | 35.8068 | 57.8487 | 0 | 3.1602 | 47.6249 | 0 | 0 | 0
2443 | 114.2943 | 0 | 114.2943 | 55 | 9.5856 | 10.7957 | 10 | 16.3471 | 0 | 16.3471 | 0 | 0 | 0 | 0 | 12 | 0 | 0.56592 | 0 | 12.5659 | 21.8596 | 74.5856 | 0 | 3.4288 | 30.4144 | 0 | 1.4211e-14 | 0
2444 | 119.7713 | 0 | 119.7713 | 55 | 15.5844 | 11.4687 | 10 | 15.7182 | 0 | 15.7182 | 0 | 0 | 0 | 0 | 12 | 0 | 0 | 0 | 12 | 8.5263 | 80.5844 | 0 | 3.5931 | 24.4156 | 0 | 0 | 0
2445 | 113.4506 | 0 | 113.4506 | 55 | 13.8326 | 10.7158 | 10 | 16.2285 | 0 | 16.2285 | 0 | 0 | 0 | 0 | 7.6737 | 0 | 0 | 0 | 7.6737 | 0 | 78.8326 | 0 | 3.4035 | 26.1674 | 0 | 1.4211e-14 | 0
2446 | 110.3056 | 0 | 110.3056 | 55 | 18.6395 | 10.3607 | 10 | 16.3055 | 0 | 16.3055 | 0 | 0 | 0 | 0 | 0 | 0 | 0 | 0 | 0 | 0 | 83.6395 | 0 | 3.3092 | 21.3605 | 0 | 0 | 0
2447 | 102.8062 | 0 | 102.8062 | 55 | 11.1799 | 9.4366 | 10 | 17.1896 | 0 | 17.1896 | 0 | 0 | 0 | 0 | 0 | 0 | 0 | 0 | 0 | 0 | 76.1799 | 0 | 3.0842 | 28.8201 | 0 | 0 | 0
2448 | 89.6562 | 0 | 89.6562 | 53.502 | 2 | 8.1139 | 10 | 16.0402 | 0 | 16.0402 | 0 | 0 | 0 | 0 | 0 | 0 | 0 | 0 | 0 | 0 | 65.502 | 0 | 2.6897 | 39.498 | 0 | 0 | 0
2449 | 92.2496 | 0 | 92.2496 | 55 | 2.8196 | 8.401 | 10 | 16.029 | 0 | 16.029 | 0 | 0 | 0 | 0 | 0 | 0 | 0 | 0 | 0 | 0 | 67.8196 | 0 | 2.7675 | 37.1804 | 0 | 0 | 0
2450 | 93.9102 | 0 | 93.9102 | 55 | 4.0453 | 8.5528 | 10 | 16.3121 | 0 | 16.3121 | 0 | 0 | 0 | 0 | 0 | 0 | 0 | 0 | 0 | 0 | 69.0453 | 0 | 2.8173 | 35.9547 | 0 | 0 | 0
2451 | 94.9907 | 0 | 94.9907 | 55 | 3.7045 | 8.5106 | 10 | 17.7755 | 0 | 17.7755 | 0 | 0 | 0 | 0 | 0 | 0 | 0 | 0 | 0 | 0 | 68.7045 | 0 | 2.8497 | 36.2955 | 0 | 1.4211e-14 | 0
2452 | 94.1244 | 0 | 94.1244 | 55 | 4.8142 | 8.6481 | 10 | 15.6622 | 0 | 15.6622 | 0 | 0 | 0 | 0 | 0 | 0 | 0 | 0 | 0 | 0 | 69.8142 | 0 | 2.8237 | 35.1858 | 0 | 0 | 0
2453 | 96.6022 | 0 | 96.6022 | 55 | 6.1682 | 8.8158 | 10 | 16.6183 | 0 | 16.6183 | 0 | 0 | 0 | 0 | 0 | 0 | 0 | 0 | 0 | 0 | 71.1682 | 0 | 2.8981 | 33.8318 | 0 | 1.4211e-14 | 0
2454 | 93.6719 | 0 | 93.6719 | 55 | 5.0509 | 8.6774 | 10 | 14.9436 | 0 | 14.9436 | 0 | 0 | 0 | 0 | 0 | 0 | 0 | 0 | 0 | 0 | 70.0509 | 0 | 2.8102 | 34.9491 | 0 | 0 | 0
2455 | 95.4935 | 0 | 95.4935 | 48.4857 | 2 | 7.4925 | 10 | 15.7759 | 11.7394 | 15.7759 | 11.7394 | 0 | 0 | 0 | 0 | 0 | 0 | 0 | 0 | 0 | 60.4857 | 0 | 2.8648 | 44.5143 | 0 | 0 | 0
2456 | 95.2632 | 0 | 95.2632 | 42.9 | 2 | 6.3045 | 5.9949 | 14.9042 | 23.1596 | 14.9042 | 23.1596 | 0 | 0 | 0 | 0 | 0 | 0 | 0 | 0 | 0 | 50.8949 | 0 | 2.8579 | 54.1051 | 0 | 1.4211e-14 | 0
2457 | 93.4126 | 0 | 93.4126 | 42.9 | 2 | 7.1054e-15 | 4 | 15.2082 | 29.39 | 15.2082 | 29.39 | 0 | 0 | 0.085604 | 0 | 0 | 0 | 0.085604 | 0 | 0.077044 | 48.9 | 0 | 2.8024 | 61.4803 | 0 | 0 | 0
2458 | 93.0239 | 0 | 93.0239 | 42.9 | 2 | 1.4211e-14 | 4 | 14.0508 | 36.6921 | 14.0508 | 36.6921 | 0 | 0 | 6.619 | 0 | 0 | 0 | 6.619 | 0 | 6.0342 | 48.9 | 0 | 2.7907 | 60.7602 | 0 | 0 | 0
2459 | 92.8915 | 0 | 92.8915 | 42.9 | 2 | 0 | 4 | 14.9332 | 46.7198 | 14.9332 | 46.7198 | 0 | 0 | 12 | 0 | 5.6615 | 0 | 17.6615 | 0 | 22.0538 | 48.9 | 0 | 2.7867 | 59.5431 | 0 | 0 | 0
2460 | 93.0948 | 0 | 93.0948 | 42.9 | 2 | 0 | 4 | 12.6752 | 45.489 | 12.6752 | 45.489 | 0 | 0 | 12 | 0 | 1.9693 | 0 | 13.9693 | 0 | 34.6695 | 48.9 | 0 | 2.7928 | 59.95 | 0 | 0 | 0
2461 | 91.1396 | 0 | 91.1396 | 42.9 | 2 | 0 | 4 | 13.9746 | 47.0264 | 13.9746 | 47.0264 | 0 | 0 | 12 | 0 | 6.7615 | 0 | 18.7615 | 0 | 51.7032 | 48.9 | 0 | 2.7342 | 59.4219 | 0 | 0 | 0
2462 | 88.1237 | 0 | 88.1237 | 42.9 | 2 | 0 | 4 | 15.2244 | 41.9354 | 15.2226 | 41.9305 | 0.0017922 | 0.0049365 | 10.6287 | 0 | 7.3007 | 0 | 17.9294 | 0 | 68 | 48.9 | 0 | 2.6437 | 59.5128 | 0 | 0 | -1.0658e-14
2463 | 89.1385 | 0 | 89.1385 | 42.9 | 2 | 7.1054e-15 | 4 | 13.6538 | 32.5216 | 11.8983 | 28.3402 | 1.7555 | 4.1814 | 0 | 0 | 0 | 0 | 0 | 0 | 68 | 48.9 | 0 | 2.6742 | 82.8354 | 0 | 0 | 0
2464 | 94.5847 | 0 | 94.5847 | 42.9 | 2 | 6.1228 | 4.5282 | 15.49 | 23.5436 | 15.49 | 23.5436 | 0 | 0 | 0 | 0 | 0 | 0 | 0 | 0 | 68 | 49.4282 | 0 | 2.8375 | 77.5718 | 0 | 0 | -1.4211e-14
2465 | 100.0304 | 0 | 100.0304 | 45.6187 | 2 | 7.9819 | 10 | 14.8837 | 12.7283 | 14.8837 | 12.7283 | 0 | 0 | 0 | 0 | 0 | 6.8178 | 0 | 6.8178 | 60.6051 | 57.6187 | 0 | 3.0009 | 62.5635 | 0 | 1.4211e-14 | 0
2466 | 105.206 | 0 | 105.206 | 44.9965 | 2 | 9.7855 | 10 | 16.424 | 5.4842e-15 | 16.424 | 5.4842e-15 | 0 | 0 | 0 | 12 | 0 | 10 | 0 | 22 | 36.4252 | 56.9965 | 0 | 3.1562 | 48.0035 | 0 | 0 | 0
2467 | 108.1085 | 0 | 108.1085 | 55 | 3.3171 | 10.15 | 10 | 16.0201 | 0 | 16.0201 | 0 | 0 | 0 | 0 | 12 | 0 | 1.6213 | 0 | 13.6213 | 21.3333 | 68.3171 | 0 | 3.2433 | 36.6829 | 0 | 1.4211e-14 | 0
2468 | 114.836 | 0 | 114.836 | 55 | 11.8356 | 11.0043 | 10 | 14.9961 | 0 | 14.9961 | 0 | 0 | 0 | 0 | 12 | 0 | 0 | 0 | 12 | 8 | 76.8356 | 0 | 3.4451 | 28.1644 | 0 | 0 | 0
2469 | 109.5551 | 0 | 109.5551 | 55 | 10.5763 | 10.2538 | 10 | 16.525 | 0 | 16.525 | 0 | 0 | 0 | 0 | 7.2 | 0 | 0 | 0 | 7.2 | 0 | 75.5763 | 0 | 3.2867 | 29.4237 | 0 | 0 | -1.4211e-14
2470 | 103.6135 | 0 | 103.6135 | 55 | 12.2323 | 9.567 | 10 | 16.8142 | 0 | 16.8142 | 0 | 0 | 0 | 0 | 0 | 0 | 0 | 0 | 0 | 0 | 77.2323 | 0 | 3.1084 | 27.7677 | 0 | 0 | 0
2471 | 101.3167 | 0 | 101.3167 | 55 | 10.5932 | 9.364 | 10 | 16.3596 | 0 | 16.3596 | 0 | 0 | 0 | 0 | 0 | 0 | 0 | 0 | 0 | 0 | 75.5932 | 0 | 3.0395 | 29.4068 | 0 | 0 | -2.8422e-14
2472 | 89.4817 | 0 | 89.4817 | 52.5495 | 2 | 7.9959 | 10 | 16.9363 | 0 | 16.9363 | 0 | 0 | 0 | 0 | 0 | 0 | 0 | 0 | 0 | 0 | 64.5495 | 0 | 2.6844 | 40.4505 | 0 | 0 | 0
2473 | 87.0621 | 0 | 87.0621 | 50.7639 | 2 | 7.7747 | 10 | 16.5235 | 0 | 16.5235 | 0 | 0 | 0 | 0 | 0 | 0 | 0 | 0 | 0 | 0 | 62.7639 | 0 | 2.6119 | 42.2361 | 0 | 0 | 0
2474 | 88.1618 | 0 | 88.1618 | 52.0614 | 2 | 7.9355 | 10 | 16.165 | 0 | 16.165 | 0 | 0 | 0 | 0 | 0 | 0 | 0 | 0 | 0 | 0 | 64.0614 | 0 | 2.6449 | 40.9386 | 0 | 0 | 0
2475 | 88.8416 | 0 | 88.8416 | 54.1031 | 2 | 8.1884 | 10 | 14.5501 | 0 | 14.5501 | 0 | 0 | 0 | 0 | 0 | 0 | 0 | 0 | 0 | 0 | 66.1031 | 0 | 2.6652 | 38.8969 | 0 | 0 | 0
2476 | 92.7701 | 0 | 92.7701 | 55 | 2.8314 | 8.4025 | 10 | 16.5362 | 0 | 16.5362 | 0 | 0 | 0 | 0 | 0 | 0 | 0 | 0 | 0 | 0 | 67.8314 | 0 | 2.7831 | 37.1686 | 0 | 0 | 0
2477 | 91.8514 | 0 | 91.8514 | 55 | 3.1484 | 8.4417 | 10 | 15.2613 | 0 | 15.2613 | 0 | 0 | 0 | 0 | 0 | 0 | 0 | 0 | 0 | 0 | 68.1484 | 0 | 2.7555 | 36.8516 | 0 | 0 | 0
2478 | 91.6805 | 0 | 91.6805 | 55 | 4.5764 | 8.6186 | 10 | 13.4854 | 0 | 13.4854 | 0 | 0 | 0 | 0 | 0 | 0 | 0 | 0 | 0 | 0 | 69.5764 | 0 | 2.7504 | 35.4236 | 0 | 0 | 0
2479 | 88.7255 | 0 | 88.7255 | 45.823 | 2 | 7.1627 | 10 | 12.6272 | 11.1126 | 12.6272 | 11.1126 | 0 | 0 | 0 | 0 | 0 | 0 | 0 | 0 | 0 | 57.823 | 0 | 2.6618 | 47.177 | 0 | 0 | 0
2480 | 89.0618 | 0 | 89.0618 | 42.9 | 2 | 6.2582 | 5.6209 | 11.4418 | 20.841 | 11.4418 | 20.841 | 0 | 0 | 0 | 0 | 0 | 0 | 0 | 0 | 0 | 50.5209 | 0 | 2.6719 | 54.4791 | 0 | 0 | -1.4211e-14
2481 | 90.4353 | 0 | 90.4353 | 42.9 | 2 | 7.1054e-15 | 4 | 13.2551 | 31.2388 | 13.2551 | 31.2388 | 0 | 0 | 2.9587 | 0 | 0 | 0 | 2.9587 | 0 | 2.6628 | 48.9 | 0 | 2.7131 | 61.1636 | 0 | 0 | 0
2482 | 87.2885 | 0 | 87.2885 | 42.9 | 2 | 7.1054e-15 | 4 | 13.4263 | 39.8942 | 13.4263 | 39.8942 | 0 | 0 | 12 | 0 | 2.932 | 0 | 14.932 | 0 | 16.166 | 48.9 | 0 | 2.6187 | 59.8439 | 0 | 0 | 0
2483 | 89.0497 | 0 | 89.0497 | 42.9 | 2 | 7.1054e-15 | 4 | 10.5946 | 39.3001 | 10.5946 | 39.3001 | 0 | 0 | 9.745 | 0 | 0 | 0 | 9.745 | 0 | 24.9365 | 48.9 | 0 | 2.6715 | 62.9079 | 0 | 1.4211e-14 | 0
2484 | 88.9838 | 0 | 88.9838 | 42.9 | 2 | 0 | 4 | 12.7612 | 45.3721 | 12.7612 | 45.3721 | 0 | 0 | 12 | 0 | 6.0495 | 0 | 18.0495 | 0 | 41.3139 | 48.9 | 0 | 2.6695 | 59.5003 | 0 | 0 | 0
2485 | 88.5715 | 0 | 88.5715 | 42.9 | 2 | 0 | 4 | 14.3902 | 39.6895 | 14.3902 | 39.6895 | 0 | 0 | 12 | 0 | 2.4082 | 0 | 14.4082 | 0 | 54.3341 | 48.9 | 0 | 2.6571 | 59.9017 | 0 | 0 | 0
2486 | 84.3283 | 0 | 84.3283 | 42.9 | 2 | 0 | 4 | 12.7296 | 36.4249 | 12.7296 | 36.4249 | 0 | 0 | 4.6297 | 0 | 9.0966 | 0 | 13.7263 | 0 | 66.8875 | 48.9 | 0 | 2.5298 | 59.9768 | 0 | 0 | 0
2487 | 86.6881 | 0 | 86.6881 | 42.9 | 2 | 1.4211e-14 | 4 | 14.3845 | 30.4085 | 12.5225 | 26.4723 | 1.862 | 3.9362 | 0 | 0 | 1.2067 | 0 | 1.2067 | 0 | 68 | 48.9 | 0 | 2.6006 | 72.7177 | 0 | 3.9968e-15 | 0
2488 | 87.6762 | 0 | 87.6762 | 42.9 | 2 | 3.9687 | 4 | 13.2662 | 21.5413 | 13.2662 | 21.5413 | 0 | 0 | 0 | 0 | 0 | 0 | 0 | 0 | 68 | 48.9 | 0 | 2.6303 | 79.9585 | 0 | 0 | 0
2489 | 94.2448 | 0 | 94.2448 | 45.6418 | 2 | 7.3713 | 10 | 15.4181 | 11.9488 | 15.4181 | 11.9488 | 0 | 0 | 0 | 0 | 0 | 1.8648 | 0 | 1.8648 | 65.9773 | 57.6418 | 0 | 2.8273 | 67.4934 | 0 | 0 | 0
2490 | 99.1324 | 0 | 99.1324 | 43.5156 | 2 | 9.4502 | 10 | 13.3928 | 5.8726e-15 | 13.3928 | 5.8726e-15 | 0 | 0 | 0 | 10.7738 | 0 | 10 | 0 | 20.7738 | 43.1599 | 55.5156 | 0 | 2.974 | 50.7106 | 0 | 0 | 0
2491 | 106.1369 | 0 | 106.1369 | 50.957 | 2 | 10.0995 | 10 | 14.506 | 0 | 14.506 | 0 | 0 | 0 | 0 | 12 | 0 | 6.5743 | 0 | 18.5743 | 22.6958 | 62.957 | 0 | 3.1841 | 42.043 | 0 | 0 | 0
2492 | 110.4417 | 0 | 110.4417 | 55 | 7.5238 | 10.4702 | 10 | 15.4476 | 0 | 15.4476 | 0 | 0 | 0 | 0 | 12 | 0 | 0 | 0 | 12 | 9.3624 | 72.5238 | 0 | 3.3132 | 32.4762 | 0 | 0 | 0
2493 | 106.5741 | 0 | 106.5741 | 55 | 5.3386 | 9.7568 | 10 | 18.0525 | 0 | 18.0525 | 0 | 0 | 0 | 0 | 8.4262 | 0 | 0 | 0 | 8.4262 | -1.7764e-15 | 70.3386 | 0 | 3.1972 | 34.6614 | 0 | 1.4211e-14 | 0
2494 | 103.2854 | 0 | 103.2854 | 55 | 11.9008 | 9.5259 | 10 | 16.8587 | 0 | 16.8587 | 0 | 0 | 0 | 0 | -1.5987e-15 | 0 | 0 | 0 | -1.5987e-15 | 0 | 76.9008 | 0 | 3.0986 | 28.0992 | 0 | 0 | 0
2495 | 97.6323 | 0 | 97.6323 | 55 | 7.8842 | 9.0284 | 10 | 15.7197 | 0 | 15.7197 | 0 | 0 | 0 | 0 | 0 | 0 | 0 | 0 | 0 | 0 | 72.8842 | 0 | 2.929 | 32.1158 | 0 | 0 | 0
2496 | 87.2047 | 0 | 87.2047 | 48.1188 | 2 | 7.4471 | 10 | 19.6388 | 0 | 19.6388 | 0 | 0 | 0 | 0 | 0 | 0 | 0 | 0 | 0 | 0 | 60.1188 | 0 | 2.6161 | 44.8812 | 0 | 0 | 0
2497 | 88.8761 | 0 | 88.8761 | 51.7792 | 2 | 7.9005 | 10 | 17.1963 | 0 | 17.1963 | 0 | 0 | 0 | 0 | 0 | 0 | 0 | 0 | 0 | 0 | 63.7792 | 0 | 2.6663 | 41.2208 | 0 | 0 | 0
2498 | 90.9209 | 0 | 90.9209 | 52.7334 | 2 | 8.0187 | 10 | 18.1688 | 0 | 18.1688 | 0 | 0 | 0 | 0 | 0 | 0 | 0 | 0 | 0 | 0 | 64.7334 | 0 | 2.7276 | 40.2666 | 0 | 0 | 0
2499 | 91.6473 | 0 | 91.6473 | 53.575 | 2 | 8.123 | 10 | 17.9493 | 0 | 17.9493 | 0 | 0 | 0 | 0 | 0 | 0 | 0 | 0 | 0 | 0 | 65.575 | 0 | 2.7494 | 39.425 | 0 | 0 | 0
2500 | 92.3077 | 0 | 92.3077 | 54.9379 | 2 | 8.2918 | 10 | 17.0781 | 0 | 17.0781 | 0 | 0 | 0 | 0 | 0 | 0 | 0 | 0 | 0 | 0 | 66.9379 | 0 | 2.7692 | 38.0621 | 0 | 0 | 0
2501 | 92.0933 | 0 | 92.0933 | 53.9539 | 2 | 8.1699 | 10 | 17.9696 | 0 | 17.9696 | 0 | 0 | 0 | 0 | 0 | 0 | 0 | 0 | 0 | 0 | 65.9539 | 0 | 2.7628 | 39.0461 | 0 | 1.4211e-14 | 0
2502 | 94.2381 | 0 | 94.2381 | 55 | 4.4144 | 8.5986 | 10 | 16.2251 | 0 | 16.2251 | 0 | 0 | 0 | 0 | 0 | 0 | 0 | 0 | 0 | 0 | 69.4144 | 0 | 2.8271 | 35.5856 | 0 | 0 | 0
2503 | 90.4424 | 0 | 90.4424 | 44.4282 | 2 | 6.9899 | 10 | 15.993 | 11.0312 | 15.993 | 11.0312 | 0 | 0 | 0 | 0 | 0 | 0 | 0 | 0 | 0 | 56.4282 | 0 | 2.7133 | 48.5718 | 0 | 0 | 0
2504 | 90.7645 | 0 | 90.7645 | 42.9 | 2 | 5.9292 | 4 | 15.9451 | 19.9902 | 15.9451 | 19.9902 | 0 | 0 | 0 | 0 | 0 | 0 | 0 | 0 | 0 | 48.9 | 0 | 2.7229 | 56.214 | 0 | 0 | 0
2505 | 90.7772 | 0 | 90.7772 | 42.9 | 2 | 7.1054e-15 | 4 | 16.6255 | 27.9977 | 16.6255 | 27.9977 | 0 | 0 | 2.746 | 0 | 0 | 0 | 2.746 | 0 | 2.4714 | 48.9 | 0 | 2.7233 | 61.1871 | 0 | 0 | 0
2506 | 91.5018 | 0 | 91.5018 | 42.9 | 2 | 7.1054e-15 | 4 | 15.5758 | 34.8049 | 15.5758 | 34.8049 | 0 | 0 | 7.7789 | 0 | 0 | 0 | 7.7789 | 0 | 9.4724 | 48.9 | 0 | 2.7451 | 60.6324 | 0 | 0 | 0
2507 | 90.4516 | 0 | 90.4516 | 42.9 | 2 | 7.1054e-15 | 4 | 15.4193 | 38.8512 | 15.4193 | 38.8512 | 0 | 0 | 12 | 0 | 0.71897 | 0 | 12.719 | 0 | 20.9353 | 48.9 | 0 | 2.7135 | 60.0879 | 0 | 0 | 0
2508 | 87.7266 | 0 | 87.7266 | 42.9 | 2 | 0 | 4 | 14.1823 | 37.733 | 14.1823 | 37.733 | 0 | 0 | 12 | 0 | 1.0887 | 0 | 13.0887 | 0 | 32.739 | 48.9 | 0 | 2.6318 | 60.0471 | 0 | 0 | 0
2509 | 86.9451 | 0 | 86.9451 | 42.9 | 2 | 0 | 4 | 15.6288 | 36.9549 | 15.6288 | 36.9549 | 0 | 0 | 12 | 0 | 2.5386 | 0 | 14.5386 | 0 | 45.8795 | 48.9 | 0 | 2.6084 | 59.8873 | 0 | 0 | 0
2510 | 89.3714 | 0 | 89.3714 | 42.9 | 2 | 0 | 4 | 16.2153 | 35.006 | 16.2153 | 35.006 | 0 | 0 | 6.8084 | 0 | 3.9414 | 0 | 10.7498 | 0 | 55.6409 | 48.9 | 0 | 2.6811 | 60.3049 | 0 | 0 | 0
2511 | 86.2601 | 0 | 86.2601 | 42.9 | 2 | 0 | 4 | 13.1538 | 29.784 | 13.1538 | 29.784 | 0 | 0 | 0 | 0 | 5.5777 | 0 | 5.5777 | 0 | 60.7832 | 48.9 | 0 | 2.5878 | 72.875 | 0 | 0 | 0
2512 | 92.3713 | 0 | 92.3713 | 42.9 | 2 | 6.3706 | 6.5287 | 15.1855 | 19.3865 | 15.1855 | 19.3865 | 0 | 0 | 0 | 0 | 0 | 0 | 0 | 0 | 60.7832 | 51.4287 | 0 | 2.7711 | 75.5713 | 0 | 0 | 0
2513 | 94.3082 | 0 | 94.3082 | 46.0271 | 2 | 7.2462 | 10 | 17.9964 | 10.5687 | 17.9964 | 10.5687 | 0 | 0 | 0 | 0 | 0 | 0.46984 | 0 | 0.46984 | 60.2736 | 58.0271 | 0 | 2.8292 | 68.5031 | 0 | 0 | -1.4211e-14
2514 | 100.1274 | 0 | 100.1274 | 44.3743 | 2 | 9.163 | 10 | 16.9932 | 4.7267e-15 | 16.9932 | 4.7267e-15 | 0 | 0 | 0 | 7.597 | 0 | 10 | 0 | 17.597 | 40.9861 | 56.3743 | 0 | 3.0038 | 53.0288 | 0 | 0 | 0
2515 | 104.288 | 0 | 104.288 | 51.6476 | 2 | 9.5337 | 10 | 17.791 | 0 | 17.791 | 0 | 0 | 0 | 0 | 12 | 0 | 1.3157 | 0 | 13.3157 | 26.2256 | 63.6476 | 0 | 3.1286 | 41.3524 | 0 | 0 | 0
2516 | 110.1822 | 0 | 110.1822 | 55 | 4.1703 | 10.0548 | 10 | 18.9571 | 0 | 18.9571 | 0 | 0 | 0 | 0 | 12 | 0 | 0 | 0 | 12 | 12.8923 | 69.1703 | 0 | 3.3055 | 35.8297 | 0 | 0 | 0
2517 | 107.389 | 0 | 107.389 | 55 | 2.8204 | 9.8384 | 10 | 18.1271 | 0 | 18.1271 | 0 | 0 | 0 | 0 | 11.603 | 0 | 0 | 0 | 11.603 | 0 | 67.8204 | 0 | 3.2217 | 37.1796 | 0 | 1.4211e-14 | 0
2518 | 104.6374 | 0 | 104.6374 | 55 | 11.7095 | 9.5022 | 10 | 18.4257 | 0 | 18.4257 | 0 | 0 | 0 | 0 | 0 | 0 | 0 | 0 | 0 | 0 | 76.7095 | 0 | 3.1391 | 28.2905 | 0 | 0 | 0
2519 | 98.8161 | 0 | 98.8161 | 55 | 5.8779 | 8.7799 | 10 | 19.1584 | 0 | 19.1584 | 0 | 0 | 0 | 0 | 0 | 0 | 0 | 0 | 0 | 0 | 70.8779 | 0 | 2.9645 | 34.1221 | 0 | 0 | 0
2520 | 89.759 | 0 | 89.759 | 54.2931 | 2 | 8.2119 | 10 | 15.254 | 0 | 15.254 | 0 | 0 | 0 | 0 | 0 | 0 | 0 | 0 | 0 | 0 | 66.2931 | 0 | 2.6928 | 38.7069 | 0 | 0 | 0
2521 | 92.8871 | 0 | 92.8871 | 55 | 4.2417 | 8.5772 | 10 | 15.0682 | 0 | 15.0682 | 0 | 0 | 0 | 0 | 0 | 0 | 0 | 0 | 0 | 0 | 69.2417 | 0 | 2.7866 | 35.7583 | 0 | 0 | 0
2522 | 91.4354 | 0 | 91.4354 | 55 | 2.589 | 8.3724 | 10 | 15.4739 | 0 | 15.4739 | 0 | 0 | 0 | 0 | 0 | 0 | 0 | 0 | 0 | 0 | 67.589 | 0 | 2.7431 | 37.411 | 0 | 0 | 0
2523 | 93.352 | 0 | 93.352 | 55 | 4.9084 | 8.6598 | 10 | 14.7838 | 0 | 14.7838 | 0 | 0 | 0 | 0 | 0 | 0 | 0 | 0 | 0 | 0 | 69.9084 | 0 | 2.8006 | 35.0916 | 0 | 0 | 0
2524 | 95.7724 | 0 | 95.7724 | 55 | 7.4379 | 8.9731 | 10 | 14.3613 | 0 | 14.3613 | 0 | 0 | 0 | 0 | 0 | 0 | 0 | 0 | 0 | 0 | 72.4379 | 0 | 2.8732 | 32.5621 | 0 | 0 | -1.4211e-14
2525 | 96.5214 | 0 | 96.5214 | 55 | 7.9213 | 9.033 | 10 | 14.5671 | 0 | 14.5671 | 0 | 0 | 0 | 0 | 0 | 0 | 0 | 0 | 0 | 0 | 72.9213 | 0 | 2.8956 | 32.0787 | 0 | 0 | 0
2526 | 92.7169 | 0 | 92.7169 | 55 | 4.6963 | 8.6335 | 10 | 14.3871 | 0 | 14.3871 | 0 | 0 | 0 | 0 | 0 | 0 | 0 | 0 | 0 | 0 | 69.6963 | 0 | 2.7815 | 35.3037 | 0 | 0 | 0
2527 | 94.878 | 0 | 94.878 | 47.8242 | 2 | 7.4106 | 10 | 14.7417 | 12.9015 | 14.7417 | 12.9015 | 0 | 0 | 0 | 0 | 0 | 0 | 0 | 0 | 0 | 59.8242 | 0 | 2.8463 | 45.1758 | 0 | 0 | 0
2528 | 95.2102 | 0 | 95.2102 | 42.9 | 2 | 6.5942 | 8.3336 | 14.1749 | 21.2075 | 14.1749 | 21.2075 | 0 | 0 | 0 | 0 | 0 | 0 | 0 | 0 | 0 | 53.2336 | 0 | 2.8563 | 51.7664 | 0 | 0 | 0
2529 | 94.7256 | 0 | 94.7256 | 42.9 | 2 | 7.1054e-15 | 4 | 12.4738 | 36.1291 | 12.4738 | 36.1291 | 0 | 0 | 2.7773 | 0 | 0 | 0 | 2.7773 | 0 | 2.4996 | 48.9 | 0 | 2.8418 | 61.1836 | 0 | 0 | 0
2530 | 91.4766 | 0 | 91.4766 | 42.9 | 2 | 0 | 4 | 13.2375 | 42.3647 | 13.2375 | 42.3647 | 0 | 0 | 12 | 0 | 1.0256 | 0 | 13.0256 | 0 | 14.2451 | 48.9 | 0 | 2.7443 | 60.0541 | 0 | 0 | 0
2531 | 90.3881 | 0 | 90.3881 | 42.9 | 2 | 7.1054e-15 | 4 | 13.7598 | 49.4871 | 13.7598 | 49.4871 | 0 | 0 | 12 | 0 | 9.7588 | 0 | 21.7588 | 0 | 34.0422 | 48.9 | 0 | 2.7116 | 59.0915 | 0 | 0 | 0
2532 | 93.0507 | 0 | 93.0507 | 42.9 | 2 | 0 | 4 | 12.8093 | 46.9669 | 12.8093 | 46.9669 | 0 | 0 | 12 | 0 | 3.6255 | 0 | 15.6255 | 0 | 48.1848 | 48.9 | 0 | 2.7915 | 59.7675 | 0 | 0 | 0
2533 | 90.33 | 0 | 90.33 | 42.9 | 2 | 0 | 4 | 13.6497 | 44.8275 | 13.6497 | 44.8275 | 0 | 0 | 12 | 0 | 5.0473 | 0 | 17.0473 | 0 | 63.6382 | 48.9 | 0 | 2.7099 | 59.6108 | 0 | 0 | 0
2534 | 90.868 | 0 | 90.868 | 42.9 | 2 | 0 | 4 | 11.8611 | 40.318 | 10.6292 | 36.1307 | 1.2319 | 4.1873 | 2.5561 | 0 | 2.2359 | 0 | 4.7919 | 0 | 68 | 48.9 | 0 | 2.726 | 60.3643 | 0 | 0 | -2.6645e-15
2535 | 88.1483 | 0 | 88.1483 | 42.9 | 2 | 7.1054e-15 | 4 | 12.9952 | 33.6916 | 10.9247 | 28.3236 | 2.0705 | 5.368 | 0 | 0 | 0 | 0 | 0 | 0 | 68 | 48.9 | 0 | 2.6444 | 82.6699 | 0 | 0 | 0
2536 | 92.6212 | 0 | 92.6212 | 42.9 | 2 | 5.901 | 4 | 13.1223 | 24.6979 | 13.1223 | 24.6979 | 0 | 0 | 0 | 0 | 0 | 0 | 0 | 0 | 68 | 48.9 | 0 | 2.7786 | 78.2392 | 0 | 0 | 0
2537 | 98.3096 | 0 | 98.3096 | 50.0996 | 2 | 7.9445 | 10 | 14.3921 | 11.8383 | 14.3921 | 11.8383 | 0 | 0 | 0 | 0 | 0 | 2.035 | 0 | 2.035 | 65.7927 | 62.0996 | 0 | 2.9493 | 62.8654 | 0 | 0 | 0
2538 | 104.3768 | 0 | 104.3768 | 48.4497 | 2 | 9.7934 | 10 | 15.5237 | 5.8638e-15 | 15.5237 | 5.8638e-15 | 0 | 0 | 0 | 8.6101 | 0 | 10 | 0 | 18.6101 | 45.3794 | 60.4497 | 0 | 3.1313 | 47.9403 | 0 | 1.4211e-14 | 0
2539 | 109.6888 | 0 | 109.6888 | 53.717 | 2 | 10.4203 | 10 | 15.1474 | 0 | 15.1474 | 0 | 0 | 0 | 0 | 12 | 0 | 6.404 | 0 | 18.404 | 25.0999 | 65.717 | 0 | 3.2907 | 39.283 | 0 | 0 | 0
2540 | 115.1619 | 0 | 115.1619 | 55 | 12.7769 | 11.1209 | 10 | 14.2641 | 0 | 14.2641 | 0 | 0 | 0 | 0 | 12 | 0 | 0 | 0 | 12 | 11.7666 | 77.7769 | 0 | 3.4549 | 27.2231 | 0 | 0 | 0
2541 | 108.7492 | 0 | 108.7492 | 55 | 6.8565 | 10.2129 | 10 | 16.0899 | 0 | 16.0899 | 0 | 0 | 0 | 0 | 10.5899 | 0 | 0 | 0 | 10.5899 | 0 | 71.8565 | 0 | 3.2625 | 33.1435 | 0 | 0 | 0
2542 | 104.73 | 0 | 104.73 | 55 | 14.4305 | 9.8393 | 10 | 15.4601 | 0 | 15.4601 | 0 | 0 | 0 | 0 | 0 | 0 | 0 | 0 | 0 | 0 | 79.4305 | 0 | 3.1419 | 25.5695 | 0 | 0 | 0
2543 | 103.0665 | 0 | 103.0665 | 55 | 10.8009 | 9.3897 | 10 | 17.8759 | 0 | 17.8759 | 0 | 0 | 0 | 0 | 0 | 0 | 0 | 0 | 0 | 0 | 75.8009 | 0 | 3.092 | 29.1991 | 0 | 0 | 0
2544 | 90.0244 | 0 | 90.0244 | 55 | 2.9509 | 8.4173 | 10 | 13.6563 | 0 | 13.6563 | 0 | 0 | 0 | 0 | 0 | 0 | 0 | 0 | 0 | 0 | 67.9509 | 0 | 2.7007 | 37.0491 | 0 | 0 | 0
2545 | 93.5131 | 0 | 93.5131 | 55 | 6.9275 | 8.9099 | 10 | 12.6757 | 0 | 12.6757 | 0 | 0 | 0 | 0 | 0 | 0 | 0 | 0 | 0 | 0 | 71.9275 | 0 | 2.8054 | 33.0725 | 0 | 0 | 0
2546 | 94.0854 | 0 | 94.0854 | 55 | 6.3853 | 8.8427 | 10 | 13.8573 | 0 | 13.8573 | 0 | 0 | 0 | 0 | 0 | 0 | 0 | 0 | 0 | 0 | 71.3853 | 0 | 2.8226 | 33.6147 | 0 | 0 | 0
2547 | 94.1328 | 0 | 94.1328 | 55 | 7.573 | 8.9898 | 10 | 12.57 | 0 | 12.57 | 0 | 0 | 0 | 0 | 0 | 0 | 0 | 0 | 0 | 0 | 72.573 | 0 | 2.824 | 32.427 | 0 | 0 | 0
2548 | 91.2925 | 0 | 91.2925 | 55 | 5.2446 | 8.7014 | 10 | 12.3464 | 0 | 12.3464 | 0 | 0 | 0 | 0 | 0 | 0 | 0 | 0 | 0 | 0 | 70.2446 | 0 | 2.7388 | 34.7554 | 0 | 0 | 0
2549 | 93.0978 | 0 | 93.0978 | 55 | 6.9999 | 8.9188 | 10 | 12.1791 | 0 | 12.1791 | 0 | 0 | 0 | 0 | 0 | 0 | 0 | 0 | 0 | 0 | 71.9999 | 0 | 2.7929 | 33.0001 | 0 | 0 | 0
2550 | 93.5829 | 0 | 93.5829 | 55 | 8.6351 | 9.1214 | 10 | 10.8264 | 0 | 10.8264 | 0 | 0 | 0 | 0 | 0 | 0 | 0 | 0 | 0 | 0 | 73.6351 | 0 | 2.8075 | 31.3649 | 0 | 1.4211e-14 | 0
2551 | 95.3487 | 0 | 95.3487 | 51.7063 | 2 | 7.8915 | 10 | 13.0093 | 10.7416 | 13.0093 | 10.7416 | 0 | 0 | 0 | 0 | 0 | 0 | 0 | 0 | 0 | 63.7063 | 0 | 2.8605 | 41.2937 | 0 | 0 | 0
2552 | 93.183 | 0 | 93.183 | 42.9 | 2 | 6.4527 | 7.1916 | 12.2348 | 22.4038 | 12.2348 | 22.4038 | 0 | 0 | 0 | 0 | 0 | 0 | 0 | 0 | 0 | 52.0916 | 0 | 2.7955 | 52.9084 | 0 | 0 | -1.4211e-14
2553 | 91.038 | 0 | 91.038 | 42.9 | 2 | 4.8729 | 4 | 8.5831 | 28.682 | 8.5831 | 28.682 | 0 | 0 | 0 | 0 | 0 | 0 | 0 | 0 | 0 | 48.9 | 0 | 2.7311 | 57.1539 | 0 | 0 | 0
2554 | 90.9473 | 0 | 90.9473 | 42.9 | 2 | 7.1054e-15 | 4 | 11.2256 | 33.2948 | 11.2256 | 33.2948 | 0 | 0 | 2.4731 | 0 | 0 | 0 | 2.4731 | 0 | 2.2258 | 48.9 | 0 | 2.7284 | 61.2172 | 0 | 1.4211e-14 | 0
2555 | 90.2814 | 0 | 90.2814 | 42.9 | 2 | 7.1054e-15 | 4 | 10.6729 | 37.9467 | 10.6729 | 37.9467 | 0 | 0 | 7.2382 | 0 | 0 | 0 | 7.2382 | 0 | 8.7402 | 48.9 | 0 | 2.7084 | 60.692 | 0 | 0 | 0
2556 | 92.698 | 0 | 92.698 | 42.9 | 2 | 7.1054e-15 | 4 | 10.2718 | 43.8019 | 10.2718 | 43.8019 | 0 | 0 | 10.2757 | 0 | 0 | 0 | 10.2757 | 0 | 17.9882 | 48.9 | 0 | 2.7809 | 60.3572 | 0 | 0 | 0
2557 | 89.5987 | 0 | 89.5987 | 42.9 | 2 | 7.1054e-15 | 4 | 10.2875 | 39.6886 | 10.2875 | 39.6886 | 0 | 0 | 9.2774 | 0 | 0 | 0 | 9.2774 | 0 | 26.3379 | 48.9 | 0 | 2.688 | 60.4672 | 0 | 0 | 0
2558 | 89.317 | 0 | 89.317 | 42.9 | 2 | 0 | 4 | 10.5309 | 38.3992 | 10.5309 | 38.3992 | 0 | 0 | 8.5131 | 0 | 0 | 0 | 8.5131 | 0 | 33.9998 | 48.9 | 0 | 2.6795 | 60.5514 | 0 | 0 | 0
2559 | 85.9397 | 0 | 85.9397 | 42.9 | 2 | 7.1054e-15 | 4 | 12.737 | 27.0251 | 12.737 | 27.0251 | 0 | 0 | 2.7224 | 0 | 0 | 0 | 2.7224 | 0 | 36.45 | 48.9 | 0 | 2.5782 | 61.1897 | 0 | 0 | 0
2560 | 92.3369 | 0 | 92.3369 | 42.9 | 2 | 6.5178 | 7.7168 | 11.6704 | 21.5319 | 11.6704 | 21.5319 | 0 | 0 | 0 | 0 | 0 | 0 | 0 | 0 | 36.45 | 52.6168 | 0 | 2.7701 | 64.3832 | 0 | 0 | 0
2561 | 97.0213 | 0 | 97.0213 | 54.9665 | 2 | 8.4707 | 10 | 10.6353 | 9.5328 | 10.6353 | 9.5328 | 0 | 0 | 0 | 1.416 | 0 | 0 | 0 | 1.416 | 34.8767 | 66.9665 | 0 | 2.9106 | 48.6175 | 0 | 0 | 0
2562 | 99.9808 | 0 | 99.9808 | 55 | 2.3798 | 9.833 | 10 | 10.768 | 5.7826e-15 | 10.768 | 5.7826e-15 | 0 | 0 | 0 | 12 | 0 | 0 | 0 | 12 | 21.5433 | 67.3798 | 0 | 2.9994 | 37.6202 | 0 | 0 | 0
2563 | 107.7397 | 0 | 107.7397 | 55 | 6.9841 | 10.4034 | 10 | 13.3523 | 0 | 13.3523 | 0 | 0 | 0 | 0 | 12 | 0 | 0 | 0 | 12 | 8.21 | 71.9841 | 0 | 3.2322 | 33.0159 | 0 | 0 | 0
2564 | 113.2319 | 0 | 113.2319 | 55 | 17.9483 | 11.1903 | 10 | 11.7043 | 0 | 11.7043 | 0 | 0 | 0 | 0 | 7.389 | 0 | 0 | 0 | 7.389 | 0 | 82.9483 | 0 | 3.397 | 22.0517 | 0 | 0 | 0
2565 | 107.1717 | 0 | 107.1717 | 55 | 19.3016 | 10.4427 | 10 | 12.4274 | 0 | 12.4274 | 0 | 0 | 0 | 0 | 0 | 0 | 0 | 0 | 0 | 0 | 84.3016 | 0 | 3.2152 | 20.6984 | 0 | 0 | 0
2566 | 104.6936 | 0 | 104.6936 | 55 | 14.7969 | 9.8847 | 10 | 15.0121 | 0 | 15.0121 | 0 | 0 | 0 | 0 | 0 | 0 | 0 | 0 | 0 | 0 | 79.7969 | 0 | 3.1408 | 25.2031 | 0 | 0 | 0
2567 | 101.2456 | 0 | 101.2456 | 55 | 13.9674 | 9.7819 | 10 | 12.4963 | 0 | 12.4963 | 0 | 0 | 0 | 0 | 0 | 0 | 0 | 0 | 0 | 0 | 78.9674 | 0 | 3.0374 | 26.0326 | 0 | 0 | 0
2568 | 95.1079 | 0 | 95.1079 | 55 | 8.8982 | 9.154 | 10 | 12.0557 | 0 | 12.0557 | 0 | 0 | 0 | 0 | 0 | 0 | 0 | 0 | 0 | 0 | 73.8982 | 0 | 2.8532 | 46.1018 | 0 | 0 | 0
2569 | 98.1418 | 0 | 98.1418 | 55 | 11.9071 | 9.5267 | 10 | 11.708 | 0 | 11.708 | 0 | 0 | 0 | 0 | 0 | 0 | 0 | 0 | 0 | 0 | 76.9071 | 0 | 2.9443 | 43.0929 | 0 | 0 | 0
2570 | 98.1359 | 0 | 98.1359 | 55 | 12.647 | 9.6184 | 10 | 10.8705 | 0 | 10.8705 | 0 | 0 | 0 | 0 | 0 | 0 | 0 | 0 | 0 | 0 | 77.647 | 0 | 2.9441 | 42.353 | 0 | 1.4211e-14 | 0
2571 | 98.7633 | 0 | 98.7633 | 55 | 13.289 | 9.6979 | 10 | 10.7764 | 0 | 10.7764 | 0 | 0 | 0 | 0 | 0 | 0 | 0 | 0 | 0 | 0 | 78.289 | 0 | 2.9629 | 41.711 | 0 | 0 | 0
2572 | 97.3842 | 0 | 97.3842 | 55 | 13.2036 | 9.6873 | 10 | 9.4933 | 0 | 9.4933 | 0 | 0 | 0 | 0 | 0 | 0 | 0 | 0 | 0 | 0 | 78.2036 | 0 | 2.9215 | 41.7964 | 0 | 1.4211e-14 | 0
2573 | 97.8506 | 0 | 97.8506 | 55 | 12.0801 | 9.5481 | 10 | 11.2223 | 0 | 11.2223 | 0 | 0 | 0 | 0 | 0 | 0 | 0 | 0 | 0 | 0 | 77.0801 | 0 | 2.9355 | 42.9199 | 0 | 0 | 0
2574 | 101.2159 | 0 | 101.2159 | 55 | 14.9034 | 9.8979 | 10 | 11.4145 | 0 | 11.4145 | 0 | 0 | 0 | 0 | 0 | 0 | 0 | 0 | 0 | 0 | 79.9034 | 0 | 3.0365 | 40.0966 | 0 | 0 | 0
2575 | 99.3176 | 0 | 99.3176 | 55 | 4.5593 | 8.6165 | 10 | 9.964 | 11.1778 | 9.964 | 11.1778 | 0 | 0 | 0 | 0 | 0 | 0 | 0 | 0 | 0 | 69.5593 | 0 | 2.9795 | 50.4407 | 0 | 0 | 0
2576 | 97.0716 | 0 | 97.0716 | 48.3632 | 2.75 | 7.5703 | 10 | 8.3658 | 20.0223 | 8.3658 | 20.0223 | 0 | 0 | 0 | 0 | 0 | 0 | 0 | 0 | 0 | 61.1132 | 0 | 2.9121 | 58.8868 | 0 | 0 | 0
2577 | 100.1684 | 0 | 100.1684 | 42.9 | 2.75 | 6.7557 | 8.8871 | 9.1338 | 29.7419 | 9.1338 | 29.7419 | 0 | 0 | 0 | 0 | 0 | 0 | 0 | 0 | 0 | 54.5371 | 0 | 3.0051 | 65.4629 | 0 | 0 | 0
2578 | 96.1105 | 0 | 96.1105 | 42.9 | 2.75 | 1.4211e-14 | 4 | 9.8753 | 39.6379 | 9.8753 | 39.6379 | 0 | 0 | 3.0527 | 0 | 0 | 0 | 3.0527 | 0 | 2.7474 | 49.65 | 0 | 2.8833 | 75.4859 | 0 | 0 | 0
2579 | 97.0071 | 0 | 97.0071 | 42.9 | 2.75 | 0 | 4 | 8.4571 | 43.9037 | 8.4571 | 43.9037 | 0 | 0 | 5.0037 | 0 | 0 | 0 | 5.0037 | 0 | 7.2507 | 49.65 | 0 | 2.9102 | 75.2709 | 0 | 0 | 0
2580 | 95.5059 | 0 | 95.5059 | 42.9 | 2.75 | 0 | 4 | 9.5288 | 41.1528 | 9.5288 | 41.1528 | 0 | 0 | 4.8257 | 0 | 0 | 0 | 4.8257 | 0 | 11.5938 | 49.65 | 0 | 2.8652 | 75.2905 | 0 | 0 | 0
2581 | 95.7925 | 0 | 95.7925 | 42.9 | 2.75 | 0 | 4 | 8.59 | 39.9902 | 8.59 | 39.9902 | 0 | 0 | 2.4376 | 0 | 0 | 0 | 2.4376 | 0 | 13.7877 | 49.65 | 0 | 2.8738 | 75.5537 | 0 | 0 | 0
2582 | 94.8416 | 0 | 94.8416 | 42.9 | 2.75 | 0 | 4 | 8.6894 | 38.19 | 8.6894 | 38.19 | 0 | 0 | 1.6878 | 0 | 0 | 0 | 1.6878 | 0 | 15.3067 | 49.65 | 0 | 2.8452 | 75.6364 | 0 | 0 | 0
2583 | 95.819 | 0 | 95.819 | 42.9 | 2.75 | 6.3092 | 5.2824 | 8.8307 | 29.7467 | 8.8307 | 29.7467 | 0 | 0 | 0 | 0 | 0 | 0 | 0 | 0 | 15.3067 | 50.9324 | 0 | 2.8746 | 81.0676 | 0 | 0 | 0
2584 | 100.5503 | 0 | 100.5503 | 49.2174 | 2.75 | 7.6761 | 10 | 9.492 | 21.4148 | 9.492 | 21.4148 | 0 | 0 | 0 | 0 | 0 | 0 | 0 | 0 | 15.3067 | 61.9674 | 0 | 3.0165 | 70.0326 | 0 | 0 | 0
2585 | 100.7656 | 0 | 100.7656 | 48.9378 | 2.75 | 8.55 | 10 | 12.6169 | 10.5766 | 12.6169 | 10.5766 | 0 | 0 | 0 | 7.3342 | 0 | 0 | 0 | 7.3342 | 7.1576 | 61.6878 | 0 | 3.023 | 62.978 | 0 | 0 | 0
2586 | 108.2886 | 0 | 108.2886 | 55 | 14.6406 | 10.6633 | 10 | 11.5429 | 5.0487e-15 | 11.5429 | 5.0487e-15 | 0 | 0 | 0 | 6.4419 | 0 | 0 | 0 | 6.4419 | 0 | 79.6406 | 0 | 3.2487 | 40.3594 | 0 | 1.4211e-14 | 0
2587 | 112.9392 | 0 | 112.9392 | 55 | 24.231 | 11.0533 | 10 | 12.6549 | 0 | 12.6549 | 0 | 0 | 0 | 0 | 0 | 0 | 0 | 0 | 0 | 0 | 89.231 | 0 | 3.3882 | 30.769 | 0 | 0 | 0
2588 | 118.8502 | 0 | 118.8502 | 55 | 29.8198 | 11.7456 | 10 | 12.2848 | 0 | 12.2848 | 0 | 0 | 0 | 0 | 0 | 0 | 0 | 0 | 0 | 0 | 94.8198 | 0 | 3.5655 | 25.1802 | 0 | 1.4211e-14 | 0
2589 | 115.055 | 0 | 115.055 | 55 | 27.3369 | 11.438 | 10 | 11.2801 | 0 | 11.2801 | 0 | 0 | 0 | 0 | 0 | 0 | 0 | 0 | 0 | 0 | 92.3369 | 0 | 3.4517 | 27.6631 | 0 | 0 | 0
2590 | 107.7611 | 0 | 107.7611 | 55 | 19.766 | 10.5002 | 10 | 12.4949 | 0 | 12.4949 | 0 | 0 | 0 | 0 | 0 | 0 | 0 | 0 | 0 | 0 | 84.766 | 0 | 3.2328 | 35.234 | 0 | 0 | 0
2591 | 104.5264 | 0 | 104.5264 | 55 | 16.404 | 10.0838 | 10 | 13.0386 | 0 | 13.0386 | 0 | 0 | 0 | 0 | 0 | 0 | 0 | 0 | 0 | 0 | 81.404 | 0 | 3.1358 | 38.596 | 0 | 0 | 0
2592 | 93.5857 | 0 | 93.5857 | 55 | 7.7627 | 9.0133 | 10 | 11.8097 | 0 | 11.8097 | 0 | 0 | 0 | 0 | 0 | 0 | 0 | 0 | 0 | 0 | 72.7627 | 0 | 2.8076 | 32.2373 | 0 | 0 | 0
2593 | 91.3538 | 0 | 91.3538 | 55 | 4.6432 | 8.6269 | 10 | 13.0836 | 0 | 13.0836 | 0 | 0 | 0 | 0 | 0 | 0 | 0 | 0 | 0 | 0 | 69.6432 | 0 | 2.7406 | 35.3568 | 0 | 0 | 0
2594 | 91.1348 | 0 | 91.1348 | 55 | 3.9577 | 8.542 | 10 | 13.6352 | 0 | 13.6352 | 0 | 0 | 0 | 0 | 0 | 0 | 0 | 0 | 0 | 0 | 68.9577 | 0 | 2.734 | 36.0423 | 0 | 0 | 0
2595 | 92.9797 | 0 | 92.9797 | 55 | 5.7618 | 8.7655 | 10 | 13.4525 | 0 | 13.4525 | 0 | 0 | 0 | 0 | 0 | 0 | 0 | 0 | 0 | 0 | 70.7618 | 0 | 2.7894 | 34.2382 | 0 | 0 | 0
2596 | 96.1829 | 0 | 96.1829 | 55 | 10.7408 | 9.3822 | 10 | 11.0598 | 0 | 11.0598 | 0 | 0 | 0 | 0 | 0 | 0 | 0 | 0 | 0 | 0 | 75.7408 | 0 | 2.8855 | 29.2592 | 0 | 0 | -1.4211e-14
2597 | 93.5002 | 0 | 93.5002 | 55 | 9.8724 | 9.2747 | 10 | 9.3531 | 0 | 9.3531 | 0 | 0 | 0 | 0 | 0 | 0 | 0 | 0 | 0 | 0 | 74.8724 | 0 | 2.805 | 30.1276 | 0 | 0 | 0
2598 | 94.3859 | 0 | 94.3859 | 55 | 9.0536 | 9.1732 | 10 | 11.1591 | 0 | 11.1591 | 0 | 0 | 0 | 0 | 0 | 0 | 0 | 0 | 0 | 0 | 74.0536 | 0 | 2.8316 | 30.9464 | 0 | 0 | 0
2599 | 95.5206 | 0 | 95.5206 | 50.8134 | 2 | 7.7809 | 10 | 12.3021 | 12.6242 | 12.3021 | 12.6242 | 0 | 0 | 0 | 0 | 0 | 0 | 0 | 0 | 0 | 62.8134 | 0 | 2.8656 | 42.1866 | 0 | 0 | -1.4211e-14
2600 | 91.7958 | 0 | 91.7958 | 42.9 | 2 | 6.1357 | 4.6323 | 10.1441 | 25.9837 | 10.1441 | 25.9837 | 0 | 0 | 0 | 0 | 0 | 0 | 0 | 0 | 0 | 49.5323 | 0 | 2.7539 | 55.4677 | 0 | 0 | 0
2601 | 92.8188 | 0 | 92.8188 | 42.9 | 2 | 0 | 4 | 9.3098 | 36.3599 | 9.3098 | 36.3599 | 0 | 0 | 1.7508 | 0 | 0 | 0 | 1.7508 | 0 | 1.5758 | 48.9 | 0 | 2.7846 | 61.2968 | 0 | 0 | 0
2602 | 90.8618 | 0 | 90.8618 | 42.9 | 2 | 7.1054e-15 | 4 | 10.1168 | 44.7537 | 10.1168 | 44.7537 | 0 | 0 | 12 | 0 | 0.90874 | 0 | 12.9087 | 0 | 13.2136 | 48.9 | 0 | 2.7259 | 60.0669 | 0 | 0 | 0
2603 | 92.1815 | 0 | 92.1815 | 42.9 | 2 | 7.1054e-15 | 4 | 10.4614 | 45.3211 | 10.4614 | 45.3211 | 0 | 0 | 12 | 0 | 0.50097 | 0 | 12.501 | 0 | 24.4755 | 48.9 | 0 | 2.7654 | 60.1119 | 0 | 0 | 0
2604 | 91.1179 | 0 | 91.1179 | 42.9 | 2 | 7.1054e-15 | 4 | 9.2825 | 49.0328 | 9.2825 | 49.0328 | 0 | 0 | 12 | 0 | 4.0974 | 0 | 16.0974 | 0 | 39.0531 | 48.9 | 0 | 2.7335 | 59.7155 | 0 | 0 | 0
2605 | 88.5706 | 0 | 88.5706 | 42.9 | 2 | 0 | 4 | 9.5715 | 50.5765 | 9.5715 | 50.5765 | 0 | 0 | 12 | 0 | 8.4774 | 0 | 20.4774 | 0 | 57.6689 | 48.9 | 0 | 2.6571 | 59.2327 | 0 | 0 | 0
2606 | 91.7899 | 0 | 91.7899 | 42.9 | 2 | 7.1054e-15 | 4 | 10.9687 | 45.1618 | 10.5877 | 43.5932 | 0.38098 | 1.5686 | 3.5825 | 0 | 7.7085 | 0 | 11.291 | 0 | 68 | 48.9 | 0 | 2.7537 | 60.0304 | 0 | 5.3291e-15 | 0
2607 | 91.2737 | 0 | 91.2737 | 42.9 | 2 | 7.1054e-15 | 4 | 10.4523 | 35.325 | 9.6751 | 32.6986 | 0.77715 | 2.6265 | 0 | 0 | 0 | 0 | 0 | 0 | 68 | 48.9 | 0 | 2.7382 | 83.1146 | 0 | 1.4211e-14 | 0
2608 | 91.3048 | 0 | 91.3048 | 42.9 | 2 | 6.2007 | 5.1571 | 10.7732 | 24.2737 | 10.7732 | 24.2737 | 0 | 0 | 0 | 0 | 0 | 0 | 0 | 0 | 68 | 50.0571 | 0 | 2.7391 | 76.9429 | 0 | 0 | 0
2609 | 96.5852 | 0 | 96.5852 | 46.9905 | 2 | 7.8799 | 10 | 11.1753 | 13.9172 | 11.1753 | 13.9172 | 0 | 0 | 0 | 0 | 0 | 4.6223 | 0 | 4.6223 | 62.9865 | 58.9905 | 0 | 2.8976 | 63.3872 | 0 | 0 | 0
2610 | 103.8793 | 0 | 103.8793 | 49.7021 | 2 | 10.3684 | 10 | 9.8088 | 5.9078e-15 | 9.8088 | 5.9078e-15 | 0 | 0 | 0 | 12 | 0 | 10 | 0 | 22 | 38.8066 | 61.7021 | 0 | 3.1164 | 43.2979 | 0 | 0 | 0
2611 | 107.6283 | 0 | 107.6283 | 55 | 4.169 | 10.5274 | 10 | 12.115 | 0 | 12.115 | 0 | 0 | 0 | 0 | 12 | 0 | 3.8168 | 0 | 15.8168 | 21.3333 | 69.169 | 0 | 3.2288 | 35.831 | 0 | 1.4211e-14 | 0
2612 | 111.4241 | 0 | 111.4241 | 55 | 11.613 | 10.9768 | 10 | 11.8343 | 0 | 11.8343 | 0 | 0 | 0 | 0 | 12 | 0 | 0 | 0 | 12 | 8 | 76.613 | 0 | 3.3427 | 28.387 | 0 | 0 | 0
2613 | 107.0918 | 0 | 107.0918 | 55 | 12.4797 | 10.4895 | 10 | 11.9226 | 0 | 11.9226 | 0 | 0 | 0 | 0 | 7.2 | 0 | 0 | 0 | 7.2 | 0 | 77.4797 | 0 | 3.2128 | 27.5203 | 0 | 0 | 0
2614 | 105.0821 | 0 | 105.0821 | 55 | 19.5864 | 10.478 | 10 | 10.0178 | 0 | 10.0178 | 0 | 0 | 0 | 0 | 0 | 0 | 0 | 0 | 0 | 0 | 84.5864 | 0 | 3.1525 | 20.4136 | 0 | 0 | 0
2615 | 99.4012 | 0 | 99.4012 | 55 | 12.9709 | 9.6585 | 10 | 11.7718 | 0 | 11.7718 | 0 | 0 | 0 | 0 | 0 | 0 | 0 | 0 | 0 | 0 | 77.9709 | 0 | 2.982 | 27.0291 | 0 | 0 | -1.4211e-14
2616 | 90.807 | 0 | 90.807 | 54.5718 | 2 | 8.2464 | 10 | 15.9888 | 0 | 15.9888 | 0 | 0 | 0 | 0 | 0 | 0 | 0 | 0 | 0 | 0 | 66.5718 | 0 | 2.7242 | 38.4282 | 0 | 0 | 0
2617 | 93.6902 | 0 | 93.6902 | 55 | 4.9119 | 8.6602 | 10 | 15.1181 | 0 | 15.1181 | 0 | 0 | 0 | 0 | 0 | 0 | 0 | 0 | 0 | 0 | 69.9119 | 0 | 2.8107 | 35.0881 | 0 | 0 | 0
2618 | 94.1693 | 0 | 94.1693 | 55 | 5.4075 | 8.7216 | 10 | 15.0402 | 0 | 15.0402 | 0 | 0 | 0 | 0 | 0 | 0 | 0 | 0 | 0 | 0 | 70.4075 | 0 | 2.8251 | 34.5925 | 0 | 0 | 0
2619 | 94.3983 | 0 | 94.3983 | 55 | 6.8536 | 8.9007 | 10 | 13.644 | 0 | 13.644 | 0 | 0 | 0 | 0 | 0 | 0 | 0 | 0 | 0 | 0 | 71.8536 | 0 | 2.832 | 33.1464 | 0 | 0 | 0
2620 | 95.4765 | 0 | 95.4765 | 55 | 7.3643 | 8.964 | 10 | 14.1482 | 0 | 14.1482 | 0 | 0 | 0 | 0 | 0 | 0 | 0 | 0 | 0 | 0 | 72.3643 | 0 | 2.8643 | 32.6357 | 0 | 0 | 0
2621 | 93.7579 | 0 | 93.7579 | 55 | 5.0501 | 8.6773 | 10 | 15.0305 | 0 | 15.0305 | 0 | 0 | 0 | 0 | 0 | 0 | 0 | 0 | 0 | 0 | 70.0501 | 0 | 2.8127 | 34.9499 | 0 | 0 | 0
2622 | 93.2552 | 0 | 93.2552 | 55 | 5.2665 | 8.7041 | 10 | 14.2846 | 0 | 14.2846 | 0 | 0 | 0 | 0 | 0 | 0 | 0 | 0 | 0 | 0 | 70.2665 | 0 | 2.7977 | 34.7335 | 0 | 0 | 0
2623 | 93.7972 | 0 | 93.7972 | 48.3011 | 2 | 7.4697 | 10 | 12.2871 | 13.7393 | 12.2871 | 13.7393 | 0 | 0 | 0 | 0 | 0 | 0 | 0 | 0 | 0 | 60.3011 | 0 | 2.8139 | 44.6989 | 0 | 0 | 0
2624 | 95.6046 | 0 | 95.6046 | 42.9 | 2 | 6.0864 | 4.2338 | 12.9037 | 27.4808 | 12.9037 | 27.4808 | 0 | 0 | 0 | 0 | 0 | 0 | 0 | 0 | 0 | 49.1338 | 0 | 2.8681 | 55.8662 | 0 | 0 | 0
2625 | 95.8872 | 0 | 95.8872 | 42.9 | 2 | 0 | 4 | 13.3949 | 40.1775 | 13.3949 | 40.1775 | 0 | 0 | 6.5852 | 0 | 0 | 0 | 6.5852 | 0 | 5.9266 | 48.9 | 0 | 2.8766 | 60.7639 | 0 | 0 | 0
2626 | 92.7193 | 0 | 92.7193 | 42.9 | 2 | 0 | 4 | 12.8179 | 42.0554 | 12.8179 | 42.0554 | 0 | 0 | 11.054 | 0 | 0 | 0 | 11.054 | 0 | 15.8753 | 48.9 | 0 | 2.7816 | 60.2714 | 0 | 0 | 0
2627 | 91.0542 | 0 | 91.0542 | 42.9 | 2 | 1.4211e-14 | 4 | 9.663 | 50.5652 | 9.663 | 50.5652 | 0 | 0 | 12 | 0 | 6.074 | 0 | 18.074 | 0 | 32.2752 | 48.9 | 0 | 2.7316 | 59.4976 | 0 | 0 | 0
2628 | 92.566 | 0 | 92.566 | 42.9 | 2 | 0 | 4 | 11.313 | 50.2362 | 11.313 | 50.2362 | 0 | 0 | 12 | 0 | 5.8832 | 0 | 17.8832 | 0 | 48.4993 | 48.9 | 0 | 2.777 | 59.5187 | 0 | 0 | 0
2629 | 90.6345 | 0 | 90.6345 | 42.9 | 2 | 0 | 4 | 12.0733 | 55 | 11.3697 | 51.7948 | 0.70359 | 3.2052 | 11.6941 | 0 | 9.7359 | 0 | 21.43 | 0 | 68 | 48.9 | 0 | 2.719 | 58.6969 | 0 | 0 | 0
2630 | 88.3285 | 0 | 88.3285 | 42.9 | 2 | 0 | 4 | 11.2766 | 49.0626 | 7.3686 | 32.0598 | 3.9079 | 17.0028 | 0 | 0 | 0 | 0 | 0 | 0 | 68 | 48.9 | 0 | 2.6499 | 81.185 | 0 | 0 | 0
2631 | 90.0511 | 0 | 90.0511 | 42.9 | 2 | 0 | 4 | 12.5333 | 36.3482 | 10.5512 | 30.5999 | 1.9821 | 5.7483 | 0 | 0 | 0 | 0 | 0 | 0 | 68 | 48.9 | 0 | 2.7015 | 82.6377 | 0 | 0 | 0
2632 | 93.9189 | 0 | 93.9189 | 42.9 | 2 | 6.2105 | 5.236 | 12.0159 | 25.5564 | 12.0159 | 25.5564 | 0 | 0 | 0 | 0 | 0 | 0 | 0 | 0 | 68 | 50.136 | 0 | 2.8176 | 76.864 | 0 | 0 | 0
2633 | 98.8197 | 0 | 98.8197 | 48.9812 | 2 | 7.9685 | 10 | 12.2236 | 14.2995 | 12.2236 | 14.2995 | 0 | 0 | 0 | 0 | 0 | 3.347 | 0 | 3.347 | 64.3697 | 60.9812 | 0 | 2.9646 | 62.6719 | 0 | 0 | 0
2634 | 102.2593 | 0 | 102.2593 | 47.3193 | 2 | 9.6741 | 10 | 14.488 | 7.2164e-15 | 14.488 | 7.2164e-15 | 0 | 0 | 0 | 8.7779 | 0 | 10 | 0 | 18.7779 | 43.77 | 59.3193 | 0 | 3.0678 | 48.9028 | 0 | 0 | 0
2635 | 108.2345 | 0 | 108.2345 | 53.9759 | 2 | 10.2899 | 10 | 14.8766 | 0 | 14.8766 | 0 | 0 | 0 | 0 | 12 | 0 | 5.0921 | 0 | 17.0921 | 24.9134 | 65.9759 | 0 | 3.247 | 39.0241 | 0 | 0 | 0
2636 | 114.9379 | 0 | 114.9379 | 55 | 12.433 | 11.0783 | 10 | 14.4265 | 0 | 14.4265 | 0 | 0 | 0 | 0 | 12 | 0 | 0 | 0 | 12 | 11.5801 | 77.433 | 0 | 3.4481 | 27.567 | 0 | 0 | 0
2637 | 110.8623 | 0 | 110.8623 | 55 | 10.5698 | 10.6521 | 10 | 14.2184 | 0 | 14.2184 | 0 | 0 | 0 | 0 | 10.4221 | 0 | 0 | 0 | 10.4221 | -1.7764e-15 | 75.5698 | 0 | 3.3259 | 29.4302 | 0 | 0 | 0
2638 | 107.3146 | 0 | 107.3146 | 55 | 18.2436 | 10.3116 | 10 | 13.7594 | 0 | 13.7594 | 0 | 0 | 0 | 0 | -1.5987e-15 | 0 | 0 | 0 | -1.5987e-15 | 0 | 83.2436 | 0 | 3.2194 | 21.7564 | 0 | 0 | -1.4211e-14
2639 | 100.4668 | 0 | 100.4668 | 55 | 11.084 | 9.4247 | 10 | 14.9581 | 0 | 14.9581 | 0 | 0 | 0 | 0 | 0 | 0 | 0 | 0 | 0 | 0 | 76.084 | 0 | 3.014 | 28.916 | 0 | 0 | -1.4211e-14
2640 | 85.378 | 0 | 85.378 | 53.6133 | 2 | 8.1277 | 10 | 11.637 | 0 | 11.637 | 0 | 0 | 0 | 0 | 0 | 0 | 0 | 0 | 0 | 0 | 65.6133 | 0 | 2.5613 | 39.3867 | 0 | 0 | 0
2641 | 86.8111 | 0 | 86.8111 | 54.694 | 2 | 8.2616 | 10 | 11.8556 | 0 | 11.8556 | 0 | 0 | 0 | 0 | 0 | 0 | 0 | 0 | 0 | 0 | 66.694 | 0 | 2.6043 | 38.306 | 0 | 0 | 0
2642 | 88.4257 | 0 | 88.4257 | 55 | 4.6689 | 8.6301 | 10 | 10.1267 | 0 | 10.1267 | 0 | 0 | 0 | 0 | 0 | 0 | 0 | 0 | 0 | 0 | 69.6689 | 0 | 2.6528 | 35.3311 | 0 | 0 | 0
2643 | 88.8029 | 0 | 88.8029 | 55 | 3.8243 | 8.5255 | 10 | 11.4531 | 0 | 11.4531 | 0 | 0 | 0 | 0 | 0 | 0 | 0 | 0 | 0 | 0 | 68.8243 | 0 | 2.6641 | 36.1757 | 0 | 0 | 0
2644 | 91.1899 | 0 | 91.1899 | 55 | 5.6049 | 8.746 | 10 | 11.8389 | 0 | 11.8389 | 0 | 0 | 0 | 0 | 0 | 0 | 0 | 0 | 0 | 0 | 70.6049 | 0 | 2.7357 | 34.3951 | 0 | 0 | 0
2645 | 90.9399 | 0 | 90.9399 | 55 | 7.031 | 8.9227 | 10 | 9.9863 | 0 | 9.9863 | 0 | 0 | 0 | 0 | 0 | 0 | 0 | 0 | 0 | 0 | 72.031 | 0 | 2.7282 | 32.969 | 0 | 0 | 0
2646 | 88.1166 | 0 | 88.1166 | 55 | 4.1717 | 8.5685 | 10 | 10.3764 | 0 | 10.3764 | 0 | 0 | 0 | 0 | 0 | 0 | 0 | 0 | 0 | 0 | 69.1717 | 0 | 2.6435 | 35.8283 | 0 | 0 | 0
2647 | 90.7164 | 0 | 90.7164 | 51.2703 | 2 | 7.8375 | 10 | 8.9969 | 10.6118 | 8.9969 | 10.6118 | 0 | 0 | 0 | 0 | 0 | 0 | 0 | 0 | 0 | 63.2703 | 0 | 2.7215 | 41.7297 | 0 | 0 | 0
2648 | 89.1682 | 0 | 89.1682 | 42.9 | 2 | 6.3045 | 5.9952 | 9.2245 | 22.744 | 9.2245 | 22.744 | 0 | 0 | 0 | 0 | 0 | 0 | 0 | 0 | 0 | 50.8952 | 0 | 2.675 | 54.1048 | 0 | 1.4211e-14 | 0
2649 | 90.8361 | 0 | 90.8361 | 42.9 | 2 | 1.9732 | 4 | 8.6704 | 31.2926 | 8.6704 | 31.2926 | 0 | 0 | 0 | 0 | 0 | 0 | 0 | 0 | 0 | 48.9 | 0 | 2.7251 | 59.7341 | 0 | 0 | -1.4211e-14
2650 | 87.6734 | 0 | 87.6734 | 42.9 | 2 | 0 | 4 | 9.4596 | 36.5067 | 9.4596 | 36.5067 | 0 | 0 | 7.193 | 0 | 0 | 0 | 7.193 | 0 | 6.4737 | 48.9 | 0 | 2.6302 | 60.6969 | 0 | 0 | 0
2651 | 88.7484 | 0 | 88.7484 | 42.9 | 2 | 0 | 4 | 7.4041 | 40.3978 | 7.4041 | 40.3978 | 0 | 0 | 7.9535 | 0 | 0 | 0 | 7.9535 | 0 | 13.6318 | 48.9 | 0 | 2.6625 | 60.6131 | 0 | 0 | 0
2652 | 88.6957 | 0 | 88.6957 | 42.9 | 2 | 1.4211e-14 | 4 | 7.9004 | 39.2981 | 7.9004 | 39.2981 | 0 | 0 | 7.4028 | 0 | 0 | 0 | 7.4028 | 0 | 20.2943 | 48.9 | 0 | 2.6609 | 60.6738 | 0 | 0 | 0
2653 | 86.3837 | 0 | 86.3837 | 42.9 | 2 | 0 | 4 | 7.4012 | 43.7435 | 7.4012 | 43.7435 | 0 | 0 | 12 | 0 | 1.661 | 0 | 13.661 | 0 | 32.6257 | 48.9 | 0 | 2.5915 | 59.984 | 0 | 0 | 0
2654 | 86.0064 | 0 | 86.0064 | 42.9 | 2 | 7.1054e-15 | 4 | 8.8966 | 33.3364 | 8.8966 | 33.3364 | 0 | 0 | 5.1266 | 0 | 0 | 0 | 5.1266 | 0 | 37.2396 | 48.9 | 0 | 2.5802 | 62.3365 | 0 | 0 | 0
2655 | 86.1775 | 0 | 86.1775 | 42.9 | 2 | 7.1054e-15 | 4 | 8.3396 | 31.7708 | 8.3396 | 31.7708 | 0 | 0 | 2.8329 | 0 | 0 | 0 | 2.8329 | 0 | 39.7892 | 48.9 | 0 | 2.5853 | 62.5893 | 0 | 0 | 0
2656 | 87.6941 | 0 | 87.6941 | 42.9 | 2 | 5.4458 | 4 | 10.0454 | 23.3029 | 10.0454 | 23.3029 | 0 | 0 | 0 | 0 | 0 | 0 | 0 | 0 | 39.7892 | 48.9 | 0 | 2.6308 | 70.056 | 0 | 0 | 0
2657 | 96.1205 | 0 | 96.1205 | 47.2937 | 2 | 8.0842 | 10 | 11.0526 | 11.7219 | 11.0526 | 11.7219 | 0 | 0 | 0 | 4.5563 | 0 | 1.4118 | 0 | 5.9682 | 33.1953 | 59.2937 | 0 | 2.8836 | 53.15 | 0 | 0 | 0
2658 | 97.8063 | 0 | 97.8063 | 54.2645 | 2 | 9.6949 | 10 | 9.847 | 4.9051e-15 | 9.847 | 4.9051e-15 | 0 | 0 | 0 | 12 | 0 | 0 | 0 | 12 | 19.862 | 66.2645 | 0 | 2.9342 | 38.7355 | 0 | 0 | 0
2659 | 104.1503 | 0 | 104.1503 | 55 | 6.0638 | 10.2894 | 10 | 10.7971 | 0 | 10.7971 | 0 | 0 | 0 | 0 | 12 | 0 | 0 | 0 | 12 | 6.5286 | 71.0638 | 0 | 3.1245 | 33.9362 | 0 | 0 | 0
2660 | 108.4155 | 0 | 108.4155 | 55 | 16.4832 | 10.8214 | 10 | 10.2351 | 0 | 10.2351 | 0 | 0 | 0 | 0 | 5.8758 | 0 | 0 | 0 | 5.8758 | 0 | 81.4832 | 0 | 3.2525 | 23.5168 | 0 | 0 | 0
2661 | 106.29 | 0 | 106.29 | 55 | 19.5856 | 10.4779 | 10 | 11.2265 | 0 | 11.2265 | 0 | 0 | 0 | 0 | 0 | 0 | 0 | 0 | 0 | 0 | 84.5856 | 0 | 3.1887 | 20.4144 | 0 | 0 | 0
2662 | 101.4164 | 0 | 101.4164 | 55 | 14.2849 | 9.8213 | 10 | 12.3102 | 0 | 12.3102 | 0 | 0 | 0 | 0 | 0 | 0 | 0 | 0 | 0 | 0 | 79.2849 | 0 | 3.0425 | 25.7151 | 0 | 0 | 0
2663 | 98.5835 | 0 | 98.5835 | 55 | 12.3945 | 9.5871 | 10 | 11.6019 | 0 | 11.6019 | 0 | 0 | 0 | 0 | 0 | 0 | 0 | 0 | 0 | 0 | 77.3945 | 0 | 2.9575 | 27.6055 | 0 | 0 | 0
2664 | 88.8531 | 0 | 88.8531 | 52.4752 | 2 | 7.9867 | 10 | 16.3912 | 0 | 16.3912 | 0 | 0 | 0 | 0 | 0 | 0 | 0 | 0 | 0 | 0 | 64.4752 | 0 | 2.6656 | 40.5248 | 0 | 0 | 0
2665 | 89.659 | 0 | 89.659 | 54.2646 | 2 | 8.2084 | 10 | 15.1861 | 0 | 15.1861 | 0 | 0 | 0 | 0 | 0 | 0 | 0 | 0 | 0 | 0 | 66.2646 | 0 | 2.6898 | 38.7354 | 0 | 0 | 0
2666 | 88.7366 | 0 | 88.7366 | 53.9372 | 2 | 8.1678 | 10 | 14.6316 | 0 | 14.6316 | 0 | 0 | 0 | 0 | 0 | 0 | 0 | 0 | 0 | 0 | 65.9372 | 0 | 2.6621 | 39.0628 | 0 | 1.4211e-14 | 0
2667 | 91.8189 | 0 | 91.8189 | 55 | 2.573 | 8.3705 | 10 | 15.8755 | 0 | 15.8755 | 0 | 0 | 0 | 0 | 0 | 0 | 0 | 0 | 0 | 0 | 67.573 | 0 | 2.7546 | 37.427 | 0 | 0 | 0
2668 | 92.1761 | 0 | 92.1761 | 55 | 4.5703 | 8.6179 | 10 | 13.9879 | 0 | 13.9879 | 0 | 0 | 0 | 0 | 0 | 0 | 0 | 0 | 0 | 0 | 69.5703 | 0 | 2.7653 | 35.4297 | 0 | 0 | 0
2669 | 90.5611 | 0 | 90.5611 | 55 | 2.7187 | 8.3885 | 10 | 14.4539 | 0 | 14.4539 | 0 | 0 | 0 | 0 | 0 | 0 | 0 | 0 | 0 | 0 | 67.7187 | 0 | 2.7168 | 37.2813 | 0 | 0 | 0
2670 | 91.0043 | 0 | 91.0043 | 55 | 2.7014 | 8.3864 | 10 | 14.9166 | 0 | 14.9166 | 0 | 0 | 0 | 0 | 0 | 0 | 0 | 0 | 0 | 0 | 67.7014 | 0 | 2.7301 | 37.2986 | 0 | 0 | -1.4211e-14
2671 | 89.1408 | 0 | 89.1408 | 46.807 | 2 | 7.2846 | 10 | 12.7761 | 10.2731 | 12.7761 | 10.2731 | 0 | 0 | 0 | 0 | 0 | 0 | 0 | 0 | 0 | 58.807 | 0 | 2.6742 | 46.193 | 0 | 0 | 0
2672 | 89.3416 | 0 | 89.3416 | 42.9 | 2 | 6.3419 | 6.297 | 12.0608 | 19.7419 | 12.0608 | 19.7419 | 0 | 0 | 0 | 0 | 0 | 0 | 0 | 0 | 0 | 51.197 | 0 | 2.6802 | 53.803 | 0 | 0 | 0
2673 | 90.9182 | 0 | 90.9182 | 42.9 | 2 | 7.1054e-15 | 4 | 11.0916 | 31.3523 | 11.0916 | 31.3523 | 0 | 0 | 0.42564 | 0 | 0 | 0 | 0.42564 | 0 | 0.38308 | 48.9 | 0 | 2.7275 | 61.4428 | 0 | 0 | 0
2674 | 88.2086 | 0 | 88.2086 | 42.9 | 2 | 7.1054e-15 | 4 | 12.0068 | 33.8256 | 12.0068 | 33.8256 | 0 | 0 | 6.5239 | 0 | 0 | 0 | 6.5239 | 0 | 6.2545 | 48.9 | 0 | 2.6463 | 60.7707 | 0 | 0 | 0
2675 | 89.6271 | 0 | 89.6271 | 42.9 | 2 | 0 | 4 | 11.9114 | 43.3217 | 11.9114 | 43.3217 | 0 | 0 | 12 | 0 | 2.506 | 0 | 14.506 | 0 | 19.365 | 48.9 | 0 | 2.6888 | 59.8909 | 0 | 0 | 0
2676 | 89.6267 | 0 | 89.6267 | 42.9 | 2 | 0 | 4 | 12.4022 | 42.5153 | 12.4022 | 42.5153 | 0 | 0 | 12 | 0 | 2.1908 | 0 | 14.1908 | 0 | 32.1848 | 48.9 | 0 | 2.6888 | 59.9256 | 0 | 0 | 0
2677 | 86.2821 | 0 | 86.2821 | 42.9 | 2 | 1.4211e-14 | 4 | 11.2319 | 38.195 | 11.2319 | 38.195 | 0 | 0 | 12 | 0 | 0.044851 | 0 | 12.0449 | 0 | 43.0261 | 48.9 | 0 | 2.5885 | 60.1622 | 0 | 0 | 0
2678 | 87.6509 | 0 | 87.6509 | 42.9 | 2 | 0 | 4 | 12.6557 | 36.6227 | 12.6557 | 36.6227 | 0 | 0 | 10.3838 | 0 | 0.14361 | 0 | 10.5274 | 0 | 52.504 | 48.9 | 0 | 2.6295 | 60.3294 | 0 | 0 | 0
2679 | 84.0758 | 0 | 84.0758 | 42.9 | 2 | 7.1054e-15 | 4 | 10.2178 | 25.9525 | 10.2178 | 25.9525 | 0 | 0 | 0 | 0 | 0.99448 | 0 | 0.99448 | 0 | 53.4208 | 48.9 | 0 | 2.5223 | 73.3801 | 0 | 1.4211e-14 | 0
2680 | 89.6473 | 0 | 89.6473 | 42.9 | 2 | 6.5024 | 7.5923 | 11.4206 | 19.2319 | 11.4206 | 19.2319 | 0 | 0 | 0 | 0 | 0 | 0 | 0 | 0 | 53.4208 | 52.4923 | 0 | 2.6894 | 69.5055 | 0 | 0 | 0
2681 | 96.0364 | 0 | 96.0364 | 50.0929 | 2 | 7.9626 | 10 | 12.8154 | 10.978 | 12.8154 | 10.978 | 0 | 0 | 0 | 0 | 0 | 2.1875 | 0 | 2.1875 | 51.0481 | 62.0929 | 0 | 2.8811 | 57.7173 | 0 | 0 | 0
2682 | 100.9146 | 0 | 100.9146 | 50.8428 | 2 | 9.6191 | 10 | 13.6424 | 4.7184e-15 | 13.6424 | 4.7184e-15 | 0 | 0 | 0 | 12 | 0 | 2.8102 | 0 | 14.8102 | 34.6667 | 62.8428 | 0 | 3.0274 | 42.1572 | 0 | 0 | 0
2683 | 105.3793 | 0 | 105.3793 | 55 | 4.3657 | 10.079 | 10 | 13.9346 | 0 | 13.9346 | 0 | 0 | 0 | 0 | 12 | 0 | 0 | 0 | 12 | 21.3333 | 69.3657 | 0 | 3.1614 | 35.6343 | 0 | 0 | 0
2684 | 108.6697 | 0 | 108.6697 | 55 | 8.1417 | 10.5468 | 10 | 12.9812 | 0 | 12.9812 | 0 | 0 | 0 | 0 | 12 | 0 | 0 | 0 | 12 | 8 | 73.1417 | 0 | 3.2601 | 31.8583 | 0 | 0 | 0
2685 | 107.3855 | 0 | 107.3855 | 55 | 10.1152 | 10.1966 | 10 | 14.8737 | 0 | 14.8737 | 0 | 0 | 0 | 0 | 7.2 | 0 | 0 | 0 | 7.2 | 0 | 75.1152 | 0 | 3.2216 | 29.8848 | 0 | 0 | 0
2686 | 100.0963 | 0 | 100.0963 | 55 | 10.3933 | 9.3392 | 10 | 15.3638 | 0 | 15.3638 | 0 | 0 | 0 | 0 | 0 | 0 | 0 | 0 | 0 | 0 | 75.3933 | 0 | 3.0029 | 29.6067 | 0 | 0 | 0
2687 | 97.5147 | 0 | 97.5147 | 55 | 7.7283 | 9.0091 | 10 | 15.7774 | 0 | 15.7774 | 0 | 0 | 0 | 0 | 0 | 0 | 0 | 0 | 0 | 0 | 72.7283 | 0 | 2.9254 | 32.2717 | 0 | 0 | 0
2688 | 94.8498 | 0 | 94.8498 | 55 | 7.9039 | 9.0308 | 10 | 12.915 | 0 | 12.915 | 0 | 0 | 0 | 0 | 0 | 0 | 0 | 0 | 0 | 0 | 72.9039 | 0 | 2.8455 | 32.0961 | 0 | 0 | 0
2689 | 93.2914 | 0 | 93.2914 | 55 | 8.4969 | 9.1043 | 10 | 10.6902 | 0 | 10.6902 | 0 | 0 | 0 | 0 | 0 | 0 | 0 | 0 | 0 | 0 | 73.4969 | 0 | 2.7987 | 31.5031 | 0 | 0 | 0
2690 | 95.2211 | 0 | 95.2211 | 55 | 7.8327 | 9.022 | 10 | 13.3665 | 0 | 13.3665 | 0 | 0 | 0 | 0 | 0 | 0 | 0 | 0 | 0 | 0 | 72.8327 | 0 | 2.8566 | 32.1673 | 0 | 0 | -1.4211e-14
2691 | 95.2297 | 0 | 95.2297 | 55 | 9.2891 | 9.2024 | 10 | 11.7382 | 0 | 11.7382 | 0 | 0 | 0 | 0 | 0 | 0 | 0 | 0 | 0 | 0 | 74.2891 | 0 | 2.8569 | 30.7109 | 0 | 1.4211e-14 | 0
2692 | 96.2709 | 0 | 96.2709 | 55 | 9.5979 | 9.2407 | 10 | 12.4323 | 0 | 12.4323 | 0 | 0 | 0 | 0 | 0 | 0 | 0 | 0 | 0 | 0 | 74.5979 | 0 | 2.8881 | 30.4021 | 0 | 0 | 0
2693 | 96.8985 | 0 | 96.8985 | 55 | 12.4354 | 9.5921 | 10 | 9.871 | 0 | 9.871 | 0 | 0 | 0 | 0 | 0 | 0 | 0 | 0 | 0 | 0 | 77.4354 | 0 | 2.907 | 27.5646 | 0 | 0 | 0
2694 | 99.154 | 0 | 99.154 | 55 | 14.8057 | 9.8858 | 10 | 9.4626 | 0 | 9.4626 | 0 | 0 | 0 | 0 | 0 | 0 | 0 | 0 | 0 | 0 | 79.8057 | 0 | 2.9746 | 25.1943 | 0 | 0 | 0
2695 | 98.2452 | 0 | 98.2452 | 53.207 | 2 | 8.0774 | 10 | 11.8741 | 13.0867 | 11.8741 | 13.0867 | 0 | 0 | 0 | 0 | 0 | 0 | 0 | 0 | 0 | 65.207 | 0 | 2.9474 | 39.793 | 0 | 0 | 0
2696 | 95.223 | 0 | 95.223 | 42.9 | 2 | 6.4889 | 7.4833 | 9.0091 | 27.3417 | 9.0091 | 27.3417 | 0 | 0 | 0 | 0 | 0 | 0 | 0 | 0 | 0 | 52.3833 | 0 | 2.8567 | 52.6167 | 0 | 0 | 0
2697 | 94.5487 | 0 | 94.5487 | 42.9 | 2 | 1.8413 | 4 | 9.4161 | 34.3914 | 9.4161 | 34.3914 | 0 | 0 | 0 | 0 | 0 | 0 | 0 | 0 | 0 | 48.9 | 0 | 2.8365 | 59.8514 | 0 | 0 | -1.4211e-14
2698 | 94.5537 | 0 | 94.5537 | 42.9 | 2 | 7.1054e-15 | 4 | 7.8359 | 45.5286 | 7.8359 | 45.5286 | 0 | 0 | 7.7108 | 0 | 0 | 0 | 7.7108 | 0 | 6.9397 | 48.9 | 0 | 2.8366 | 60.6399 | 0 | 1.4211e-14 | 0
2699 | 94.5735 | 0 | 94.5735 | 42.9 | 2 | 0 | 4 | 8.0738 | 46.7073 | 8.0738 | 46.7073 | 0 | 0 | 9.1075 | 0 | 0 | 0 | 9.1075 | 0 | 15.1365 | 48.9 | 0 | 2.8372 | 60.4859 | 0 | 0 | 0
2700 | 92.0872 | 0 | 92.0872 | 42.9 | 2 | 0 | 4 | 7.4104 | 44.2301 | 7.4104 | 44.2301 | 0 | 0 | 8.4533 | 0 | 0 | 0 | 8.4533 | 0 | 22.7445 | 48.9 | 0 | 2.7626 | 60.558 | 0 | 0 | 0
2701 | 93.7117 | 0 | 93.7117 | 42.9 | 2 | 0 | 4 | 8.5482 | 49.9813 | 8.5482 | 49.9813 | 0 | 0 | 12 | 0 | 1.7177 | 0 | 13.7177 | 0 | 35.1282 | 48.9 | 0 | 2.8114 | 59.9778 | 0 | 0 | 0
2702 | 91.4429 | 0 | 91.4429 | 42.9 | 2 | 0 | 4 | 8.2664 | 44.0786 | 8.2664 | 44.0786 | 0 | 0 | 9.8022 | 0 | 0 | 0 | 9.8022 | 0 | 43.9502 | 48.9 | 0 | 2.7433 | 61.8694 | 0 | 0 | 0
2703 | 91.38 | 0 | 91.38 | 42.9 | 2 | 0 | 4 | 9.1103 | 36.6521 | 9.1103 | 36.6521 | 0 | 0 | 3.2823 | 0 | 0 | 0 | 3.2823 | 0 | 46.9043 | 48.9 | 0 | 2.7414 | 62.5881 | 0 | 0 | 0
2704 | 96.8719 | 0 | 96.8719 | 42.9 | 2 | 6.7277 | 9.4114 | 7.9579 | 27.875 | 7.9579 | 27.875 | 0 | 0 | 0 | 0 | 0 | 0 | 0 | 0 | 46.9043 | 54.3114 | 0 | 2.9062 | 64.1487 | 0 | 1.4211e-14 | 0
2705 | 102.1483 | 0 | 102.1483 | 55 | 3.6741 | 8.8155 | 10 | 8.8777 | 13.2893 | 8.8777 | 13.2893 | 0 | 0 | 0 | 1.0316 | 0 | 1.4601 | 0 | 2.4917 | 44.1744 | 68.6741 | 0 | 3.0644 | 47.2943 | 0 | 0 | 0
2706 | 104.0432 | 0 | 104.0432 | 55 | 6.9158 | 10.3949 | 10 | 9.7325 | 6.2187e-15 | 9.7325 | 6.2187e-15 | 0 | 0 | 0 | 12 | 0 | 0 | 0 | 12 | 30.8411 | 71.9158 | 0 | 3.1213 | 33.0842 | 0 | 0 | 0
2707 | 110.3343 | 0 | 110.3343 | 55 | 13.6679 | 11.2313 | 10 | 8.4351 | 0 | 8.4351 | 0 | 0 | 0 | 0 | 12 | 0 | 0 | 0 | 12 | 17.5077 | 78.6679 | 0 | 3.31 | 26.3321 | 0 | 1.4211e-14 | 0
2708 | 115.834 | 0 | 115.834 | 55 | 16.1495 | 11.5387 | 10 | 11.1459 | 0 | 11.1459 | 0 | 0 | 0 | 0 | 12 | 0 | 0 | 0 | 12 | 4.1744 | 81.1495 | 0 | 3.475 | 23.8505 | 0 | 1.4211e-14 | 0
2709 | 113.0785 | 0 | 113.0785 | 55 | 22.0966 | 11.2543 | 10 | 10.9706 | 0 | 10.9706 | 0 | 0 | 0 | 0 | 3.757 | 0 | 0 | 0 | 3.757 | 0 | 87.0966 | 0 | 3.3924 | 17.9034 | 0 | 0 | -1.4211e-14
2710 | 105.1842 | 0 | 105.1842 | 55 | 19.4392 | 10.4597 | 10 | 10.2853 | 0 | 10.2853 | 0 | 0 | 0 | 0 | 0 | 0 | 0 | 0 | 0 | 0 | 84.4392 | 0 | 3.1555 | 20.5608 | 0 | 0 | 0
2711 | 103.2584 | 0 | 103.2584 | 55 | 17.3597 | 10.2021 | 10 | 10.6966 | 0 | 10.6966 | 0 | 0 | 0 | 0 | 0 | 0 | 0 | 0 | 0 | 0 | 82.3597 | 0 | 3.0978 | 22.6403 | 0 | 0 | 0
2712 | 96.2483 | 0 | 96.2483 | 55 | 11.7561 | 9.508 | 10 | 9.9843 | 0 | 9.9843 | 0 | 0 | 0 | 0 | 0 | 0 | 0 | 0 | 0 | 0 | 76.7561 | 0 | 2.8874 | 43.2439 | 0 | 0 | 0
2713 | 98.4883 | 0 | 98.4883 | 55 | 12.3118 | 9.5768 | 10 | 11.5996 | 0 | 11.5996 | 0 | 0 | 0 | 0 | 0 | 0 | 0 | 0 | 0 | 0 | 77.3118 | 0 | 2.9546 | 42.6882 | 0 | 1.4211e-14 | 0
2714 | 99.0438 | 0 | 99.0438 | 55 | 14.2085 | 9.8118 | 10 | 10.0235 | 0 | 10.0235 | 0 | 0 | 0 | 0 | 0 | 0 | 0 | 0 | 0 | 0 | 79.2085 | 0 | 2.9713 | 40.7915 | 0 | 1.4211e-14 | 0
2715 | 97.7786 | 0 | 97.7786 | 55 | 12.0108 | 9.5396 | 10 | 11.2282 | 0 | 11.2282 | 0 | 0 | 0 | 0 | 0 | 0 | 0 | 0 | 0 | 0 | 77.0108 | 0 | 2.9334 | 42.9892 | 0 | 0 | 0
2716 | 97.0055 | 0 | 97.0055 | 55 | 12.585 | 9.6107 | 10 | 9.8098 | 0 | 9.8098 | 0 | 0 | 0 | 0 | 0 | 0 | 0 | 0 | 0 | 0 | 77.585 | 0 | 2.9102 | 42.415 | 0 | 0 | 0
2717 | 99.1004 | 0 | 99.1004 | 55 | 16.4782 | 10.0929 | 10 | 7.5293 | 0 | 7.5293 | 0 | 0 | 0 | 0 | 0 | 0 | 0 | 0 | 0 | 0 | 81.4782 | 0 | 2.973 | 38.5218 | 0 | 0 | 0
2718 | 97.8782 | 0 | 97.8782 | 55 | 14.0604 | 9.7935 | 10 | 9.0244 | 0 | 9.0244 | 0 | 0 | 0 | 0 | 0 | 0 | 0 | 0 | 0 | 0 | 79.0604 | 0 | 2.9363 | 40.9396 | 0 | 0 | 0
2719 | 98.0049 | 0 | 98.0049 | 55 | 5.9221 | 8.7853 | 10 | 7.5106 | 10.7869 | 7.5106 | 10.7869 | 0 | 0 | 0 | 0 | 0 | 0 | 0 | 0 | 0 | 70.9221 | 0 | 2.9401 | 49.0779 | 0 | 0 | 0
2720 | 100.1927 | 0 | 100.1927 | 50.7652 | 2.75 | 7.8678 | 10 | 8.9874 | 19.8222 | 8.9874 | 19.8222 | 0 | 0 | 0 | 0 | 0 | 0 | 0 | 0 | 0 | 63.5152 | 0 | 3.0058 | 56.4848 | 0 | 0 | 0
2721 | 95.6539 | 0 | 95.6539 | 42.9 | 2.75 | 6.365 | 5.7335 | 6.7885 | 31.1169 | 6.7885 | 31.1169 | 0 | 0 | 0 | 0 | 0 | 0 | 0 | 0 | 0 | 51.3835 | 0 | 2.8696 | 68.6165 | 0 | 0 | 0
2722 | 96.6391 | 0 | 96.6391 | 42.9 | 2.75 | 5.7555 | 4 | 7.5843 | 33.6494 | 7.5843 | 33.6494 | 0 | 0 | 0 | 0 | 0 | 0 | 0 | 0 | 0 | 49.65 | 0 | 2.8992 | 70.7013 | 0 | 0 | 0
2723 | 94.693 | 0 | 94.693 | 42.9 | 2.75 | 0 | 4 | 7.0699 | 45.0721 | 7.0699 | 45.0721 | 0 | 0 | 7.0991 | 0 | 0 | 0 | 7.0991 | 0 | 6.3892 | 49.65 | 0 | 2.8408 | 75.04 | 0 | 0 | 0
2724 | 94.6481 | 0 | 94.6481 | 42.9 | 2.75 | 0 | 4 | 6.669 | 40.0757 | 6.669 | 40.0757 | 0 | 0 | 1.7467 | 0 | 0 | 0 | 1.7467 | 0 | 7.9612 | 49.65 | 0 | 2.8394 | 75.6299 | 0 | 0 | 0
2725 | 96.6659 | 0 | 96.6659 | 42.9 | 2.75 | 7.1054e-15 | 4 | 8.1489 | 46.7901 | 8.1489 | 46.7901 | 0 | 0 | 7.9231 | 0 | 0 | 0 | 7.9231 | 0 | 15.092 | 49.65 | 0 | 2.9 | 74.9491 | 0 | 0 | 0
2726 | 94.3858 | 0 | 94.3858 | 42.9 | 2.75 | 3.4235 | 4 | 7.2415 | 34.0708 | 7.2415 | 34.0708 | 0 | 0 | 0 | 0 | 0 | 0 | 0 | 0 | 15.092 | 49.65 | 0 | 2.8316 | 84.7762 | 0 | 0 | 0
2727 | 91.318 | 0 | 91.318 | 42.9 | 2.75 | 4.5961 | 4 | 8.7894 | 28.2826 | 8.7894 | 28.2826 | 0 | 0 | 0 | 0 | 0 | 0 | 0 | 0 | 15.092 | 49.65 | 0 | 2.7395 | 83.7329 | 0 | 0 | 0
2728 | 98.4427 | 0 | 98.4427 | 48.8354 | 2.75 | 7.6288 | 10 | 8.4018 | 20.8267 | 8.4018 | 20.8267 | 0 | 0 | 0 | 0 | 0 | 0 | 0 | 0 | 15.092 | 61.5854 | 0 | 2.9533 | 70.4146 | 0 | 0 | -1.4211e-14
2729 | 101.2018 | 0 | 101.2018 | 50.9817 | 2.75 | 9.0884 | 10 | 7.5926 | 11.1517 | 7.5926 | 11.1517 | 0 | 0 | 0 | 9.6373 | 0 | 0 | 0 | 9.6373 | 4.3839 | 63.7317 | 0 | 3.0361 | 58.6311 | 0 | 0 | 0
2730 | 108.9671 | 0 | 108.9671 | 55 | 20.5059 | 11.0806 | 10 | 8.435 | 5.5294e-15 | 8.435 | 5.5294e-15 | 0 | 0 | 0 | 3.9455 | 0 | 0 | 0 | 3.9455 | 0 | 85.5059 | 0 | 3.269 | 34.4941 | 0 | 0 | 0
2731 | 110.7091 | 0 | 110.7091 | 55 | 25.2058 | 11.1741 | 10 | 9.3292 | 0 | 9.3292 | 0 | 0 | 0 | 0 | 0 | 0 | 0 | 0 | 0 | 0 | 90.2058 | 0 | 3.3213 | 29.7942 | 0 | 0 | 0
2732 | 118.9203 | 0 | 118.9203 | 55 | 32.0649 | 12.0237 | 10 | 9.8316 | 0 | 9.8316 | 0 | 0 | 0 | 0 | 0 | 0 | 0 | 0 | 0 | 0 | 97.0649 | 0 | 3.5676 | 22.9351 | 0 | 0 | 0
2733 | 113.1031 | 0 | 113.1031 | 55 | 27.5504 | 11.4645 | 10 | 9.0882 | 0 | 9.0882 | 0 | 0 | 0 | 0 | 0 | 0 | 0 | 0 | 0 | 0 | 92.5504 | 0 | 3.3931 | 27.4496 | 0 | 0 | 0
2734 | 108.5558 | 0 | 108.5558 | 55 | 23.7677 | 10.9959 | 10 | 8.7921 | 0 | 8.7921 | 0 | 0 | 0 | 0 | 0 | 0 | 0 | 0 | 0 | 0 | 88.7677 | 0 | 3.2567 | 31.2323 | 0 | 0 | 0
2735 | 106.3028 | 0 | 106.3028 | 55 | 18.4828 | 10.3413 | 10 | 12.4787 | 0 | 12.4787 | 0 | 0 | 0 | 0 | 0 | 0 | 0 | 0 | 0 | 0 | 83.4828 | 0 | 3.1891 | 36.5172 | 0 | 0 | 0
2736 | 89.1871 | 0 | 89.1871 | 54.2296 | 2 | 8.2041 | 10 | 14.7535 | 0 | 14.7535 | 0 | 0 | 0 | 0 | 0 | 0 | 0 | 0 | 0 | 0 | 66.2296 | 0 | 2.6756 | 38.7704 | 0 | 0 | 0
2737 | 91.8329 | 0 | 91.8329 | 55 | 4.0952 | 8.559 | 10 | 14.1787 | 0 | 14.1787 | 0 | 0 | 0 | 0 | 0 | 0 | 0 | 0 | 0 | 0 | 69.0952 | 0 | 2.755 | 35.9048 | 0 | 0 | 0
2738 | 91.5162 | 0 | 91.5162 | 55 | 4.3687 | 8.5929 | 10 | 13.5546 | 0 | 13.5546 | 0 | 0 | 0 | 0 | 0 | 0 | 0 | 0 | 0 | 0 | 69.3687 | 0 | 2.7455 | 35.6313 | 0 | 1.4211e-14 | 0
2739 | 93.1107 | 0 | 93.1107 | 55 | 5.7309 | 8.7616 | 10 | 13.6182 | 0 | 13.6182 | 0 | 0 | 0 | 0 | 0 | 0 | 0 | 0 | 0 | 0 | 70.7309 | 0 | 2.7933 | 34.2691 | 0 | 0 | 0
2740 | 93.4952 | 0 | 93.4952 | 55 | 5.1664 | 8.6917 | 10 | 14.6371 | 0 | 14.6371 | 0 | 0 | 0 | 0 | 0 | 0 | 0 | 0 | 0 | 0 | 70.1664 | 0 | 2.8049 | 34.8336 | 0 | 0 | 0
2741 | 93.8379 | 0 | 93.8379 | 55 | 6.3224 | 8.8349 | 10 | 13.6806 | 0 | 13.6806 | 0 | 0 | 0 | 0 | 0 | 0 | 0 | 0 | 0 | 0 | 71.3224 | 0 | 2.8151 | 33.6776 | 0 | 0 | 0
2742 | 92.904 | 0 | 92.904 | 55 | 7.5237 | 8.9837 | 10 | 11.3966 | 0 | 11.3966 | 0 | 0 | 0 | 0 | 0 | 0 | 0 | 0 | 0 | 0 | 72.5237 | 0 | 2.7871 | 32.4763 | 0 | 0 | 0
2743 | 94.7674 | 0 | 94.7674 | 52.2825 | 2 | 7.9629 | 10 | 11.8489 | 10.6732 | 11.8489 | 10.6732 | 0 | 0 | 0 | 0 | 0 | 0 | 0 | 0 | 0 | 64.2825 | 0 | 2.843 | 40.7175 | 0 | 0 | 0
2744 | 92.7179 | 0 | 92.7179 | 43.9004 | 2 | 6.9245 | 10 | 11.9903 | 17.9026 | 11.9903 | 17.9026 | 0 | 0 | 0 | 0 | 0 | 0 | 0 | 0 | 0 | 55.9004 | 0 | 2.7815 | 49.0996 | 0 | 0 | 0
2745 | 94.7238 | 0 | 94.7238 | 42.9 | 2 | 4.044 | 4 | 11.4571 | 30.3227 | 11.4571 | 30.3227 | 0 | 0 | 0 | 0 | 0 | 0 | 0 | 0 | 0 | 48.9 | 0 | 2.8417 | 57.8915 | 0 | 0 | 0
2746 | 93.3783 | 0 | 93.3783 | 42.9 | 2 | 1.4211e-14 | 4 | 10.5716 | 37.8543 | 10.5716 | 37.8543 | 0 | 0 | 3.9476 | 0 | 0 | 0 | 3.9476 | 0 | 3.5529 | 48.9 | 0 | 2.8013 | 61.0546 | 0 | 0 | 0
2747 | 93.8843 | 0 | 93.8843 | 42.9 | 2 | 7.1054e-15 | 4 | 11.4027 | 38.9807 | 11.4027 | 38.9807 | 0 | 0 | 5.3992 | 0 | 0 | 0 | 5.3992 | 0 | 8.4121 | 48.9 | 0 | 2.8165 | 60.8947 | 0 | 0 | 0
2748 | 89.7218 | 0 | 89.7218 | 42.9 | 2 | 0 | 4 | 12.0087 | 40.7101 | 12.0087 | 40.7101 | 0 | 0 | 11.897 | 0 | 0 | 0 | 11.897 | 0 | 19.1194 | 48.9 | 0 | 2.6917 | 60.1785 | 0 | 0 | 0
2749 | 90.1488 | 0 | 90.1488 | 42.9 | 2 | 0 | 4 | 11.4693 | 39.2316 | 11.4693 | 39.2316 | 0 | 0 | 9.4521 | 0 | 0 | 0 | 9.4521 | 0 | 27.6263 | 48.9 | 0 | 2.7045 | 60.4479 | 0 | 0 | 0
2750 | 90.5955 | 0 | 90.5955 | 42.9 | 2 | 0 | 4 | 10.5191 | 34.75 | 10.5191 | 34.75 | 0 | 0 | 3.5736 | 0 | 0 | 0 | 3.5736 | 0 | 30.8425 | 48.9 | 0 | 2.7179 | 61.0959 | 0 | 0 | 0
2751 | 86.4382 | 0 | 86.4382 | 42.9 | 2 | 0 | 4 | 11.6721 | 27.0072 | 11.6721 | 27.0072 | 0 | 0 | 1.1411 | 0 | 0 | 0 | 1.1411 | 0 | 31.8695 | 48.9 | 0 | 2.5931 | 61.364 | 0 | 0 | 0
2752 | 94.0114 | 0 | 94.0114 | 42.9 | 2 | 6.6742 | 8.9796 | 10.8098 | 22.6478 | 10.8098 | 22.6478 | 0 | 0 | 0 | 0 | 0 | 0 | 0 | 0 | 31.8695 | 53.8796 | 0 | 2.8203 | 63.1204 | 0 | 0 | 0
2753 | 99.3287 | 0 | 99.3287 | 50.7076 | 2 | 8.6286 | 10 | 10.7908 | 10.252 | 10.7908 | 10.252 | 0 | 0 | 0 | 6.9496 | 0 | 0 | 0 | 6.9496 | 24.1477 | 62.7076 | 0 | 2.9799 | 47.3428 | 0 | 0 | 0
2754 | 101.6452 | 0 | 101.6452 | 55 | 2.0374 | 9.7906 | 10 | 12.8173 | 4.6621e-15 | 12.8173 | 4.6621e-15 | 0 | 0 | 0 | 12 | 0 | 0 | 0 | 12 | 10.8144 | 67.0374 | 0 | 3.0494 | 37.9626 | 0 | 0 | 0
2755 | 109.7614 | 0 | 109.7614 | 55 | 12.2072 | 10.7695 | 10 | 12.0517 | 0 | 12.0517 | 0 | 0 | 0 | 0 | 9.7329 | 0 | 0 | 0 | 9.7329 | 0 | 77.2072 | 0 | 3.2928 | 27.7928 | 0 | 0 | 0
2756 | 112.8962 | 0 | 112.8962 | 55 | 23.8319 | 11.0039 | 10 | 13.0605 | 0 | 13.0605 | 0 | 0 | 0 | 0 | 0 | 0 | 0 | 0 | 0 | 0 | 88.8319 | 0 | 3.3869 | 16.1681 | 0 | 0 | 0
2757 | 107.9306 | 0 | 107.9306 | 55 | 17.8461 | 10.2624 | 10 | 14.8222 | 0 | 14.8222 | 0 | 0 | 0 | 0 | 0 | 0 | 0 | 0 | 0 | 0 | 82.8461 | 0 | 3.2379 | 22.1539 | 0 | 1.4211e-14 | 0
2758 | 104.8632 | 0 | 104.8632 | 55 | 16.2239 | 10.0614 | 10 | 13.5779 | 0 | 13.5779 | 0 | 0 | 0 | 0 | 0 | 0 | 0 | 0 | 0 | 0 | 81.2239 | 0 | 3.1459 | 23.7761 | 0 | 0 | 0
2759 | 101.5173 | 0 | 101.5173 | 55 | 10.8142 | 9.3913 | 10 | 16.3117 | 0 | 16.3117 | 0 | 0 | 0 | 0 | 0 | 0 | 0 | 0 | 0 | 0 | 75.8142 | 0 | 3.0455 | 29.1858 | 0 | 1.4211e-14 | 0
2760 | 95.1361 | 0 | 95.1361 | 55 | 5.2331 | 8.7 | 10 | 16.203 | 0 | 16.203 | 0 | 0 | 0 | 0 | 0 | 0 | 0 | 0 | 0 | 0 | 70.2331 | 0 | 2.8541 | 34.7669 | 0 | 0 | -1.4211e-14
2761 | 93.9707 | 0 | 93.9707 | 55 | 6.4401 | 8.8495 | 10 | 13.681 | 0 | 13.681 | 0 | 0 | 0 | 0 | 0 | 0 | 0 | 0 | 0 | 0 | 71.4401 | 0 | 2.8191 | 33.5599 | 0 | 0 | 0
2762 | 95.2568 | 0 | 95.2568 | 55 | 6.0257 | 8.7982 | 10 | 15.4329 | 0 | 15.4329 | 0 | 0 | 0 | 0 | 0 | 0 | 0 | 0 | 0 | 0 | 71.0257 | 0 | 2.8577 | 33.9743 | 0 | 0 | 0
2763 | 95.7483 | 0 | 95.7483 | 55 | 6.9266 | 8.9098 | 10 | 14.912 | 0 | 14.912 | 0 | 0 | 0 | 0 | 0 | 0 | 0 | 0 | 0 | 0 | 71.9266 | 0 | 2.8724 | 33.0734 | 0 | 0 | 0
2764 | 97.9548 | 0 | 97.9548 | 55 | 6.4566 | 8.8515 | 10 | 17.6466 | 0 | 17.6466 | 0 | 0 | 0 | 0 | 0 | 0 | 0 | 0 | 0 | 0 | 71.4566 | 0 | 2.9386 | 33.5434 | 0 | 0 | 0
2765 | 99.0719 | 0 | 99.0719 | 55 | 11.9613 | 9.5334 | 10 | 12.5772 | 0 | 12.5772 | 0 | 0 | 0 | 0 | 0 | 0 | 0 | 0 | 0 | 0 | 76.9613 | 0 | 2.9722 | 28.0387 | 0 | 0 | 0
2766 | 98.1372 | 0 | 98.1372 | 55 | 9.0766 | 9.1761 | 10 | 14.8845 | 0 | 14.8845 | 0 | 0 | 0 | 0 | 0 | 0 | 0 | 0 | 0 | 0 | 74.0766 | 0 | 2.9441 | 30.9234 | 0 | 1.4211e-14 | 0
2767 | 99.9274 | 0 | 99.9274 | 52.9854 | 2 | 8.0499 | 10 | 14.4933 | 12.3987 | 14.4933 | 12.3987 | 0 | 0 | 0 | 0 | 0 | 0 | 0 | 0 | 0 | 64.9854 | 0 | 2.9978 | 40.0146 | 0 | 0 | 0
2768 | 97.3506 | 0 | 97.3506 | 48.2936 | 2 | 7.4688 | 10 | 11.6972 | 17.8911 | 11.6972 | 17.8911 | 0 | 0 | 0 | 0 | 0 | 0 | 0 | 0 | 0 | 60.2936 | 0 | 2.9205 | 44.7064 | 0 | 1.4211e-14 | 0
2769 | 95.3941 | 0 | 95.3941 | 42.9 | 2 | 3.7351 | 4 | 12.9384 | 29.8206 | 12.9384 | 29.8206 | 0 | 0 | 0 | 0 | 0 | 0 | 0 | 0 | 0 | 48.9 | 0 | 2.8618 | 58.1664 | 0 | 0 | -1.4211e-14
2770 | 96.8509 | 0 | 96.8509 | 42.9 | 2 | 0 | 4 | 13.2662 | 40.5412 | 13.2662 | 40.5412 | 0 | 0 | 5.8565 | 0 | 0 | 0 | 5.8565 | 0 | 5.2708 | 48.9 | 0 | 2.9055 | 60.8442 | 0 | 0 | 0
2771 | 95.7554 | 0 | 95.7554 | 42.9 | 2 | 0 | 4 | 12.4904 | 46.1253 | 12.4904 | 46.1253 | 0 | 0 | 11.7603 | 0 | 0 | 0 | 11.7603 | 0 | 15.8551 | 48.9 | 0 | 2.8727 | 60.1935 | 0 | 0 | 0
2772 | 95.0851 | 0 | 95.0851 | 42.9 | 2 | 7.1054e-15 | 4 | 12.0195 | 43.158 | 12.0195 | 43.158 | 0 | 0 | 8.9924 | 0 | 0 | 0 | 8.9924 | 0 | 23.9483 | 48.9 | 0 | 2.8526 | 60.4986 | 0 | 0 | 0
2773 | 94.0083 | 0 | 94.0083 | 42.9 | 2 | 7.1054e-15 | 4 | 12.0009 | 45.3672 | 12.0009 | 45.3672 | 0 | 0 | 12 | 0 | 0.25984 | 0 | 12.2598 | 0 | 34.9879 | 48.9 | 0 | 2.8202 | 60.1385 | 0 | 0 | 0
2774 | 94.6568 | 0 | 94.6568 | 42.9 | 2 | 1.4211e-14 | 4 | 12.7666 | 37.8897 | 12.7666 | 37.8897 | 0 | 0 | 4.8996 | 0 | 0 | 0 | 4.8996 | 0 | 39.3975 | 48.9 | 0 | 2.8397 | 61.1706 | 0 | 0 | 0
2775 | 93.7197 | 0 | 93.7197 | 42.9 | 2 | 3.6332 | 4 | 12.6472 | 28.5393 | 12.6472 | 28.5393 | 0 | 0 | 0 | 0 | 0 | 0 | 0 | 0 | 39.3975 | 48.9 | 0 | 2.8116 | 70.4779 | 0 | 0 | -1.4211e-14
2776 | 99.35 | 0 | 99.35 | 42.9 | 2 | 6.7427 | 9.5324 | 14.325 | 23.8499 | 14.325 | 23.8499 | 0 | 0 | 0 | 0 | 0 | 0 | 0 | 0 | 39.3975 | 54.4324 | 0 | 2.9805 | 62.7885 | 0 | 0 | 0
2777 | 100.6041 | 0 | 100.6041 | 49.8471 | 2 | 8.6122 | 10 | 12.1723 | 10.2955 | 12.1723 | 10.2955 | 0 | 0 | 0 | 7.4562 | 0 | 0.22086 | 0 | 7.6771 | 30.8732 | 61.8471 | 0 | 3.0181 | 47.6967 | 0 | 1.4211e-14 | 0
2778 | 108.1773 | 0 | 108.1773 | 55 | 7.1506 | 10.424 | 10 | 13.6027 | 5.7043e-15 | 13.6027 | 5.7043e-15 | 0 | 0 | 0 | 12 | 0 | 0 | 0 | 12 | 17.5399 | 72.1506 | 0 | 3.2453 | 32.8494 | 0 | 0 | 0
2779 | 110.2853 | 0 | 110.2853 | 55 | 7.621 | 10.4823 | 10 | 15.1821 | 0 | 15.1821 | 0 | 0 | 0 | 0 | 12 | 0 | 0 | 0 | 12 | 4.2066 | 72.621 | 0 | 3.3086 | 32.379 | 0 | 0 | 0
2780 | 115.8854 | 0 | 115.8854 | 55 | 21.1409 | 11.1395 | 10 | 14.8191 | 0 | 14.8191 | 0 | 0 | 0 | 0 | 3.7859 | 0 | 0 | 0 | 3.7859 | 0 | 86.1409 | 0 | 3.4766 | 18.8591 | 0 | 0 | 0
2781 | 112.8451 | 0 | 112.8451 | 55 | 21.8873 | 10.763 | 10 | 15.1948 | 0 | 15.1948 | 0 | 0 | 0 | 0 | 0 | 0 | 0 | 0 | 0 | 0 | 86.8873 | 0 | 3.3854 | 18.1127 | 0 | 0 | 0
2782 | 110.7279 | 0 | 110.7279 | 55 | 20.2841 | 10.5644 | 10 | 14.8794 | 0 | 14.8794 | 0 | 0 | 0 | 0 | 0 | 0 | 0 | 0 | 0 | 0 | 85.2841 | 0 | 3.3218 | 19.7159 | 0 | 0 | 0
2783 | 106.4362 | 0 | 106.4362 | 55 | 16.8247 | 10.1359 | 10 | 14.4757 | 0 | 14.4757 | 0 | 0 | 0 | 0 | 0 | 0 | 0 | 0 | 0 | 0 | 81.8247 | 0 | 3.1931 | 23.1753 | 0 | 0 | 0
2784 | 95.0315 | 0 | 95.0315 | 55 | 4.8543 | 8.6531 | 10 | 16.5241 | 0 | 16.5241 | 0 | 0 | 0 | 0 | 0 | 0 | 0 | 0 | 0 | 0 | 69.8543 | 0 | 2.8509 | 35.1457 | 0 | 0 | 0
2785 | 94.9812 | 0 | 94.9812 | 55 | 5.8092 | 8.7714 | 10 | 15.4006 | 0 | 15.4006 | 0 | 0 | 0 | 0 | 0 | 0 | 0 | 0 | 0 | 0 | 70.8092 | 0 | 2.8494 | 34.1908 | 0 | 0 | 0
2786 | 93.1968 | 0 | 93.1968 | 55 | 4.0352 | 8.5516 | 10 | 15.61 | 0 | 15.61 | 0 | 0 | 0 | 0 | 0 | 0 | 0 | 0 | 0 | 0 | 69.0352 | 0 | 2.7959 | 35.9648 | 0 | 0 | 0
2787 | 93.2727 | 0 | 93.2727 | 54.9475 | 2 | 8.293 | 10 | 18.0322 | 0 | 18.0322 | 0 | 0 | 0 | 0 | 0 | 0 | 0 | 0 | 0 | 0 | 66.9475 | 0 | 2.7982 | 38.0525 | 0 | 0 | 0
2788 | 96.3664 | 0 | 96.3664 | 55 | 5.0851 | 8.6817 | 10 | 17.5996 | 0 | 17.5996 | 0 | 0 | 0 | 0 | 0 | 0 | 0 | 0 | 0 | 0 | 70.0851 | 0 | 2.891 | 34.9149 | 0 | 0 | 0
2789 | 95.2701 | 0 | 95.2701 | 55 | 6.6427 | 8.8746 | 10 | 14.7528 | 0 | 14.7528 | 0 | 0 | 0 | 0 | 0 | 0 | 0 | 0 | 0 | 0 | 71.6427 | 0 | 2.8581 | 33.3573 | 0 | 0 | 0
2790 | 96.1264 | 0 | 96.1264 | 55 | 7.7146 | 9.0074 | 10 | 14.4045 | 0 | 14.4045 | 0 | 0 | 0 | 0 | 0 | 0 | 0 | 0 | 0 | 0 | 72.7146 | 0 | 2.8838 | 32.2854 | 0 | 0 | 0
2791 | 96.0889 | 0 | 96.0889 | 51.2618 | 2 | 7.8364 | 10 | 13.7905 | 11.2002 | 13.7905 | 11.2002 | 0 | 0 | 0 | 0 | 0 | 0 | 0 | 0 | 0 | 63.2618 | 0 | 2.8827 | 41.7382 | 0 | 1.4211e-14 | 0
2792 | 95.1828 | 0 | 95.1828 | 42.9 | 2 | 6.4138 | 6.8771 | 15.732 | 21.2599 | 15.732 | 21.2599 | 0 | 0 | 0 | 0 | 0 | 0 | 0 | 0 | 0 | 51.7771 | 0 | 2.8555 | 53.2229 | 0 | 0 | 0
2793 | 96.4148 | 0 | 96.4148 | 42.9 | 2 | 3.5137 | 4 | 14.2296 | 29.7715 | 14.2296 | 29.7715 | 0 | 0 | 0 | 0 | 0 | 0 | 0 | 0 | 0 | 48.9 | 0 | 2.8924 | 58.3633 | 0 | 0 | 0
2794 | 95.1053 | 0 | 95.1053 | 42.9 | 2 | 0 | 4 | 13.6532 | 35.9914 | 13.6532 | 35.9914 | 0 | 0 | 3.4393 | 0 | 0 | 0 | 3.4393 | 0 | 3.0954 | 48.9 | 0 | 2.8532 | 61.1107 | 0 | 0 | 0
2795 | 95.1364 | 0 | 95.1364 | 42.9 | 2 | 0 | 4 | 14.6302 | 42.1151 | 14.6302 | 42.1151 | 0 | 0 | 10.5089 | 0 | 0 | 0 | 10.5089 | 0 | 12.5534 | 48.9 | 0 | 2.8541 | 60.3315 | 0 | 0 | 0
2796 | 92.0892 | 0 | 92.0892 | 42.9 | 2 | 0 | 4 | 13.0721 | 44.9716 | 13.0721 | 44.9716 | 0 | 0 | 12 | 0 | 2.8545 | 0 | 14.8545 | 0 | 25.9851 | 48.9 | 0 | 2.7627 | 59.8525 | 0 | 0 | 0
2797 | 93.5758 | 0 | 93.5758 | 42.9 | 2 | 0 | 4 | 14.9109 | 39.0128 | 14.9109 | 39.0128 | 0 | 0 | 9.248 | 0 | 0 | 0 | 9.248 | 0 | 34.3083 | 48.9 | 0 | 2.8073 | 62.8968 | 0 | 0 | 0
2798 | 90.1157 | 0 | 90.1157 | 42.9 | 2 | 0 | 4 | 14.0361 | 35.798 | 14.0361 | 35.798 | 0 | 0 | 8.6184 | 0 | 0 | 0 | 8.6184 | 0 | 42.0649 | 48.9 | 0 | 2.7035 | 62.9661 | 0 | 0 | 0
2799 | 88.0336 | 0 | 88.0336 | 42.9 | 2 | 7.1054e-15 | 4 | 14.8099 | 30.4798 | 14.8099 | 30.4798 | 0 | 0 | 6.1561 | 0 | 0 | 0 | 6.1561 | 0 | 47.6054 | 48.9 | 0 | 2.641 | 63.2375 | 0 | 0 | 0
2800 | 97.0855 | 0 | 97.0855 | 43.5961 | 2 | 6.8869 | 10 | 13.9765 | 20.626 | 13.9765 | 20.626 | 0 | 0 | 0 | 0 | 0 | 0 | 0 | 0 | 47.6054 | 55.5961 | 0 | 2.9126 | 63.8302 | 0 | 0 | 0
2801 | 98.7819 | 0 | 98.7819 | 48.578 | 2 | 8.1875 | 10 | 13.5721 | 10.9259 | 13.5721 | 10.9259 | 0 | 0 | 0 | 3.092 | 0 | 2.4263 | 0 | 5.5183 | 41.5381 | 60.578 | 0 | 2.9635 | 53.33 | 0 | 0 | 0
2802 | 105.4439 | 0 | 105.4439 | 55 | 3.2588 | 9.9419 | 10 | 15.2432 | 5.0757e-15 | 15.2432 | 5.0757e-15 | 0 | 0 | 0 | 12 | 0 | 0 | 0 | 12 | 28.2048 | 68.2588 | 0 | 3.1633 | 36.7412 | 0 | 0 | 0
2803 | 111.223 | 0 | 111.223 | 55 | 7.1616 | 10.4254 | 10 | 16.636 | 0 | 16.636 | 0 | 0 | 0 | 0 | 12 | 0 | 0 | 0 | 12 | 14.8714 | 72.1616 | 0 | 3.3367 | 32.8384 | 0 | 0 | -1.4211e-14
2804 | 113.3349 | 0 | 113.3349 | 55 | 10.2082 | 10.8027 | 10 | 15.3239 | 0 | 15.3239 | 0 | 0 | 0 | 0 | 12 | 0 | 0 | 0 | 12 | 1.5381 | 75.2082 | 0 | 3.4 | 29.7918 | 0 | 0 | 0
2805 | 111.4364 | 0 | 111.4364 | 55 | 18.9061 | 10.5652 | 10 | 15.5809 | 0 | 15.5809 | 0 | 0 | 0 | 0 | 1.3843 | 0 | 0 | 0 | 1.3843 | 0 | 83.9061 | 0 | 3.3431 | 21.0939 | 0 | 0 | -1.4211e-14
2806 | 105.0379 | 0 | 105.0379 | 55 | 13.9963 | 9.7855 | 10 | 16.2562 | 0 | 16.2562 | 0 | 0 | 0 | 0 | 0 | 0 | 0 | 0 | 0 | 0 | 78.9963 | 0 | 3.1511 | 26.0037 | 0 | 0 | 0
2807 | 99.9695 | 0 | 99.9695 | 55 | 8.363 | 9.0877 | 10 | 17.5189 | 0 | 17.5189 | 0 | 0 | 0 | 0 | 0 | 0 | 0 | 0 | 0 | 0 | 73.363 | 0 | 2.9991 | 31.637 | 0 | 0 | 0
2808 | 92.8591 | 0 | 92.8591 | 55 | 3.6292 | 8.5013 | 10 | 15.7286 | 0 | 15.7286 | 0 | 0 | 0 | 0 | 0 | 0 | 0 | 0 | 0 | 0 | 68.6292 | 0 | 2.7858 | 36.3708 | 0 | 0 | 0
2809 | 96.204 | 0 | 96.204 | 55 | 6.4589 | 8.8518 | 10 | 15.8932 | 0 | 15.8932 | 0 | 0 | 0 | 0 | 0 | 0 | 0 | 0 | 0 | 0 | 71.4589 | 0 | 2.8861 | 33.5411 | 0 | 0 | 0
2810 | 98.3606 | 0 | 98.3606 | 55 | 8.5595 | 9.112 | 10 | 15.6891 | 0 | 15.6891 | 0 | 0 | 0 | 0 | 0 | 0 | 0 | 0 | 0 | 0 | 73.5595 | 0 | 2.9508 | 31.4405 | 0 | 0 | 0
2811 | 94.7453 | 0 | 94.7453 | 55 | 5.006 | 8.6719 | 10 | 16.0674 | 0 | 16.0674 | 0 | 0 | 0 | 0 | 0 | 0 | 0 | 0 | 0 | 0 | 70.006 | 0 | 2.8424 | 34.994 | 0 | 0 | 0
2812 | 98.2694 | 0 | 98.2694 | 55 | 9.8019 | 9.2659 | 10 | 14.2015 | 0 | 14.2015 | 0 | 0 | 0 | 0 | 0 | 0 | 0 | 0 | 0 | 0 | 74.8019 | 0 | 2.9481 | 30.1981 | 0 | 0 | 0
2813 | 95.5608 | 0 | 95.5608 | 55 | 6.7903 | 8.8929 | 10 | 14.8776 | 0 | 14.8776 | 0 | 0 | 0 | 0 | 0 | 0 | 0 | 0 | 0 | 0 | 71.7903 | 0 | 2.8668 | 33.2097 | 0 | 1.4211e-14 | 0
2814 | 99.6044 | 0 | 99.6044 | 55 | 10.149 | 9.3089 | 10 | 15.1465 | 0 | 15.1465 | 0 | 0 | 0 | 0 | 0 | 0 | 0 | 0 | 0 | 0 | 75.149 | 0 | 2.9881 | 29.851 | 0 | 2.8422e-14 | 0
2815 | 100.1468 | 0 | 100.1468 | 53.1394 | 2 | 8.069 | 10 | 14.8147 | 12.1237 | 14.8147 | 12.1237 | 0 | 0 | 0 | 0 | 0 | 0 | 0 | 0 | 0 | 65.1394 | 0 | 3.0044 | 39.8606 | 0 | 0 | 0
2816 | 95.3106 | 0 | 95.3106 | 42.9 | 2 | 6.171 | 4.9172 | 13.7643 | 25.5581 | 13.7643 | 25.5581 | 0 | 0 | 0 | 0 | 0 | 0 | 0 | 0 | 0 | 49.8172 | 0 | 2.8593 | 55.1828 | 0 | 0 | 0
2817 | 97.3257 | 0 | 97.3257 | 42.9 | 2 | 0 | 4 | 12.7368 | 38.6458 | 12.7368 | 38.6458 | 0 | 0 | 2.9568 | 0 | 0 | 0 | 2.9568 | 0 | 2.6612 | 48.9 | 0 | 2.9198 | 61.1638 | 0 | 0 | 0
2818 | 94.7861 | 0 | 94.7861 | 42.9 | 2 | 0 | 4 | 12.972 | 38.9956 | 12.972 | 38.9956 | 0 | 0 | 6.0815 | 0 | 0 | 0 | 6.0815 | 0 | 8.1345 | 48.9 | 0 | 2.8436 | 60.8194 | 0 | 0 | 0
2819 | 95.9214 | 0 | 95.9214 | 42.9 | 2 | 0 | 4 | 12.6822 | 48.6383 | 12.6822 | 48.6383 | 0 | 0 | 12 | 0 | 2.299 | 0 | 14.299 | 0 | 21.0541 | 48.9 | 0 | 2.8776 | 59.9137 | 0 | 0 | 0
2820 | 94.5159 | 0 | 94.5159 | 42.9 | 2 | 1.4211e-14 | 4 | 13.2912 | 47.8812 | 13.2912 | 47.8812 | 0 | 0 | 12 | 0 | 3.5565 | 0 | 15.5565 | 0 | 35.1331 | 48.9 | 0 | 2.8355 | 59.7751 | 0 | 0 | 0
2821 | 95.9333 | 0 | 95.9333 | 42.9 | 2 | 0 | 4 | 13.113 | 46.3254 | 13.113 | 46.3254 | 0 | 0 | 12 | 0 | 0.40515 | 0 | 12.4051 | 0 | 46.3066 | 48.9 | 0 | 2.878 | 60.1225 | 0 | 0 | 0
2822 | 94.0108 | 0 | 94.0108 | 42.9 | 2 | 0 | 4 | 15.1123 | 46.1387 | 15.1123 | 46.1387 | 0 | 0 | 8.295 | 0 | 7.8453 | 0 | 16.1402 | 0 | 61.005 | 48.9 | 0 | 2.8203 | 59.7108 | 0 | 0 | 0
2823 | 93.8314 | 0 | 93.8314 | 42.9 | 2 | 0 | 4 | 13.474 | 34.3874 | 13.474 | 34.3874 | 0 | 0 | 0 | 0 | 2.9299 | 0 | 2.9299 | 0 | 63.7063 | 48.9 | 0 | 2.8149 | 73.1668 | 0 | 0 | 0
2824 | 95.395 | 0 | 95.395 | 42.9 | 2 | 6.2908 | 5.884 | 13.65 | 24.6702 | 13.65 | 24.6702 | 0 | 0 | 0 | 0 | 0 | 0 | 0 | 0 | 63.7063 | 50.784 | 0 | 2.8619 | 76.216 | 0 | 0 | 0
2825 | 101.2716 | 0 | 101.2716 | 47.6973 | 2 | 8.0196 | 10 | 14.8421 | 13.6694 | 14.8421 | 13.6694 | 0 | 0 | 0 | 0 | 0 | 5.0432 | 0 | 5.0432 | 58.2362 | 59.6973 | 0 | 3.0381 | 62.2595 | 0 | 0 | 0
2826 | 107.932 | 0 | 107.932 | 50.1839 | 2 | 10.3584 | 10 | 13.9524 | 6.7137e-15 | 13.9524 | 6.7137e-15 | 0 | 0 | 0 | 12 | 0 | 9.4373 | 0 | 21.4373 | 34.6667 | 62.1839 | 0 | 3.238 | 42.8161 | 0 | 0 | 0
2827 | 111.9225 | 0 | 111.9225 | 55 | 7.546 | 10.473 | 10 | 16.9035 | 0 | 16.9035 | 0 | 0 | 0 | 0 | 12 | 0 | 0 | 0 | 12 | 21.3333 | 72.546 | 0 | 3.3577 | 32.454 | 0 | 0 | 0
2828 | 114.952 | 0 | 114.952 | 55 | 11.7863 | 10.9982 | 10 | 15.1675 | 0 | 15.1675 | 0 | 0 | 0 | 0 | 12 | 0 | 0 | 0 | 12 | 8 | 76.7863 | 0 | 3.4486 | 28.2137 | 0 | 0 | 0
2829 | 111.0579 | 0 | 111.0579 | 55 | 12.8682 | 10.5377 | 10 | 15.452 | 0 | 15.452 | 0 | 0 | 0 | 0 | 7.2 | 0 | 0 | 0 | 7.2 | 0 | 77.8682 | 0 | 3.3317 | 27.1318 | 0 | 1.4211e-14 | 0
2830 | 107.6852 | 0 | 107.6852 | 55 | 16.3517 | 10.0773 | 10 | 16.2562 | 0 | 16.2562 | 0 | 0 | 0 | 0 | 0 | 0 | 0 | 0 | 0 | 0 | 81.3517 | 0 | 3.2306 | 23.6483 | 0 | 0 | 0
2831 | 102.4644 | 0 | 102.4644 | 55 | 12.3121 | 9.5769 | 10 | 15.5755 | 0 | 15.5755 | 0 | 0 | 0 | 0 | 0 | 0 | 0 | 0 | 0 | 0 | 77.3121 | 0 | 3.0739 | 27.6879 | 0 | 0 | 0
2832 | 94.406 | 0 | 94.406 | 55 | 4.4943 | 8.6085 | 10 | 16.3032 | 0 | 16.3032 | 0 | 0 | 0 | 0 | 0 | 0 | 0 | 0 | 0 | 0 | 69.4943 | 0 | 2.8322 | 35.5057 | 0 | 1.4211e-14 | 0
2833 | 93.705 | 0 | 93.705 | 55 | 3.329 | 8.4641 | 10 | 16.912 | 0 | 16.912 | 0 | 0 | 0 | 0 | 0 | 0 | 0 | 0 | 0 | 0 | 68.329 | 0 | 2.8112 | 36.671 | 0 | 0 | -1.4211e-14
2834 | 93.4279 | 0 | 93.4279 | 55 | 3.139 | 8.4406 | 10 | 16.8483 | 0 | 16.8483 | 0 | 0 | 0 | 0 | 0 | 0 | 0 | 0 | 0 | 0 | 68.139 | 0 | 2.8028 | 36.861 | 0 | 0 | 0
2835 | 93.9343 | 0 | 93.9343 | 55 | 3.3092 | 8.4617 | 10 | 17.1634 | 0 | 17.1634 | 0 | 0 | 0 | 0 | 0 | 0 | 0 | 0 | 0 | 0 | 68.3092 | 0 | 2.818 | 36.6908 | 0 | 1.4211e-14 | 0
2836 | 95.691 | 0 | 95.691 | 55 | 4.2781 | 8.5817 | 10 | 17.8312 | 0 | 17.8312 | 0 | 0 | 0 | 0 | 0 | 0 | 0 | 0 | 0 | 0 | 69.2781 | 0 | 2.8707 | 35.7219 | 0 | 0 | -1.4211e-14
2837 | 94.7404 | 0 | 94.7404 | 55 | 5.0974 | 8.6832 | 10 | 15.9598 | 0 | 15.9598 | 0 | 0 | 0 | 0 | 0 | 0 | 0 | 0 | 0 | 0 | 70.0974 | 0 | 2.8422 | 34.9026 | 0 | 0 | 0
2838 | 96.0989 | 0 | 96.0989 | 55 | 5.3937 | 8.7199 | 10 | 16.9853 | 0 | 16.9853 | 0 | 0 | 0 | 0 | 0 | 0 | 0 | 0 | 0 | 0 | 70.3937 | 0 | 2.883 | 34.6063 | 0 | 0 | 0
2839 | 97.335 | 0 | 97.335 | 51.352 | 2 | 7.8476 | 10 | 14.0732 | 12.0623 | 14.0732 | 12.0623 | 0 | 0 | 0 | 0 | 0 | 0 | 0 | 0 | 0 | 63.352 | 0 | 2.9201 | 41.648 | 0 | 0 | 0
2840 | 97.8333 | 0 | 97.8333 | 42.9 | 2 | 6.3595 | 6.4388 | 15.4966 | 24.6384 | 15.4966 | 24.6384 | 0 | 0 | 0 | 0 | 0 | 0 | 0 | 0 | 0 | 51.3388 | 0 | 2.935 | 53.6612 | 0 | 0 | 0
2841 | 97.2902 | 0 | 97.2902 | 42.9 | 2 | 7.1054e-15 | 4 | 13.3438 | 35.6435 | 13.3438 | 35.6435 | 0 | 0 | 0.59711 | 0 | 0 | 0 | 0.59711 | 0 | 0.53739 | 48.9 | 0 | 2.9187 | 61.4239 | 0 | 0 | 0
2842 | 94.1813 | 0 | 94.1813 | 42.9 | 2 | 1.4211e-14 | 4 | 14.8423 | 36.7717 | 14.8423 | 36.7717 | 0 | 0 | 6.3328 | 0 | 0 | 0 | 6.3328 | 0 | 6.2369 | 48.9 | 0 | 2.8254 | 60.7917 | 0 | 0 | 0
2843 | 92.4415 | 0 | 92.4415 | 42.9 | 2 | 7.1054e-15 | 4 | 14.7988 | 44.2409 | 14.7988 | 44.2409 | 0 | 0 | 12 | 0 | 3.4982 | 0 | 15.4982 | 0 | 20.2621 | 48.9 | 0 | 2.7732 | 59.7815 | 0 | 0 | 0
2844 | 95.2902 | 0 | 95.2902 | 42.9 | 2 | 0 | 4 | 14.0466 | 49.2683 | 14.0466 | 49.2683 | 0 | 0 | 12 | 0 | 4.9247 | 0 | 16.9247 | 0 | 35.6024 | 48.9 | 0 | 2.8587 | 59.6243 | 0 | 0 | 0
2845 | 91.4905 | 0 | 91.4905 | 42.9 | 2 | 0 | 4 | 14.2035 | 50.2906 | 14.2035 | 50.2906 | 0 | 0 | 12 | 0 | 9.9036 | 0 | 21.9036 | 0 | 55.533 | 48.9 | 0 | 2.7447 | 59.0755 | 0 | 0 | 0
2846 | 92.6347 | 0 | 92.6347 | 42.9 | 2 | 0 | 4 | 14.6986 | 38.8807 | 14.6986 | 38.8807 | 0 | 0 | 9.8446 | 0 | 0 | 0 | 9.8446 | 0 | 64.3932 | 48.9 | 0 | 2.779 | 70.4047 | 0 | 0 | 0
2847 | 89.9442 | 0 | 89.9442 | 42.9 | 2 | 2.1316e-14 | 4 | 15.2413 | 34.7966 | 13.6975 | 31.2721 | 1.5437 | 3.5245 | 0.55887 | 0 | 3.3666 | 0 | 3.9255 | 0 | 68 | 48.9 | 0 | 2.6983 | 60.4985 | 0 | 3.5527e-15 | 0
2848 | 95.2034 | 0 | 95.2034 | 42.9 | 2 | 5.7352 | 4 | 14.7571 | 25.8111 | 14.7571 | 25.8111 | 0 | 0 | 0 | 0 | 0 | 0 | 0 | 0 | 68 | 48.9 | 0 | 2.8561 | 78.3867 | 0 | 0 | 0
2849 | 101.7789 | 0 | 101.7789 | 47.8278 | 2 | 8.1642 | 10 | 15.0551 | 12.6518 | 15.0551 | 12.6518 | 0 | 0 | 0 | 0 | 0 | 6.08 | 0 | 6.08 | 61.4053 | 59.8278 | 0 | 3.0534 | 61.0922 | 0 | 0 | 0
2850 | 104.9668 | 0 | 104.9668 | 46.5679 | 2 | 9.9802 | 10 | 14.4187 | 5.9802e-15 | 14.4187 | 5.9802e-15 | 0 | 0 | 0 | 12 | 0 | 10 | 0 | 22 | 37.2255 | 58.5679 | 0 | 3.149 | 46.4321 | 0 | 0 | 0
2851 | 111.9481 | 0 | 111.9481 | 55 | 5.1549 | 10.469 | 10 | 16.965 | 0 | 16.965 | 0 | 0 | 0 | 0 | 12 | 0 | 2.3591 | 0 | 14.3591 | 21.3333 | 70.1549 | 0 | 3.3584 | 34.8451 | 0 | 0 | 0
2852 | 115.205 | 0 | 115.205 | 55 | 9.734 | 10.744 | 10 | 17.7271 | 0 | 17.7271 | 0 | 0 | 0 | 0 | 12 | 0 | 0 | 0 | 12 | 8 | 74.734 | 0 | 3.4562 | 30.266 | 0 | 0 | 0
2853 | 110.0402 | 0 | 110.0402 | 55 | 9.9295 | 10.1736 | 10 | 17.7372 | 0 | 17.7372 | 0 | 0 | 0 | 0 | 7.2 | 0 | 0 | 0 | 7.2 | 0 | 74.9295 | 0 | 3.3012 | 30.0705 | 0 | 0 | 0
2854 | 107.5473 | 0 | 107.5473 | 55 | 16.0826 | 10.0439 | 10 | 16.4208 | 0 | 16.4208 | 0 | 0 | 0 | 0 | 0 | 0 | 0 | 0 | 0 | 0 | 81.0826 | 0 | 3.2264 | 23.9174 | 0 | 0 | -1.4211e-14
2855 | 104.6919 | 0 | 104.6919 | 55 | 12.7075 | 9.6259 | 10 | 17.3586 | 0 | 17.3586 | 0 | 0 | 0 | 0 | 0 | 0 | 0 | 0 | 0 | 0 | 77.7075 | 0 | 3.1408 | 27.2925 | 0 | 0 | 0
2856 | 93.3557 | 0 | 93.3557 | 55 | 6.4399 | 8.8495 | 10 | 13.0663 | 0 | 13.0663 | 0 | 0 | 0 | 0 | 0 | 0 | 0 | 0 | 0 | 0 | 71.4399 | 0 | 2.8007 | 48.5601 | 0 | 0 | -1.4211e-14
2857 | 90.9435 | 0 | 90.9435 | 55 | 4.8426 | 8.6516 | 10 | 12.4493 | 0 | 12.4493 | 0 | 0 | 0 | 0 | 0 | 0 | 0 | 0 | 0 | 0 | 69.8426 | 0 | 2.7283 | 50.1574 | 0 | 0 | 0
2858 | 92.779 | 0 | 92.779 | 55 | 5.161 | 8.691 | 10 | 13.927 | 0 | 13.927 | 0 | 0 | 0 | 0 | 0 | 0 | 0 | 0 | 0 | 0 | 70.161 | 0 | 2.7834 | 49.839 | 0 | 0 | 0
2859 | 93.8421 | 0 | 93.8421 | 55 | 7.7337 | 9.0097 | 10 | 12.0986 | 0 | 12.0986 | 0 | 0 | 0 | 0 | 0 | 0 | 0 | 0 | 0 | 0 | 72.7337 | 0 | 2.8153 | 47.2663 | 0 | 0 | 0
2860 | 96.086 | 0 | 96.086 | 55 | 10.7415 | 9.3823 | 10 | 10.9622 | 0 | 10.9622 | 0 | 0 | 0 | 0 | 0 | 0 | 0 | 0 | 0 | 0 | 75.7415 | 0 | 2.8826 | 44.2585 | 0 | 0 | 0
2861 | 96.6334 | 0 | 96.6334 | 55 | 11.18 | 9.4366 | 10 | 11.0168 | 0 | 11.0168 | 0 | 0 | 0 | 0 | 0 | 0 | 0 | 0 | 0 | 0 | 76.18 | 0 | 2.899 | 43.82 | 0 | 0 | 0
2862 | 93.7232 | 0 | 93.7232 | 55 | 7.5811 | 8.9908 | 10 | 12.1513 | 0 | 12.1513 | 0 | 0 | 0 | 0 | 0 | 0 | 0 | 0 | 0 | 0 | 72.5811 | 0 | 2.8117 | 47.4189 | 0 | 0 | 0
2863 | 95.1077 | 0 | 95.1077 | 50.2002 | 2.75 | 7.7978 | 10 | 10.5905 | 13.7691 | 10.5905 | 13.7691 | 0 | 0 | 0 | 0 | 0 | 0 | 0 | 0 | 0 | 62.9502 | 0 | 2.8532 | 57.0498 | 0 | 0 | 0
2864 | 93.1176 | 0 | 93.1176 | 42.9 | 2.75 | 6.1525 | 4.018 | 10.4813 | 26.8157 | 10.4813 | 26.8157 | 0 | 0 | 0 | 0 | 0 | 0 | 0 | 0 | 0 | 49.668 | 0 | 2.7935 | 70.332 | 0 | 0 | -1.4211e-14
2865 | 92.5556 | 0 | 92.5556 | 42.9 | 2.75 | 7.1054e-15 | 4 | 9.5301 | 38.1045 | 9.5301 | 38.1045 | 0 | 0 | 4.7289 | 0 | 0 | 0 | 4.7289 | 0 | 4.256 | 49.65 | 0 | 2.7767 | 75.3012 | 0 | 1.4211e-14 | 0
2866 | 93.8302 | 0 | 93.8302 | 42.9 | 2.75 | 0 | 4 | 9.1715 | 48.4796 | 9.1715 | 48.4796 | 0 | 0 | 12 | 0 | 1.4709 | 0 | 13.4709 | 0 | 16.4121 | 49.65 | 0 | 2.8149 | 74.3377 | 0 | 0 | 0
2867 | 91.0611 | 0 | 91.0611 | 42.9 | 2.75 | 0 | 4 | 9.7071 | 51.9618 | 9.7071 | 51.9618 | 0 | 0 | 12 | 0 | 8.2578 | 0 | 20.2578 | 0 | 34.8254 | 49.65 | 0 | 2.7318 | 73.5896 | 0 | 0 | 0
2868 | 93.148 | 0 | 93.148 | 42.9 | 2.75 | 7.1054e-15 | 4 | 10.837 | 55 | 10.7812 | 54.7168 | 0.0558 | 0.2832 | 12 | 0 | 10 | 0 | 22 | 0 | 54.845 | 49.65 | 0 | 2.7944 | 73.3602 | 0 | 0 | 0
2869 | 91.0595 | 0 | 91.0595 | 42.9 | 2.75 | 0 | 4 | 9.67 | 48.6012 | 9.1892 | 46.1847 | 0.48081 | 2.4165 | 12 | 0 | 1.9644 | 0 | 13.9644 | 0 | 67.456 | 49.65 | 0 | 2.7318 | 73.9639 | 0 | 5.3291e-15 | 0
2870 | 90.1537 | 0 | 90.1537 | 42.9 | 2.75 | 0 | 4 | 10.1098 | 42.9568 | 7.8315 | 33.2766 | 2.2782 | 9.6802 | 0.60439 | 0 | 0 | 0 | 0.60439 | 0 | 68 | 49.65 | 0 | 2.7046 | 84.4377 | 0 | 0 | -4.774e-15
2871 | 87.9845 | 0 | 87.9845 | 42.9 | 2.75 | 0 | 4 | 9.4352 | 37.4532 | 7.7139 | 30.6205 | 1.7213 | 6.8326 | 0 | 0 | 0 | 0 | 0 | 0 | 68 | 49.65 | 0 | 2.6395 | 96.8796 | 0 | 0 | 0
2872 | 93.9385 | 0 | 93.9385 | 42.9 | 2.75 | 6.2747 | 5.0042 | 11.4912 | 25.5184 | 11.4912 | 25.5184 | 0 | 0 | 0 | 0 | 0 | 0 | 0 | 0 | 68 | 50.6542 | 0 | 2.8182 | 91.3458 | 0 | 0 | 0
2873 | 98.3492 | 0 | 98.3492 | 50.057 | 2.75 | 8.2355 | 10 | 9.7611 | 13.8695 | 9.7611 | 13.8695 | 0 | 0 | 0 | 0 | 0 | 3.6761 | 0 | 3.6761 | 64.0127 | 62.807 | 0 | 2.9505 | 75.5169 | 0 | 0 | 0
2874 | 103.2975 | 0 | 103.2975 | 48.137 | 2.75 | 10.2028 | 10 | 10.73 | 6.2951e-15 | 10.73 | 6.2951e-15 | 0 | 0 | 0 | 11.4777 | 0 | 10 | 0 | 21.4777 | 40.4132 | 60.887 | 0 | 3.0989 | 59.6353 | 0 | 0 | 0
2875 | 107.4438 | 0 | 107.4438 | 55 | 3.7714 | 10.5954 | 10 | 11.314 | 0 | 11.314 | 0 | 0 | 0 | 0 | 12 | 0 | 4.763 | 0 | 16.763 | 21.9137 | 68.7714 | 0 | 3.2233 | 51.2286 | 0 | 0 | -1.4211e-14
2876 | 116.6591 | 0 | 116.6591 | 55 | 16.0058 | 11.5209 | 10 | 12.1324 | 0 | 12.1324 | 0 | 0 | 0 | 0 | 12 | 0 | 0 | 0 | 12 | 8.5803 | 81.0058 | 0 | 3.4998 | 38.9942 | 0 | 0 | 0
2877 | 110.5638 | 0 | 110.5638 | 55 | 14.402 | 10.7924 | 10 | 12.6471 | 0 | 12.6471 | 0 | 0 | 0 | 0 | 7.7223 | 0 | 0 | 0 | 7.7223 | 0 | 79.402 | 0 | 3.3169 | 40.598 | 0 | 0 | 0
2878 | 105.8592 | 0 | 105.8592 | 55 | 15.432 | 9.9634 | 10 | 15.4638 | 0 | 15.4638 | 0 | 0 | 0 | 0 | 0 | 0 | 0 | 0 | 0 | 0 | 80.432 | 0 | 3.1758 | 39.568 | 0 | 0 | 0
2879 | 103.6254 | 0 | 103.6254 | 55 | 14.3152 | 9.825 | 10 | 14.4851 | 0 | 14.4851 | 0 | 0 | 0 | 0 | 0 | 0 | 0 | 0 | 0 | 0 | 79.3152 | 0 | 3.1088 | 40.6848 | 0 | 0 | 0
2880 | 90.3957 | 0 | 90.3957 | 55 | 4.25 | 8.2547 | 10 | 12.891 | 0 | 12.891 | 0 | 0 | 0 | 0 | 0 | 0 | 0 | 0 | 0 | 0 | 69.25 | 0 | 2.7119 | 35.75 | 0 | 1.4211e-14 | 0
2881 | 92.7419 | 0 | 92.7419 | 55 | 7.0686 | 8.5907 | 10 | 12.0827 | 0 | 12.0827 | 0 | 0 | 0 | 0 | 0 | 0 | 0 | 0 | 0 | 0 | 72.0686 | 0 | 2.7823 | 32.9314 | 0 | 0 | 0
2882 | 91.7571 | 0 | 91.7571 | 55 | 6.6943 | 8.5461 | 10 | 11.5167 | 0 | 11.5167 | 0 | 0 | 0 | 0 | 0 | 0 | 0 | 0 | 0 | 0 | 71.6943 | 0 | 2.7527 | 33.3057 | 0 | 1.4211e-14 | 0
2883 | 92.9958 | 0 | 92.9958 | 55 | 6.0345 | 8.4674 | 10 | 13.4939 | 0 | 13.4939 | 0 | 0 | 0 | 0 | 0 | 0 | 0 | 0 | 0 | 0 | 71.0345 | 0 | 2.7899 | 33.9655 | 0 | 1.4211e-14 | 0
2884 | 96.4667 | 0 | 96.4667 | 55 | 11.4257 | 9.11 | 10 | 10.9309 | 0 | 10.9309 | 0 | 0 | 0 | 0 | 0 | 0 | 0 | 0 | 0 | 0 | 76.4257 | 0 | 2.894 | 28.5743 | 0 | 0 | 0
2885 | 96.8645 | 0 | 96.8645 | 55 | 11.575 | 9.1278 | 10 | 11.1617 | 0 | 11.1617 | 0 | 0 | 0 | 0 | 0 | 0 | 0 | 0 | 0 | 0 | 76.575 | 0 | 2.9059 | 28.425 | 0 | 0 | 0
2886 | 95.9015 | 0 | 95.9015 | 55 | 11.8294 | 9.1582 | 10 | 9.914 | 0 | 9.914 | 0 | 0 | 0 | 0 | 0 | 0 | 0 | 0 | 0 | 0 | 76.8294 | 0 | 2.877 | 28.1706 | 0 | 0 | 0
2887 | 95.3231 | 0 | 95.3231 | 53.6518 | 2 | 7.8258 | 10 | 9.8325 | 12.0131 | 9.8325 | 12.0131 | 0 | 0 | 0 | 0 | 0 | 0 | 0 | 0 | 0 | 65.6518 | 0 | 2.8597 | 39.3482 | 0 | 0 | 0
2888 | 94.2571 | 0 | 94.2571 | 42.9 | 2 | 6.4611 | 9.3034 | 9.0851 | 24.5075 | 9.0851 | 24.5075 | 0 | 0 | 0 | 0 | 0 | 0 | 0 | 0 | 0 | 54.2034 | 0 | 2.8277 | 50.7966 | 0 | 0 | 0
2889 | 93.8162 | 0 | 93.8162 | 42.9 | 2 | 0.69723 | 4 | 9.9464 | 34.2726 | 9.9464 | 34.2726 | 0 | 0 | 0 | 0 | 0 | 0 | 0 | 0 | 0 | 48.9 | 0 | 2.8145 | 60.6852 | 0 | 1.4211e-14 | 0
2890 | 91.8802 | 0 | 91.8802 | 42.9 | 2 | 7.1054e-15 | 4 | 7.2391 | 42.6409 | 7.2391 | 42.6409 | 0 | 0 | 6.8997 | 0 | 0 | 0 | 6.8997 | 0 | 6.2098 | 48.9 | 0 | 2.7564 | 60.5733 | 0 | 0 | 0
2891 | 93.8392 | 0 | 93.8392 | 42.9 | 2 | 7.1054e-15 | 4 | 7.451 | 46.0318 | 7.451 | 46.0318 | 0 | 0 | 8.5436 | 0 | 0 | 0 | 8.5436 | 0 | 13.899 | 48.9 | 0 | 2.8152 | 60.3982 | 0 | 0 | 0
2892 | 91.4502 | 0 | 91.4502 | 42.9 | 2 | 0 | 4 | 8.7553 | 49.4313 | 8.7553 | 49.4313 | 0 | 0 | 12 | 0 | 3.6365 | 0 | 15.6365 | 0 | 28.0517 | 48.9 | 0 | 2.7435 | 59.6428 | 0 | 0 | 0
2893 | 89.7758 | 0 | 89.7758 | 42.9 | 2 | 0 | 4 | 8.5214 | 44.0886 | 8.5214 | 44.0886 | 0 | 0 | 11.7342 | 0 | 0 | 0 | 11.7342 | 0 | 38.6125 | 48.9 | 0 | 2.6933 | 63.1494 | 0 | 0 | 0
2894 | 89.1737 | 0 | 89.1737 | 42.9 | 2 | 1.4211e-14 | 4 | 10.6748 | 38.9617 | 10.6748 | 38.9617 | 0 | 0 | 9.3628 | 0 | 0 | 0 | 9.3628 | 0 | 47.039 | 48.9 | 0 | 2.6752 | 63.4019 | 0 | 0 | 0
2895 | 90.2266 | 0 | 90.2266 | 42.9 | 2 | 0.41289 | 4 | 9.1433 | 31.7704 | 9.1433 | 31.7704 | 0 | 0 | 0 | 0 | 0 | 0 | 0 | 0 | 47.039 | 48.9 | 0 | 2.7068 | 76.0302 | 0 | 0 | 0
2896 | 92.2933 | 0 | 92.2933 | 42.9 | 2 | 6.2962 | 7.9202 | 9.7383 | 23.4386 | 9.7383 | 23.4386 | 0 | 0 | 0 | 0 | 0 | 0 | 0 | 0 | 47.039 | 52.8202 | 0 | 2.7688 | 67.2708 | 0 | 0 | 0
2897 | 99.3803 | 0 | 99.3803 | 50.7628 | 2 | 8.079 | 10 | 11.2415 | 12.2838 | 11.2415 | 12.2838 | 0 | 0 | 0 | 1.9222 | 0 | 3.091 | 0 | 5.0133 | 41.5505 | 62.7628 | 0 | 2.9814 | 52.315 | 0 | 0 | 0
2898 | 103.7758 | 0 | 103.7758 | 55 | 7.4166 | 10.0626 | 10 | 9.2967 | 5.0589e-15 | 9.2967 | 5.0589e-15 | 0 | 0 | 0 | 12 | 0 | 0 | 0 | 12 | 28.2172 | 72.4166 | 0 | 3.1133 | 32.5834 | 0 | 0 | 0
2899 | 111.2893 | 0 | 111.2893 | 55 | 12.8801 | 10.7138 | 10 | 10.6954 | 0 | 10.6954 | 0 | 0 | 0 | 0 | 12 | 0 | 0 | 0 | 12 | 14.8839 | 77.8801 | 0 | 3.3387 | 27.1199 | 0 | 0 | 0
2900 | 111.9363 | 0 | 111.9363 | 55 | 12.9996 | 10.7281 | 10 | 11.2086 | 0 | 11.2086 | 0 | 0 | 0 | 0 | 12 | 0 | 0 | 0 | 12 | 1.5505 | 77.9996 | 0 | 3.3581 | 27.0004 | 0 | 0 | -1.4211e-14
2901 | 111.4814 | 0 | 111.4814 | 55 | 22.4888 | 10.5951 | 10 | 12.002 | 0 | 12.002 | 0 | 0 | 0 | 0 | 1.3955 | 0 | 0 | 0 | 1.3955 | 0 | 87.4888 | 0 | 3.3444 | 17.5112 | 0 | 0 | 0
2902 | 105.616 | 0 | 105.616 | 55 | 18.4996 | 9.9533 | 10 | 12.1631 | 0 | 12.1631 | 0 | 0 | 0 | 0 | 0 | 0 | 0 | 0 | 0 | 0 | 83.4996 | 0 | 3.1685 | 21.5004 | 0 | 0 | 0
2903 | 102.511 | 0 | 102.511 | 55 | 15.1527 | 9.5543 | 10 | 12.804 | 0 | 12.804 | 0 | 0 | 0 | 0 | 0 | 0 | 0 | 0 | 0 | 0 | 80.1527 | 0 | 3.0753 | 24.8473 | 0 | 0 | 0
2904 | 94.3379 | 0 | 94.3379 | 55 | 4.1015 | 8.237 | 10 | 16.9994 | 0 | 16.9994 | 0 | 0 | 0 | 0 | 0 | 0 | 0 | 0 | 0 | 0 | 69.1015 | 0 | 2.8301 | 35.8985 | 0 | 0 | 0
2905 | 93.5991 | 0 | 93.5991 | 55 | 5.845 | 8.4448 | 10 | 14.3094 | 0 | 14.3094 | 0 | 0 | 0 | 0 | 0 | 0 | 0 | 0 | 0 | 0 | 70.845 | 0 | 2.808 | 34.155 | 0 | 0 | 0
2906 | 91.8431 | 0 | 91.8431 | 55 | 2.9569 | 8.1005 | 10 | 15.7857 | 0 | 15.7857 | 0 | 0 | 0 | 0 | 0 | 0 | 0 | 0 | 0 | 0 | 67.9569 | 0 | 2.7553 | 37.0431 | 0 | 0 | 0
2907 | 96.6457 | 0 | 96.6457 | 55 | 5.351 | 8.3859 | 10 | 17.9088 | 0 | 17.9088 | 0 | 0 | 0 | 0 | 0 | 0 | 0 | 0 | 0 | 0 | 70.351 | 0 | 2.8994 | 34.649 | 0 | 0 | 0
2908 | 95.0347 | 0 | 95.0347 | 55 | 6.5408 | 8.5278 | 10 | 14.9661 | 0 | 14.9661 | 0 | 0 | 0 | 0 | 0 | 0 | 0 | 0 | 0 | 0 | 71.5408 | 0 | 2.851 | 33.4592 | 0 | 0 | 0
2909 | 96.8526 | 0 | 96.8526 | 55 | 9.5355 | 8.8847 | 10 | 13.4324 | 0 | 13.4324 | 0 | 0 | 0 | 0 | 0 | 0 | 0 | 0 | 0 | 0 | 74.5355 | 0 | 2.9056 | 30.4645 | 0 | 0 | 0
2910 | 96.9553 | 0 | 96.9553 | 55 | 7.602 | 8.6542 | 10 | 15.699 | 0 | 15.699 | 0 | 0 | 0 | 0 | 0 | 0 | 0 | 0 | 0 | 0 | 72.602 | 0 | 2.9087 | 32.398 | 0 | 0 | 0
2911 | 95.973 | 0 | 95.973 | 51.1399 | 2 | 7.5263 | 10 | 15.1313 | 10.1755 | 15.1313 | 10.1755 | 0 | 0 | 0 | 0 | 0 | 0 | 0 | 0 | 0 | 63.1399 | 0 | 2.8792 | 41.8601 | 0 | 0 | 0
2912 | 96.2126 | 0 | 96.2126 | 43.8528 | 2 | 6.6577 | 10 | 14.3292 | 19.3728 | 14.3292 | 19.3728 | 0 | 0 | 0 | 0 | 0 | 0 | 0 | 0 | 0 | 55.8528 | 0 | 2.8864 | 49.1472 | 0 | 0 | 0
2913 | 94.3057 | 0 | 94.3057 | 42.9 | 2 | 5.5827 | 4 | 12.2317 | 27.5913 | 12.2317 | 27.5913 | 0 | 0 | 0 | 0 | 0 | 0 | 0 | 0 | 0 | 48.9 | 0 | 2.8292 | 56.32 | 0 | 0 | 0
2914 | 94.1067 | 0 | 94.1067 | 42.9 | 2 | 0 | 4 | 13.9391 | 35.93 | 13.9391 | 35.93 | 0 | 0 | 4.6624 | 0 | 0 | 0 | 4.6624 | 0 | 4.1961 | 48.9 | 0 | 2.8232 | 60.8116 | 0 | 0 | 0
2915 | 93.6364 | 0 | 93.6364 | 42.9 | 2 | 7.1054e-15 | 4 | 12.7525 | 42.5348 | 12.7525 | 42.5348 | 0 | 0 | 10.5509 | 0 | 0 | 0 | 10.5509 | 0 | 13.6919 | 48.9 | 0 | 2.8091 | 60.1844 | 0 | 0 | 0
2916 | 90.7884 | 0 | 90.7884 | 42.9 | 2 | 0 | 4 | 10.8985 | 42.4084 | 10.8985 | 42.4084 | 0 | 0 | 11.4186 | 0 | 0 | 0 | 11.4186 | 0 | 23.9686 | 48.9 | 0 | 2.7237 | 60.092 | 0 | 0 | 0
2917 | 91.5506 | 0 | 91.5506 | 42.9 | 2 | 1.4211e-14 | 4 | 14.7823 | 41.9704 | 14.7823 | 41.9704 | 0 | 0 | 12 | 0 | 2.1021 | 0 | 14.1021 | 0 | 36.7067 | 48.9 | 0 | 2.7465 | 59.8062 | 0 | 0 | 0
2918 | 91.445 | 0 | 91.445 | 42.9 | 2 | 7.1054e-15 | 4 | 13.6732 | 34.2276 | 13.6732 | 34.2276 | 0 | 0 | 5.3558 | 0 | 0 | 0 | 5.3558 | 0 | 41.5269 | 48.9 | 0 | 2.7433 | 62.5245 | 0 | 1.4211e-14 | 0
2919 | 88.4163 | 0 | 88.4163 | 42.9 | 2 | 0 | 4 | 14.3278 | 30.5902 | 14.3278 | 30.5902 | 0 | 0 | 5.4017 | 0 | 0 | 0 | 5.4017 | 0 | 46.3884 | 48.9 | 0 | 2.6525 | 62.5196 | 0 | 0 | 0
2920 | 95.6166 | 0 | 95.6166 | 42.9 | 2 | 6.4086 | 8.8632 | 14.9224 | 20.5224 | 14.9224 | 20.5224 | 0 | 0 | 0 | 0 | 0 | 0 | 0 | 0 | 46.3884 | 53.7632 | 0 | 2.8685 | 65.0236 | 0 | 0 | 0
2921 | 98.3618 | 0 | 98.3618 | 47.3291 | 2 | 7.8987 | 10 | 13.2833 | 10.9166 | 13.2833 | 10.9166 | 0 | 0 | 0 | 5.1473 | 0 | 1.7868 | 0 | 6.9341 | 38.7312 | 59.3291 | 0 | 2.9509 | 52.5236 | 0 | 1.4211e-14 | 0
2922 | 102.3319 | 0 | 102.3319 | 53.593 | 2 | 9.2492 | 10 | 15.4897 | 4.9718e-15 | 15.4897 | 4.9718e-15 | 0 | 0 | 0 | 12 | 0 | 0 | 0 | 12 | 25.3978 | 65.593 | 0 | 3.07 | 39.407 | 0 | 0 | 0
2923 | 109.8311 | 0 | 109.8311 | 55 | 7.7077 | 10.0973 | 10 | 15.0261 | 0 | 15.0261 | 0 | 0 | 0 | 0 | 12 | 0 | 0 | 0 | 12 | 12.0645 | 72.7077 | 0 | 3.2949 | 32.2923 | 0 | 1.4211e-14 | 0
2924 | 115.123 | 0 | 115.123 | 55 | 14.1766 | 10.7322 | 10 | 14.3561 | 0 | 14.3561 | 0 | 0 | 0 | 0 | 10.8581 | 0 | 0 | 0 | 10.8581 | 0 | 79.1766 | 0 | 3.4537 | 25.8234 | 0 | 0 | 0
2925 | 109.6327 | 0 | 109.6327 | 55 | 18.0364 | 9.898 | 10 | 16.6983 | 0 | 16.6983 | 0 | 0 | 0 | 0 | 0 | 0 | 0 | 0 | 0 | 0 | 83.0364 | 0 | 3.289 | 21.9636 | 0 | 0 | -1.4211e-14
2926 | 105.1261 | 0 | 105.1261 | 55 | 13.9588 | 9.412 | 10 | 16.7554 | 0 | 16.7554 | 0 | 0 | 0 | 0 | 0 | 0 | 0 | 0 | 0 | 0 | 78.9588 | 0 | 3.1538 | 26.0412 | 0 | 0 | 0
2927 | 99.3315 | 0 | 99.3315 | 55 | 7.5619 | 8.6495 | 10 | 18.1201 | 0 | 18.1201 | 0 | 0 | 0 | 0 | 0 | 0 | 0 | 0 | 0 | 0 | 72.5619 | 0 | 2.9799 | 32.4381 | 0 | 0 | 0
2928 | 93.1919 | 0 | 93.1919 | 55 | 4.0145 | 8.2266 | 10 | 15.9507 | 0 | 15.9507 | 0 | 0 | 0 | 0 | 0 | 0 | 0 | 0 | 0 | 0 | 69.0145 | 0 | 2.7958 | 35.9855 | 0 | 0 | 0
2929 | 95.4613 | 0 | 95.4613 | 55 | 6.1105 | 8.4765 | 10 | 15.8742 | 0 | 15.8742 | 0 | 0 | 0 | 0 | 0 | 0 | 0 | 0 | 0 | 0 | 71.1105 | 0 | 2.8638 | 33.8895 | 0 | 0 | 0
2930 | 96.0988 | 0 | 96.0988 | 55 | 6.9226 | 8.5733 | 10 | 15.6029 | 0 | 15.6029 | 0 | 0 | 0 | 0 | 0 | 0 | 0 | 0 | 0 | 0 | 71.9226 | 0 | 2.883 | 33.0774 | 0 | 0 | 0
2931 | 97.2861 | 0 | 97.2861 | 55 | 8.3289 | 8.7409 | 10 | 15.2164 | 0 | 15.2164 | 0 | 0 | 0 | 0 | 0 | 0 | 0 | 0 | 0 | 0 | 73.3289 | 0 | 2.9186 | 31.6711 | 0 | 0 | 0
2932 | 95.5535 | 0 | 95.5535 | 55 | 5.2176 | 8.37 | 10 | 16.9659 | 0 | 16.9659 | 0 | 0 | 0 | 0 | 0 | 0 | 0 | 0 | 0 | 0 | 70.2176 | 0 | 2.8666 | 34.7824 | 0 | 0 | 0
2933 | 95.0202 | 0 | 95.0202 | 55 | 5.3242 | 8.3827 | 10 | 16.3132 | 0 | 16.3132 | 0 | 0 | 0 | 0 | 0 | 0 | 0 | 0 | 0 | 0 | 70.3242 | 0 | 2.8506 | 34.6758 | 0 | 0 | 0
2934 | 95.3589 | 0 | 95.3589 | 55 | 7.4741 | 8.639 | 10 | 14.2458 | 0 | 14.2458 | 0 | 0 | 0 | 0 | 0 | 0 | 0 | 0 | 0 | 0 | 72.4741 | 0 | 2.8608 | 32.5259 | 0 | 0 | 0
2935 | 96.1644 | 0 | 96.1644 | 48.1281 | 2 | 7.1673 | 10 | 16.4712 | 12.3978 | 16.4712 | 12.3978 | 0 | 0 | 0 | 0 | 0 | 0 | 0 | 0 | 0 | 60.1281 | 0 | 2.8849 | 44.8719 | 0 | 0 | 0
2936 | 95.4571 | 0 | 95.4571 | 42.9 | 2 | 5.9039 | 4.6292 | 16.0959 | 23.928 | 16.0959 | 23.928 | 0 | 0 | 0 | 0 | 0 | 0 | 0 | 0 | 0 | 49.5292 | 0 | 2.8637 | 55.4708 | 0 | 0 | 0
2937 | 96.1802 | 0 | 96.1802 | 42.9 | 2 | 7.1054e-15 | 4 | 13.8762 | 34.3262 | 13.8762 | 34.3262 | 0 | 0 | 0.92226 | 0 | 0 | 0 | 0.92226 | 0 | 0.83004 | 48.9 | 0 | 2.8854 | 61.2099 | 0 | 0 | 0
2938 | 97.0471 | 0 | 97.0471 | 42.9 | 2 | 0 | 4 | 14.8664 | 46.6465 | 14.8664 | 46.6465 | 0 | 0 | 12 | 0 | 1.3658 | 0 | 13.3658 | 0 | 12.8892 | 48.9 | 0 | 2.9114 | 59.8846 | 0 | 0 | 0
2939 | 92.9405 | 0 | 92.9405 | 42.9 | 2 | 1.4211e-14 | 4 | 14.1757 | 52.6415 | 14.0109 | 52.0296 | 0.16478 | 0.61193 | 12 | 0 | 10 | 0 | 22 | 0 | 32.9088 | 48.9 | 0 | 2.7882 | 58.8823 | 0 | 1.4211e-14 | 0
2940 | 95.9269 | 0 | 95.9269 | 42.9 | 2 | 0 | 4 | 13.1524 | 48.0452 | 13.1524 | 48.0452 | 0 | 0 | 12 | 0 | 2.1706 | 0 | 14.1706 | 0 | 45.71 | 48.9 | 0 | 2.8778 | 59.7989 | 0 | 0 | 0
2941 | 92.3521 | 0 | 92.3521 | 42.9 | 2 | 0 | 4 | 15.1564 | 46.7508 | 15.1564 | 46.7508 | 0 | 0 | 12 | 0 | 6.455 | 0 | 18.455 | 0 | 62.4612 | 48.9 | 0 | 2.7706 | 59.3426 | 0 | 0 | 0
2942 | 92.6123 | 0 | 92.6123 | 42.9 | 2 | 0 | 4 | 13.0101 | 40.6587 | 12.0783 | 37.7467 | 0.93177 | 2.9119 | 4.4111 | 0 | 1.7016 | 0 | 6.1127 | 0 | 68 | 48.9 | 0 | 2.7784 | 60.2477 | 0 | 1.3323e-14 | 0
2943 | 90.5114 | 0 | 90.5114 | 42.9 | 2 | 0 | 4 | 15.0538 | 33.6377 | 12.8649 | 28.7465 | 2.1889 | 4.8912 | 0 | 0 | 0 | 0 | 0 | 0 | 68 | 48.9 | 0 | 2.7153 | 82.5541 | 0 | 0 | 0
2944 | 97.4151 | 0 | 97.4151 | 42.9 | 2 | 6.2062 | 7.1647 | 15.8473 | 23.2968 | 15.8473 | 23.2968 | 0 | 0 | 0 | 0 | 0 | 0 | 0 | 0 | 68 | 52.0647 | 0 | 2.9225 | 74.9353 | 0 | 0 | 0
2945 | 98.9601 | 0 | 98.9601 | 49.6559 | 2 | 7.4317 | 10 | 16.0725 | 13.1099 | 16.0725 | 13.1099 | 0 | 0 | 0 | 0 | 0 | 0.69008 | 0 | 0.69008 | 67.2515 | 61.6559 | 0 | 2.9688 | 64.6541 | 0 | 0 | 0
2946 | 105.1156 | 0 | 105.1156 | 47.4817 | 2 | 9.6298 | 10 | 14.7001 | 5.9247e-15 | 14.7001 | 5.9247e-15 | 0 | 0 | 0 | 11.304 | 0 | 10 | 0 | 21.304 | 43.845 | 59.4817 | 0 | 3.1535 | 46.2143 | 0 | 0 | 0
2947 | 110.2516 | 0 | 110.2516 | 52.6563 | 2 | 10.0612 | 10 | 15.785 | 0 | 15.785 | 0 | 0 | 0 | 0 | 12 | 0 | 7.749 | 0 | 19.749 | 22.1067 | 64.6563 | 0 | 3.3075 | 40.3437 | 0 | 0 | 0
2948 | 113.559 | 0 | 113.559 | 55 | 10.6802 | 10.4516 | 10 | 15.4272 | 0 | 15.4272 | 0 | 0 | 0 | 0 | 12 | 0 | 0 | 0 | 12 | 8.7733 | 75.6802 | 0 | 3.4068 | 29.3198 | 0 | 0 | 0
2949 | 108.9655 | 0 | 108.9655 | 55 | 10.5053 | 9.9415 | 10 | 15.6227 | 0 | 15.6227 | 0 | 0 | 0 | 0 | 7.896 | 0 | 0 | 0 | 7.896 | 0 | 75.5053 | 0 | 3.269 | 29.4947 | 0 | 0 | 0
2950 | 108.3499 | 0 | 108.3499 | 55 | 16.826 | 9.7538 | 10 | 16.7701 | 0 | 16.7701 | 0 | 0 | 0 | 0 | 0 | 0 | 0 | 0 | 0 | 0 | 81.826 | 0 | 3.2505 | 23.174 | 0 | 0 | 0
2951 | 104.7482 | 0 | 104.7482 | 55 | 12.0923 | 9.1895 | 10 | 18.4664 | 0 | 18.4664 | 0 | 0 | 0 | 0 | 0 | 0 | 0 | 0 | 0 | 0 | 77.0923 | 0 | 3.1424 | 27.9077 | 0 | 0 | 0
2952 | 91.7556 | 0 | 91.7556 | 55 | 2.3784 | 8.0316 | 10 | 16.3456 | 0 | 16.3456 | 0 | 0 | 0 | 0 | 0 | 0 | 0 | 0 | 0 | 0 | 67.3784 | 0 | 2.7527 | 37.6216 | 0 | 0 | 0
2953 | 93.7264 | 0 | 93.7264 | 55 | 3.5145 | 8.167 | 10 | 17.0449 | 0 | 17.0449 | 0 | 0 | 0 | 0 | 0 | 0 | 0 | 0 | 0 | 0 | 68.5145 | 0 | 2.8118 | 36.4855 | 0 | 0 | -1.4211e-14
2954 | 93.9322 | 0 | 93.9322 | 55 | 5.0034 | 8.3445 | 10 | 15.5843 | 0 | 15.5843 | 0 | 0 | 0 | 0 | 0 | 0 | 0 | 0 | 0 | 0 | 70.0034 | 0 | 2.818 | 34.9966 | 0 | 0 | 0
2955 | 95.6276 | 0 | 95.6276 | 55 | 7.6414 | 8.6589 | 10 | 14.3273 | 0 | 14.3273 | 0 | 0 | 0 | 0 | 0 | 0 | 0 | 0 | 0 | 0 | 72.6414 | 0 | 2.8688 | 32.3586 | 0 | 0 | 0
2956 | 93.6114 | 0 | 93.6114 | 55 | 4.4564 | 8.2793 | 10 | 15.8757 | 0 | 15.8757 | 0 | 0 | 0 | 0 | 0 | 0 | 0 | 0 | 0 | 0 | 69.4564 | 0 | 2.8083 | 35.5436 | 0 | 0 | 0
2957 | 94.4294 | 0 | 94.4294 | 55 | 6.1432 | 8.4804 | 10 | 14.8058 | 0 | 14.8058 | 0 | 0 | 0 | 0 | 0 | 0 | 0 | 0 | 0 | 0 | 71.1432 | 0 | 2.8329 | 33.8568 | 0 | 0 | 0
2958 | 95.6623 | 0 | 95.6623 | 55 | 7.4326 | 8.6341 | 10 | 14.5956 | 0 | 14.5956 | 0 | 0 | 0 | 0 | 0 | 0 | 0 | 0 | 0 | 0 | 72.4326 | 0 | 2.8699 | 32.5674 | 0 | 0 | 0
2959 | 92.4753 | 0 | 92.4753 | 47.6554 | 2 | 7.111 | 10 | 14.8128 | 10.8961 | 14.8128 | 10.8961 | 0 | 0 | 0 | 0 | 0 | 0 | 0 | 0 | 0 | 59.6554 | 0 | 2.7743 | 45.3446 | 0 | 0 | -1.4211e-14
2960 | 93.6037 | 0 | 93.6037 | 42.9 | 2 | 6.249 | 7.5237 | 14.5145 | 20.4166 | 14.5145 | 20.4166 | 0 | 0 | 0 | 0 | 0 | 0 | 0 | 0 | 0 | 52.4237 | 0 | 2.8081 | 52.5763 | 0 | 0 | 0
2961 | 91.7104 | 0 | 91.7104 | 42.9 | 2 | 1.3276 | 4 | 14.4217 | 27.061 | 14.4217 | 27.061 | 0 | 0 | 0 | 0 | 0 | 0 | 0 | 0 | 0 | 48.9 | 0 | 2.7513 | 60.1219 | 0 | 0 | 0
2962 | 94.8294 | 0 | 94.8294 | 42.9 | 2 | 0 | 4 | 13.3914 | 33.2163 | 13.3914 | 33.2163 | 0 | 0 | 0.67837 | 0 | 0 | 0 | 0.67837 | 0 | 0.61053 | 48.9 | 0 | 2.8449 | 61.2359 | 0 | 0 | 0
2963 | 91.7861 | 0 | 91.7861 | 42.9 | 2 | 0 | 4 | 10.1264 | 38.5578 | 10.1264 | 38.5578 | 0 | 0 | 5.7982 | 0 | 0 | 0 | 5.7982 | 0 | 5.8289 | 48.9 | 0 | 2.7536 | 60.6906 | 0 | 0 | 0
2964 | 92.0856 | 0 | 92.0856 | 42.9 | 2 | 0 | 4 | 12.2625 | 43.9915 | 12.2625 | 43.9915 | 0 | 0 | 12 | 0 | 1.0684 | 0 | 13.0684 | 0 | 17.6139 | 48.9 | 0 | 2.7626 | 59.9163 | 0 | 0 | 0
2965 | 88.1774 | 0 | 88.1774 | 42.9 | 2 | 7.1054e-15 | 4 | 12.1477 | 39.3613 | 12.1477 | 39.3613 | 0 | 0 | 12 | 0 | 0.23157 | 0 | 12.2316 | 0 | 28.6274 | 48.9 | 0 | 2.6453 | 60.0054 | 0 | 0 | 0
2966 | 88.6388 | 0 | 88.6388 | 42.9 | 2 | 0 | 4 | 14.0161 | 32.4385 | 14.0161 | 32.4385 | 0 | 0 | 6.7158 | 0 | 0 | 0 | 6.7158 | 0 | 34.6717 | 48.9 | 0 | 2.6592 | 61.6979 | 0 | 0 | 0
2967 | 89.4356 | 0 | 89.4356 | 42.9 | 2 | 0 | 4 | 14.0024 | 30.0319 | 14.0024 | 30.0319 | 0 | 0 | 3.4987 | 0 | 0 | 0 | 3.4987 | 0 | 37.8205 | 48.9 | 0 | 2.6831 | 62.0405 | 0 | 0 | 0
2968 | 90.9568 | 0 | 90.9568 | 42.9 | 2 | 6.0564 | 5.9083 | 13.7916 | 20.3005 | 13.7916 | 20.3005 | 0 | 0 | 0 | 0 | 0 | 0 | 0 | 0 | 37.8205 | 50.8083 | 0 | 2.7287 | 67.2967 | 0 | 1.4211e-14 | 0
2969 | 96.9985 | 0 | 96.9985 | 47.3333 | 2 | 7.4928 | 10 | 15.1494 | 11.4982 | 15.1494 | 11.4982 | 0 | 0 | 0 | 2.4197 | 0 | 1.105 | 0 | 3.5248 | 33.9333 | 59.3333 | 0 | 2.91 | 55.2469 | 0 | 0 | 0
2970 | 104.7781 | 0 | 104.7781 | 55 | 4.2744 | 9.688 | 10 | 13.8157 | 4.7376e-15 | 13.8157 | 4.7376e-15 | 0 | 0 | 0 | 12 | 0 | 0 | 0 | 12 | 20.6 | 69.2744 | 0 | 3.1433 | 35.7256 | 0 | 0 | -1.4211e-14
2971 | 108.1918 | 0 | 108.1918 | 55 | 6.9475 | 10.0066 | 10 | 14.2377 | 0 | 14.2377 | 0 | 0 | 0 | 0 | 12 | 0 | 0 | 0 | 12 | 7.2666 | 71.9475 | 0 | 3.2458 | 33.0525 | 0 | 0 | 0
2972 | 114.0562 | 0 | 114.0562 | 55 | 15.5306 | 10.3789 | 10 | 16.6068 | 0 | 16.6068 | 0 | 0 | 0 | 0 | 6.54 | 0 | 0 | 0 | 6.54 | 0 | 80.5306 | 0 | 3.4217 | 24.4694 | 0 | 0 | 0
2973 | 108.9666 | 0 | 108.9666 | 55 | 17.3188 | 9.8125 | 10 | 16.8353 | 0 | 16.8353 | 0 | 0 | 0 | 0 | 0 | 0 | 0 | 0 | 0 | 0 | 82.3188 | 0 | 3.269 | 22.6812 | 0 | 1.4211e-14 | 0
2974 | 102.547 | 0 | 102.547 | 55 | 11.9508 | 9.1726 | 10 | 16.4235 | 0 | 16.4235 | 0 | 0 | 0 | 0 | 0 | 0 | 0 | 0 | 0 | 0 | 76.9508 | 0 | 3.0764 | 28.0492 | 0 | 0 | 0
2975 | 99.9296 | 0 | 99.9296 | 55 | 8.8432 | 8.8022 | 10 | 17.2841 | 0 | 17.2841 | 0 | 0 | 0 | 0 | 0 | 0 | 0 | 0 | 0 | 0 | 73.8432 | 0 | 2.9979 | 31.1568 | 0 | 1.4211e-14 | 0
2976 | 94.0059 | 0 | 94.0059 | 55 | 7.6676 | 8.6621 | 10 | 12.6762 | 0 | 12.6762 | 0 | 0 | 0 | 0 | 0 | 0 | 0 | 0 | 0 | 0 | 72.6676 | 0 | 2.8202 | 32.3324 | 0 | 0 | 0
2977 | 93.7391 | 0 | 93.7391 | 55 | 8.4187 | 8.7516 | 10 | 11.5687 | 0 | 11.5687 | 0 | 0 | 0 | 0 | 0 | 0 | 0 | 0 | 0 | 0 | 73.4187 | 0 | 2.8122 | 31.5813 | 0 | 0 | 0
2978 | 94.1119 | 0 | 94.1119 | 55 | 6.6337 | 8.5388 | 10 | 13.9393 | 0 | 13.9393 | 0 | 0 | 0 | 0 | 0 | 0 | 0 | 0 | 0 | 0 | 71.6337 | 0 | 2.8234 | 33.3663 | 0 | 0 | 0
2979 | 92.0133 | 0 | 92.0133 | 55 | 5.7778 | 8.4368 | 10 | 12.7988 | 0 | 12.7988 | 0 | 0 | 0 | 0 | 0 | 0 | 0 | 0 | 0 | 0 | 70.7778 | 0 | 2.7604 | 34.2222 | 0 | 0 | -1.4211e-14
2980 | 96.9758 | 0 | 96.9758 | 55 | 10.2881 | 8.9744 | 10 | 12.7132 | 0 | 12.7132 | 0 | 0 | 0 | 0 | 0 | 0 | 0 | 0 | 0 | 0 | 75.2881 | 0 | 2.9093 | 29.7119 | 0 | 0 | 0
2981 | 94.4047 | 0 | 94.4047 | 55 | 8.6381 | 8.7777 | 10 | 11.9889 | 0 | 11.9889 | 0 | 0 | 0 | 0 | 0 | 0 | 0 | 0 | 0 | 0 | 73.6381 | 0 | 2.8321 | 31.3619 | 0 | 0 | 0
2982 | 94.1335 | 0 | 94.1335 | 55 | 8.58 | 8.7708 | 10 | 11.7827 | 0 | 11.7827 | 0 | 0 | 0 | 0 | 0 | 0 | 0 | 0 | 0 | 0 | 73.58 | 0 | 2.824 | 31.42 | 0 | 0 | 0
2983 | 93.1751 | 0 | 93.1751 | 47.8961 | 2 | 7.1397 | 10 | 12.2127 | 13.9265 | 12.2127 | 13.9265 | 0 | 0 | 0 | 0 | 0 | 0 | 0 | 0 | 0 | 59.8961 | 0 | 2.7953 | 45.1039 | 0 | 0 | 0
2984 | 97.009 | 0 | 97.009 | 42.9 | 2 | 6.0397 | 5.768 | 10.0695 | 30.2318 | 10.0695 | 30.2318 | 0 | 0 | 0 | 0 | 0 | 0 | 0 | 0 | 0 | 50.668 | 0 | 2.9103 | 54.332 | 0 | 0 | 0
2985 | 94.074 | 0 | 94.074 | 42.9 | 2 | 0 | 4 | 10.3666 | 38.8385 | 10.3666 | 38.8385 | 0 | 0 | 4.0311 | 0 | 0 | 0 | 4.0311 | 0 | 3.628 | 48.9 | 0 | 2.8222 | 60.8788 | 0 | 0 | 0
2986 | 95.923 | 0 | 95.923 | 42.9 | 2 | 1.4211e-14 | 4 | 9.9954 | 46.1119 | 9.9954 | 46.1119 | 0 | 0 | 9.0843 | 0 | 0 | 0 | 9.0843 | 0 | 11.8039 | 48.9 | 0 | 2.8777 | 60.3406 | 0 | 0 | 0
2987 | 93.3292 | 0 | 93.3292 | 42.9 | 2 | 0 | 4 | 10.7296 | 55 | 10.7296 | 55 | 0 | 0 | 12 | 0 | 9.3003 | 0 | 21.3003 | 0 | 31.1783 | 48.9 | 0 | 2.7999 | 59.0395 | 0 | 0 | 0
2988 | 90.4118 | 0 | 90.4118 | 42.9 | 2 | 0 | 4 | 10.8636 | 52.5515 | 10.8636 | 52.5515 | 0 | 0 | 12 | 0 | 9.9033 | 0 | 21.9033 | 0 | 51.1087 | 48.9 | 0 | 2.7124 | 58.9753 | 0 | 0 | 0
2989 | 89.9274 | 0 | 89.9274 | 42.9 | 2 | 0 | 4 | 11.1345 | 51.3125 | 9.8988 | 45.6179 | 1.2357 | 5.6945 | 12 | 0 | 2.4894 | 0 | 14.4894 | 0 | 64.2039 | 48.9 | 0 | 2.6978 | 59.0268 | 0 | 3.5527e-15 | 0
2990 | 90.9345 | 0 | 90.9345 | 42.9 | 2 | 7.1054e-15 | 4 | 9.6435 | 50.5338 | 7.412 | 38.8405 | 2.2315 | 11.6933 | 4.2179 | 0 | 0 | 0 | 4.2179 | 0 | 68 | 48.9 | 0 | 2.728 | 69.3758 | 0 | 0 | -4.4409e-15
2991 | 88.0848 | 0 | 88.0848 | 42.9 | 2 | 0 | 4 | 10.557 | 35.1867 | 9.0433 | 30.1415 | 1.5137 | 5.0452 | 0 | 0 | 0 | 0 | 0 | 0 | 68 | 48.9 | 0 | 2.6425 | 82.6096 | 0 | 1.4211e-14 | 0
2992 | 92.7403 | 0 | 92.7403 | 42.9 | 2 | 5.7899 | 4 | 10.1311 | 27.9193 | 10.1311 | 27.9193 | 0 | 0 | 0 | 0 | 0 | 0 | 0 | 0 | 68 | 48.9 | 0 | 2.7822 | 78.1349 | 0 | 0 | 0
2993 | 99.1901 | 0 | 99.1901 | 49.8882 | 2 | 7.738 | 10 | 11.4896 | 15.0476 | 11.4896 | 15.0476 | 0 | 0 | 0 | 0 | 0 | 3.0268 | 0 | 3.0268 | 64.717 | 61.8882 | 0 | 2.9757 | 62.085 | 0 | 0 | 0
2994 | 103.9999 | 0 | 103.9999 | 49.1409 | 2 | 9.9105 | 10 | 10.9484 | 7.4799e-15 | 10.9484 | 7.4799e-15 | 0 | 0 | 0 | 12 | 0 | 10 | 0 | 22 | 40.5371 | 61.1409 | 0 | 3.12 | 43.8591 | 0 | 0 | 0
2995 | 108.6098 | 0 | 108.6098 | 55 | 5.7829 | 10.513 | 10 | 9.9017 | 0 | 9.9017 | 0 | 0 | 0 | 0 | 12 | 0 | 5.4123 | 0 | 17.4123 | 21.3333 | 70.7829 | 0 | 3.2583 | 34.2171 | 0 | 0 | 0
2996 | 114.55 | 0 | 114.55 | 55 | 14.4735 | 10.9038 | 10 | 12.1727 | 0 | 12.1727 | 0 | 0 | 0 | 0 | 12 | 0 | 0 | 0 | 12 | 8 | 79.4735 | 0 | 3.4365 | 25.5265 | 0 | 1.4211e-14 | 0
2997 | 111.5522 | 0 | 111.5522 | 55 | 17.7487 | 10.722 | 10 | 10.8814 | 0 | 10.8814 | 0 | 0 | 0 | 0 | 7.2 | 0 | 0 | 0 | 7.2 | 0 | 82.7487 | 0 | 3.3466 | 22.2513 | 0 | 0 | -1.4211e-14
2998 | 105.2118 | 0 | 105.2118 | 55 | 17.5212 | 9.8366 | 10 | 12.854 | 0 | 12.854 | 0 | 0 | 0 | 0 | 0 | 0 | 0 | 0 | 0 | 0 | 82.5212 | 0 | 3.1564 | 22.4788 | 0 | 0 | 0
2999 | 102.4597 | 0 | 102.4597 | 55 | 14.5501 | 9.4825 | 10 | 13.4272 | 0 | 13.4272 | 0 | 0 | 0 | 0 | 0 | 0 | 0 | 0 | 0 | 0 | 79.5501 | 0 | 3.0738 | 25.4499 | 0 | 0 | 0
3000 | 91.9345 | 0 | 91.9345 | 55 | 7.5446 | 8.6474 | 10 | 10.7424 | 0 | 10.7424 | 0 | 0 | 0 | 0 | 0 | 0 | 0 | 0 | 0 | 0 | 72.5446 | 0 | 2.758 | 32.4554 | 0 | 0 | 0
3001 | 89.3159 | 0 | 89.3159 | 55 | 5.5581 | 8.4106 | 10 | 10.3471 | 0 | 10.3471 | 0 | 0 | 0 | 0 | 0 | 0 | 0 | 0 | 0 | 0 | 70.5581 | 0 | 2.6795 | 34.4419 | 0 | 0 | 0
3002 | 92.8347 | 0 | 92.8347 | 55 | 8.4924 | 8.7604 | 10 | 10.5819 | 0 | 10.5819 | 0 | 0 | 0 | 0 | 0 | 0 | 0 | 0 | 0 | 0 | 73.4924 | 0 | 2.785 | 31.5076 | 0 | 0 | 0
3003 | 93.0527 | 0 | 93.0527 | 55 | 6.1556 | 8.4818 | 10 | 13.4153 | 0 | 13.4153 | 0 | 0 | 0 | 0 | 0 | 0 | 0 | 0 | 0 | 0 | 71.1556 | 0 | 2.7916 | 33.8444 | 0 | 0 | 0
3004 | 92.6827 | 0 | 92.6827 | 55 | 9.0511 | 8.827 | 10 | 9.8046 | 0 | 9.8046 | 0 | 0 | 0 | 0 | 0 | 0 | 0 | 0 | 0 | 0 | 74.0511 | 0 | 2.7805 | 30.9489 | 0 | 0 | 0
3005 | 93.068 | 0 | 93.068 | 55 | 8.4632 | 8.7569 | 10 | 10.8479 | 0 | 10.8479 | 0 | 0 | 0 | 0 | 0 | 0 | 0 | 0 | 0 | 0 | 73.4632 | 0 | 2.792 | 31.5368 | 0 | 0 | 0
3006 | 92.1414 | 0 | 92.1414 | 55 | 8.2105 | 8.7268 | 10 | 10.2041 | 0 | 10.2041 | 0 | 0 | 0 | 0 | 0 | 0 | 0 | 0 | 0 | 0 | 73.2105 | 0 | 2.7642 | 31.7895 | 0 | 1.4211e-14 | 0
3007 | 93.4182 | 0 | 93.4182 | 51.1554 | 2 | 7.5282 | 10 | 8.7126 | 14.022 | 8.7126 | 14.022 | 0 | 0 | 0 | 0 | 0 | 0 | 0 | 0 | 0 | 63.1554 | 0 | 2.8025 | 41.8446 | 0 | 0 | 0
3008 | 94.1001 | 0 | 94.1001 | 42.9 | 2 | 6.026 | 5.6534 | 8.4655 | 29.0552 | 8.4655 | 29.0552 | 0 | 0 | 0 | 0 | 0 | 0 | 0 | 0 | 0 | 50.5534 | 0 | 2.823 | 54.4466 | 0 | 0 | 0
3009 | 91.3266 | 0 | 91.3266 | 42.9 | 2 | 0 | 4 | 9.0731 | 39.6002 | 9.0731 | 39.6002 | 0 | 0 | 6.2468 | 0 | 0 | 0 | 6.2468 | 0 | 5.6221 | 48.9 | 0 | 2.7398 | 60.6428 | 0 | 0 | 0
3010 | 93.0252 | 0 | 93.0252 | 42.9 | 2 | 0 | 4 | 5.422 | 43.126 | 5.422 | 43.126 | 0 | 0 | 4.4227 | 0 | 0 | 0 | 4.4227 | 0 | 9.6025 | 48.9 | 0 | 2.7908 | 60.8371 | 0 | 0 | 0
3011 | 93.6011 | 0 | 93.6011 | 42.9 | 2 | 0 | 4 | 6.5848 | 50.9275 | 6.5848 | 50.9275 | 0 | 0 | 12 | 0 | 0.81119 | 0 | 12.8112 | 0 | 21.1504 | 48.9 | 0 | 2.808 | 59.9437 | 0 | 0 | 0
3012 | 90.755 | 0 | 90.755 | 42.9 | 2 | 0 | 4 | 6.777 | 52.1647 | 6.777 | 52.1647 | 0 | 0 | 12 | 0 | 5.0868 | 0 | 17.0868 | 0 | 36.6402 | 48.9 | 0 | 2.7227 | 59.4883 | 0 | 0 | 0
3013 | 91.7234 | 0 | 91.7234 | 42.9 | 2 | 0 | 4 | 6.7242 | 51.8862 | 6.7242 | 51.8862 | 0 | 0 | 12 | 0 | 3.7871 | 0 | 15.7871 | 0 | 50.9317 | 48.9 | 0 | 2.7517 | 59.6267 | 0 | 0 | 0
3014 | 89.239 | 0 | 89.239 | 42.9 | 2 | 0 | 4 | 9.0324 | 42.8525 | 9.0324 | 42.8525 | 0 | 0 | 6.6638 | 0 | 4.882 | 0 | 11.5458 | 0 | 61.4301 | 48.9 | 0 | 2.6772 | 60.0784 | 0 | 0 | 0
3015 | 87.136 | 0 | 87.136 | 42.9 | 2 | 0 | 4 | 9.3851 | 36.7266 | 9.2325 | 36.1295 | 0.15257 | 0.59703 | 0 | 0 | 7.126 | 0 | 7.126 | 0 | 68 | 48.9 | 0 | 2.6141 | 72.4693 | 0 | 1.5099e-14 | 0
3016 | 92.5888 | 0 | 92.5888 | 42.9 | 2 | 6.3161 | 8.0871 | 9.0359 | 24.2497 | 9.0359 | 24.2497 | 0 | 0 | 0 | 0 | 0 | 0 | 0 | 0 | 68 | 52.9871 | 0 | 2.7777 | 74.0129 | 0 | 0 | 0
3017 | 96.6885 | 0 | 96.6885 | 51.1118 | 2 | 8.1249 | 10 | 8.3199 | 12.0822 | 8.3199 | 12.0822 | 0 | 0 | 0 | 0 | 0 | 5.0497 | 0 | 5.0497 | 62.5228 | 63.1118 | 0 | 2.9007 | 58.8385 | 0 | 0 | 0
3018 | 104.6118 | 0 | 104.6118 | 50.5557 | 2 | 10.0791 | 10 | 9.9769 | 6.7405e-15 | 9.9769 | 6.7405e-15 | 0 | 0 | 0 | 12 | 0 | 10 | 0 | 22 | 38.3429 | 62.5557 | 0 | 3.1384 | 42.4443 | 0 | 0 | 0
3019 | 109.899 | 0 | 109.899 | 55 | 10.9851 | 10.892 | 10 | 7.6326 | 0 | 7.6326 | 0 | 0 | 0 | 0 | 12 | 0 | 3.3894 | 0 | 15.3894 | 21.3333 | 75.9851 | 0 | 3.297 | 29.0149 | 0 | 1.4211e-14 | 0
3020 | 113.5337 | 0 | 113.5337 | 55 | 14.9356 | 10.9588 | 10 | 10.6393 | 0 | 10.6393 | 0 | 0 | 0 | 0 | 12 | 0 | 0 | 0 | 12 | 8 | 79.9356 | 0 | 3.406 | 25.0644 | 0 | 0 | 0
3021 | 110.6487 | 0 | 110.6487 | 55 | 17.8091 | 10.7292 | 10 | 9.9105 | 0 | 9.9105 | 0 | 0 | 0 | 0 | 7.2 | 0 | 0 | 0 | 7.2 | 0 | 82.8091 | 0 | 3.3195 | 22.1909 | 0 | 1.4211e-14 | 0
3022 | 104.4979 | 0 | 104.4979 | 55 | 18.9055 | 10.0016 | 10 | 10.5908 | 0 | 10.5908 | 0 | 0 | 0 | 0 | 0 | 0 | 0 | 0 | 0 | 0 | 83.9055 | 0 | 3.1349 | 21.0945 | 0 | 1.4211e-14 | 0
3023 | 99.0057 | 0 | 99.0057 | 55 | 14.7319 | 9.5041 | 10 | 9.7697 | 0 | 9.7697 | 0 | 0 | 0 | 0 | 0 | 0 | 0 | 0 | 0 | 0 | 79.7319 | 0 | 2.9702 | 25.2681 | 0 | 0 | -1.4211e-14
3024 | 92.3781 | 0 | 92.3781 | 55 | 8.0672 | 8.7097 | 10 | 10.6012 | 0 | 10.6012 | 0 | 0 | 0 | 0 | 0 | 0 | 0 | 0 | 0 | 0 | 73.0672 | 0 | 2.7713 | 46.9328 | 0 | 0 | 0
3025 | 92.4403 | 0 | 92.4403 | 55 | 8.7395 | 8.7898 | 10 | 9.9109 | 0 | 9.9109 | 0 | 0 | 0 | 0 | 0 | 0 | 0 | 0 | 0 | 0 | 73.7395 | 0 | 2.7732 | 46.2605 | 0 | 0 | 0
3026 | 93.9197 | 0 | 93.9197 | 55 | 8.4407 | 8.7542 | 10 | 11.7248 | 0 | 11.7248 | 0 | 0 | 0 | 0 | 0 | 0 | 0 | 0 | 0 | 0 | 73.4407 | 0 | 2.8176 | 46.5593 | 0 | 0 | 0
3027 | 93.9713 | 0 | 93.9713 | 55 | 9.5227 | 8.8832 | 10 | 10.5653 | 0 | 10.5653 | 0 | 0 | 0 | 0 | 0 | 0 | 0 | 0 | 0 | 0 | 74.5227 | 0 | 2.8191 | 45.4773 | 0 | 0 | 0
3028 | 93.5283 | 0 | 93.5283 | 55 | 9.1972 | 8.8444 | 10 | 10.4867 | 0 | 10.4867 | 0 | 0 | 0 | 0 | 0 | 0 | 0 | 0 | 0 | 0 | 74.1972 | 0 | 2.8058 | 45.8028 | 0 | 0 | 0
3029 | 93.2314 | 0 | 93.2314 | 55 | 8.4852 | 8.7595 | 10 | 10.9866 | 0 | 10.9866 | 0 | 0 | 0 | 0 | 0 | 0 | 0 | 0 | 0 | 0 | 73.4852 | 0 | 2.7969 | 46.5148 | 0 | 0 | -1.4211e-14
3030 | 95.6057 | 0 | 95.6057 | 55 | 11.5694 | 9.1272 | 10 | 9.9091 | 0 | 9.9091 | 0 | 0 | 0 | 0 | 0 | 0 | 0 | 0 | 0 | 0 | 76.5694 | 0 | 2.8682 | 43.4306 | 0 | 0 | 0
3031 | 96.5221 | 0 | 96.5221 | 53.5022 | 2.75 | 7.8973 | 10 | 8.9594 | 13.4133 | 8.9594 | 13.4133 | 0 | 0 | 0 | 0 | 0 | 0 | 0 | 0 | 0 | 66.2522 | 0 | 2.8957 | 53.7478 | 0 | 0 | 0
3032 | 94.446 | 0 | 94.446 | 42.9 | 2.75 | 6.4909 | 8.8033 | 8.1069 | 25.3949 | 8.1069 | 25.3949 | 0 | 0 | 0 | 0 | 0 | 0 | 0 | 0 | 0 | 54.4533 | 0 | 2.8334 | 65.5467 | 0 | 0 | 0
3033 | 91.6126 | 0 | 91.6126 | 42.9 | 2.75 | 0 | 4 | 7.3192 | 36.8027 | 7.3192 | 36.8027 | 0 | 0 | 2.1592 | 0 | 0 | 0 | 2.1592 | 0 | 1.9433 | 49.65 | 0 | 2.7484 | 75.408 | 0 | 0 | 0
3034 | 94.885 | 0 | 94.885 | 42.9 | 2.75 | 0 | 4 | 7.6774 | 42.257 | 7.6774 | 42.257 | 0 | 0 | 4.6994 | 0 | 0 | 0 | 4.6994 | 0 | 6.1727 | 49.65 | 0 | 2.8466 | 75.1375 | 0 | 0 | 0
3035 | 91.0314 | 0 | 91.0314 | 42.9 | 2.75 | 0 | 4 | 8.0173 | 50.8808 | 8.0173 | 50.8808 | 0 | 0 | 12 | 0 | 5.5168 | 0 | 17.5168 | 0 | 22.059 | 49.65 | 0 | 2.7309 | 73.7724 | 0 | 0 | 0
3036 | 89.9987 | 0 | 89.9987 | 42.9 | 2.75 | 0 | 4 | 8.2071 | 51.1937 | 8.2071 | 51.1937 | 0 | 0 | 12 | 0 | 7.0521 | 0 | 19.0521 | 0 | 39.3607 | 49.65 | 0 | 2.7 | 73.6089 | 0 | 0 | 0
3037 | 91.9487 | 0 | 91.9487 | 42.9 | 2.75 | 0 | 4 | 8.3652 | 51.7531 | 8.3652 | 51.7531 | 0 | 0 | 12 | 0 | 5.8196 | 0 | 17.8196 | 0 | 55.5261 | 49.65 | 0 | 2.7585 | 73.7401 | 0 | 0 | 0
3038 | 87.6971 | 0 | 87.6971 | 42.9 | 2.75 | 1.4211e-14 | 4 | 6.8535 | 43.2943 | 6.8535 | 43.2943 | 0 | 0 | 10.4747 | 0 | 1.626 | 0 | 12.1008 | 0 | 66.4525 | 49.65 | 0 | 2.6309 | 74.3492 | 0 | 0 | 0
3039 | 89.9036 | 0 | 89.9036 | 42.9 | 2.75 | 0 | 4 | 8.8441 | 35.5779 | 8.3484 | 33.5838 | 0.4957 | 1.9941 | 0 | 0 | 1.6785 | 0 | 1.6785 | 0 | 68 | 49.65 | 0 | 2.6971 | 87.1941 | 0 | 0 | -2.8866e-15
3040 | 95.5164 | 0 | 95.5164 | 44.1654 | 2.75 | 6.7844 | 10 | 9.0117 | 22.8048 | 9.0117 | 22.8048 | 0 | 0 | 0 | 0 | 0 | 0 | 0 | 0 | 68 | 56.9154 | 0 | 2.8655 | 85.0846 | 0 | 1.4211e-14 | 0
3041 | 99.1345 | 0 | 99.1345 | 51.539 | 2.75 | 8.3766 | 10 | 7.4955 | 12.9892 | 7.4955 | 12.9892 | 0 | 0 | 0 | 0 | 0 | 5.9841 | 0 | 5.9841 | 61.5093 | 64.289 | 0 | 2.974 | 71.7269 | 0 | 0 | 0
3042 | 103.8055 | 0 | 103.8055 | 49.9894 | 2.75 | 9.993 | 10 | 9.9794 | 5.8724e-15 | 9.9794 | 5.8724e-15 | 0 | 0 | 0 | 11.0937 | 0 | 10 | 0 | 21.0937 | 38.3365 | 62.7394 | 0 | 3.1142 | 58.1669 | 0 | 0 | 0
3043 | 106.5158 | 0 | 106.5158 | 55 | 6.3403 | 10.2269 | 10 | 10.4937 | 0 | 10.4937 | 0 | 0 | 0 | 0 | 12 | 0 | 2.455 | 0 | 14.455 | 22.3404 | 71.3403 | 0 | 3.1955 | 48.6597 | 0 | 0 | -1.4211e-14
3044 | 114.4777 | 0 | 114.4777 | 55 | 16.6951 | 11.1686 | 10 | 9.614 | 0 | 9.614 | 0 | 0 | 0 | 0 | 12 | 0 | 0 | 0 | 12 | 9.007 | 81.6951 | 0 | 3.4343 | 38.3049 | 0 | 0 | 0
3045 | 108.6854 | 0 | 108.6854 | 55 | 13.8107 | 10.3606 | 10 | 11.4078 | 0 | 11.4078 | 0 | 0 | 0 | 0 | 8.1063 | 0 | 0 | 0 | 8.1063 | 0 | 78.8107 | 0 | 3.2606 | 41.1893 | 0 | 0 | 0
3046 | 102.0648 | 0 | 102.0648 | 55 | 15.7311 | 9.6233 | 10 | 11.7104 | 0 | 11.7104 | 0 | 0 | 0 | 0 | 0 | 0 | 0 | 0 | 0 | 0 | 80.7311 | 0 | 3.0619 | 39.2689 | 0 | 0 | 0
3047 | 101.9983 | 0 | 101.9983 | 55 | 15.6105 | 9.6089 | 10 | 11.779 | 0 | 11.779 | 0 | 0 | 0 | 0 | 0 | 0 | 0 | 0 | 0 | 0 | 80.6105 | 0 | 3.0599 | 39.3895 | 0 | 0 | -1.4211e-14
3048 | 98.4992 | 0 | 98.4992 | 55 | 10.68 | 9.0211 | 10 | 13.7981 | 0 | 13.7981 | 0 | 0 | 0 | 0 | 0 | 0 | 0 | 0 | 0 | 0 | 75.68 | 0 | 2.955 | 44.32 | 0 | 0 | 0
3049 | 99.0558 | 0 | 99.0558 | 55 | 11.6795 | 9.1403 | 10 | 13.236 | 0 | 13.236 | 0 | 0 | 0 | 0 | 0 | 0 | 0 | 0 | 0 | 0 | 76.6795 | 0 | 2.9717 | 43.3205 | 0 | 0 | 0
3050 | 98.0246 | 0 | 98.0246 | 55 | 11.7412 | 9.1476 | 10 | 12.1358 | 0 | 12.1358 | 0 | 0 | 0 | 0 | 0 | 0 | 0 | 0 | 0 | 0 | 76.7412 | 0 | 2.9407 | 43.2588 | 0 | 0 | 0
3051 | 97.3896 | 0 | 97.3896 | 55 | 11.8429 | 9.1598 | 10 | 11.3869 | 0 | 11.3869 | 0 | 0 | 0 | 0 | 0 | 0 | 0 | 0 | 0 | 0 | 76.8429 | 0 | 2.9217 | 43.1571 | 0 | 0 | -1.4211e-14
3052 | 100.8793 | 0 | 100.8793 | 55 | 13.4448 | 9.3507 | 10 | 13.0838 | 0 | 13.0838 | 0 | 0 | 0 | 0 | 0 | 0 | 0 | 0 | 0 | 0 | 78.4448 | 0 | 3.0264 | 41.5552 | 0 | 0 | 0
3053 | 99.2261 | 0 | 99.2261 | 55 | 14.6724 | 9.4971 | 10 | 10.0567 | 0 | 10.0567 | 0 | 0 | 0 | 0 | 0 | 0 | 0 | 0 | 0 | 0 | 79.6724 | 0 | 2.9768 | 40.3276 | 0 | 0 | 0
3054 | 98.8267 | 0 | 98.8267 | 55 | 12.4068 | 9.227 | 10 | 12.1929 | 0 | 12.1929 | 0 | 0 | 0 | 0 | 0 | 0 | 0 | 0 | 0 | 0 | 77.4068 | 0 | 2.9648 | 42.5932 | 0 | 1.4211e-14 | 0
3055 | 97.5349 | 0 | 97.5349 | 53.0449 | 2.75 | 7.8428 | 10 | 11.1383 | 12.759 | 11.1383 | 12.759 | 0 | 0 | 0 | 0 | 0 | 0 | 0 | 0 | 0 | 65.7949 | 0 | 2.926 | 54.2051 | 0 | 0 | 0
3056 | 97.6325 | 0 | 97.6325 | 44.9858 | 2.75 | 6.8822 | 10 | 8.1816 | 24.8329 | 8.1816 | 24.8329 | 0 | 0 | 0 | 0 | 0 | 0 | 0 | 0 | 0 | 57.7358 | 0 | 2.929 | 62.2642 | 0 | 0 | 0
3057 | 97.0007 | 0 | 97.0007 | 42.9 | 2.75 | 0 | 4 | 10.8468 | 39.7174 | 10.8468 | 39.7174 | 0 | 0 | 3.2135 | 0 | 0 | 0 | 3.2135 | 0 | 2.8921 | 49.65 | 0 | 2.91 | 75.2958 | 0 | 0 | 0
3058 | 99.2907 | 0 | 99.2907 | 42.9 | 2.75 | 0 | 4 | 9.2547 | 45.5845 | 9.2547 | 45.5845 | 0 | 0 | 5.1984 | 0 | 0 | 0 | 5.1984 | 0 | 7.5707 | 49.65 | 0 | 2.9787 | 75.0843 | 0 | 0 | 0
3059 | 96.9827 | 0 | 96.9827 | 42.9 | 2.75 | 7.1054e-15 | 4 | 8.5011 | 50.5368 | 8.5011 | 50.5368 | 0 | 0 | 11.7053 | 0 | 0 | 0 | 11.7053 | 0 | 18.1055 | 49.65 | 0 | 2.9095 | 74.3913 | 0 | 0 | 0
3060 | 97.5232 | 0 | 97.5232 | 42.9 | 2.75 | 0 | 4 | 9.3355 | 50.544 | 9.3355 | 50.544 | 0 | 0 | 12 | 0 | 0.0062998 | 0 | 12.0063 | 0 | 28.9113 | 49.65 | 0 | 2.9257 | 74.3593 | 0 | 0 | 0
3061 | 95.1917 | 0 | 95.1917 | 42.9 | 2.75 | 0 | 4 | 9.9469 | 52.4678 | 9.9469 | 52.4678 | 0 | 0 | 12 | 0 | 4.8731 | 0 | 16.8731 | 0 | 44.204 | 49.65 | 0 | 2.8558 | 73.8409 | 0 | 0 | 0
3062 | 94.0572 | 0 | 94.0572 | 42.9 | 2.75 | 1.4211e-14 | 4 | 8.9497 | 46.5935 | 8.9497 | 46.5935 | 0 | 0 | 9.2161 | 0 | 1.9199 | 0 | 11.136 | 0 | 54.2686 | 49.65 | 0 | 2.8217 | 74.452 | 0 | 0 | 0
3063 | 94.9852 | 0 | 94.9852 | 42.9 | 2.75 | 7.1054e-15 | 4 | 10.4329 | 37.1383 | 10.4329 | 37.1383 | 0 | 0 | 0 | 0 | 2.2359 | 0 | 2.2359 | 0 | 56.33 | 49.65 | 0 | 2.8496 | 87.3999 | 0 | 0 | 0
3064 | 99.2223 | 0 | 99.2223 | 43.8204 | 2.75 | 6.7433 | 10 | 9.8436 | 26.0651 | 9.8436 | 26.0651 | 0 | 0 | 0 | 0 | 0 | 0 | 0 | 0 | 56.33 | 56.5704 | 0 | 2.9767 | 83.1095 | 0 | 0 | -1.4211e-14
3065 | 105.274 | 0 | 105.274 | 50.1069 | 2.75 | 8.5474 | 10 | 10.7964 | 14.2246 | 10.7964 | 14.2246 | 0 | 0 | 0 | 1.1688 | 0 | 7.6799 | 0 | 8.8486 | 46.7014 | 62.8569 | 0 | 3.1582 | 67.9743 | 0 | 0 | 0
3066 | 110.5253 | 0 | 110.5253 | 55 | 12.0488 | 10.6147 | 10 | 10.8618 | 6.6413e-15 | 10.8618 | 6.6413e-15 | 0 | 0 | 0 | 12 | 0 | 0 | 0 | 12 | 33.368 | 77.0488 | 0 | 3.3158 | 42.9512 | 0 | 0 | 0
3067 | 111.3199 | 0 | 111.3199 | 55 | 10.9591 | 10.4848 | 10 | 12.876 | 0 | 12.876 | 0 | 0 | 0 | 0 | 12 | 0 | 0 | 0 | 12 | 20.0347 | 75.9591 | 0 | 3.3396 | 44.0409 | 0 | 0 | 0
3068 | 117.5688 | 0 | 117.5688 | 55 | 16.9779 | 11.2023 | 10 | 12.3886 | 0 | 12.3886 | 0 | 0 | 0 | 0 | 12 | 0 | 0 | 0 | 12 | 6.7014 | 81.9779 | 0 | 3.5271 | 38.0221 | 0 | 0 | 0
3069 | 113.4523 | 0 | 113.4523 | 55 | 19.5844 | 10.8015 | 10 | 12.0352 | 0 | 12.0352 | 0 | 0 | 0 | 0 | 6.0312 | 0 | 0 | 0 | 6.0312 | 0 | 84.5844 | 0 | 3.4036 | 35.4156 | 0 | 0 | 0
3070 | 112.2353 | 0 | 112.2353 | 55 | 23.8885 | 10.5956 | 10 | 12.7512 | 0 | 12.7512 | 0 | 0 | 0 | 0 | 0 | 0 | 0 | 0 | 0 | 0 | 88.8885 | 0 | 3.3671 | 31.1115 | 0 | 0 | -1.4211e-14
3071 | 104.9089 | 0 | 104.9089 | 55 | 18.4221 | 9.944 | 10 | 11.5427 | 0 | 11.5427 | 0 | 0 | 0 | 0 | 0 | 0 | 0 | 0 | 0 | 0 | 83.4221 | 0 | 3.1473 | 36.5779 | 0 | 0 | -1.4211e-14
3072 | 91.1169 | 0 | 91.1169 | 52.9477 | 2 | 7.7419 | 10 | 18.4273 | 0 | 18.4273 | 0 | 0 | 0 | 0 | 0 | 0 | 0 | 0 | 0 | 0 | 64.9477 | 0 | 2.7335 | 40.0523 | 0 | 0 | 0
3073 | 92.864 | 0 | 92.864 | 55 | 3.9597 | 8.2201 | 10 | 15.6843 | 0 | 15.6843 | 0 | 0 | 0 | 0 | 0 | 0 | 0 | 0 | 0 | 0 | 68.9597 | 0 | 2.7859 | 36.0403 | 0 | 0 | 0
3074 | 92.3779 | 0 | 92.3779 | 55 | 2.1575 | 8.0053 | 10 | 17.2151 | 0 | 17.2151 | 0 | 0 | 0 | 0 | 0 | 0 | 0 | 0 | 0 | 0 | 67.1575 | 0 | 2.7713 | 37.8425 | 0 | 0 | 0
3075 | 93.6742 | 0 | 93.6742 | 55 | 4.3896 | 8.2713 | 10 | 16.0133 | 0 | 16.0133 | 0 | 0 | 0 | 0 | 0 | 0 | 0 | 0 | 0 | 0 | 69.3896 | 0 | 2.8102 | 35.6104 | 0 | 0 | 0
3076 | 93.59 | 0 | 93.59 | 55 | 4.997 | 8.3437 | 10 | 15.2493 | 0 | 15.2493 | 0 | 0 | 0 | 0 | 0 | 0 | 0 | 0 | 0 | 0 | 69.997 | 0 | 2.8077 | 35.003 | 0 | 0 | 0
3077 | 97.3564 | 0 | 97.3564 | 55 | 7.678 | 8.6633 | 10 | 16.0151 | 0 | 16.0151 | 0 | 0 | 0 | 0 | 0 | 0 | 0 | 0 | 0 | 0 | 72.678 | 0 | 2.9207 | 32.322 | 0 | 0 | 0
3078 | 96.8524 | 0 | 96.8524 | 55 | 9.277 | 8.8539 | 10 | 13.7215 | 0 | 13.7215 | 0 | 0 | 0 | 0 | 0 | 0 | 0 | 0 | 0 | 0 | 74.277 | 0 | 2.9056 | 30.723 | 0 | 0 | -1.4211e-14
3079 | 96.5629 | 0 | 96.5629 | 50.9124 | 2 | 7.4992 | 10 | 14.4767 | 11.6746 | 14.4767 | 11.6746 | 0 | 0 | 0 | 0 | 0 | 0 | 0 | 0 | 0 | 62.9124 | 0 | 2.8969 | 42.0876 | 0 | 0 | 0
3080 | 93.9339 | 0 | 93.9339 | 42.9 | 2 | 6.0874 | 6.1684 | 14.0958 | 22.6823 | 14.0958 | 22.6823 | 0 | 0 | 0 | 0 | 0 | 0 | 0 | 0 | 0 | 51.0684 | 0 | 2.818 | 53.9316 | 0 | 0 | 0
3081 | 92.2585 | 0 | 92.2585 | 42.9 | 2 | 4.7183 | 4 | 12.1396 | 26.5006 | 12.1396 | 26.5006 | 0 | 0 | 0 | 0 | 0 | 0 | 0 | 0 | 0 | 48.9 | 0 | 2.7678 | 57.0923 | 0 | 0 | 0
3082 | 93.3237 | 0 | 93.3237 | 42.9 | 2 | 7.1054e-15 | 4 | 12.4584 | 34.4953 | 12.4584 | 34.4953 | 0 | 0 | 2.53 | 0 | 0 | 0 | 2.53 | 0 | 2.277 | 48.9 | 0 | 2.7997 | 61.0387 | 0 | 0 | 0
3083 | 94.7729 | 0 | 94.7729 | 42.9 | 2 | 0 | 4 | 11.0619 | 41.6593 | 11.0619 | 41.6593 | 0 | 0 | 6.8484 | 0 | 0 | 0 | 6.8484 | 0 | 8.4406 | 48.9 | 0 | 2.8432 | 60.5787 | 0 | 0 | 0
3084 | 93.3087 | 0 | 93.3087 | 42.9 | 2 | 0 | 4 | 14.0723 | 42.7865 | 14.0723 | 42.7865 | 0 | 0 | 12 | 0 | 0.4501 | 0 | 12.4501 | 0 | 19.6555 | 48.9 | 0 | 2.7993 | 59.9821 | 0 | 0 | 0
3085 | 93.708 | 0 | 93.708 | 42.9 | 2 | 0 | 4 | 12.9446 | 35.8453 | 12.9446 | 35.8453 | 0 | 0 | 3.982 | 0 | 0 | 0 | 3.982 | 0 | 23.2393 | 48.9 | 0 | 2.8112 | 61.2666 | 0 | 0 | 0
3086 | 89.9559 | 0 | 89.9559 | 42.9 | 2 | 0 | 4 | 13.4149 | 38.7764 | 13.4149 | 38.7764 | 0 | 0 | 11.1354 | 0 | 0 | 0 | 11.1354 | 0 | 33.2611 | 48.9 | 0 | 2.6987 | 60.5047 | 0 | 0 | 0
3087 | 91.7535 | 0 | 91.7535 | 42.9 | 2 | 0 | 4 | 15.4867 | 32.1475 | 15.4867 | 32.1475 | 0 | 0 | 4.7806 | 0 | 0 | 0 | 4.7806 | 0 | 37.5637 | 48.9 | 0 | 2.7526 | 61.1815 | 0 | 0 | 0
3088 | 94.2743 | 0 | 94.2743 | 42.9 | 2 | 6.1274 | 6.5035 | 14.4246 | 22.3188 | 14.4246 | 22.3188 | 0 | 0 | 0 | 0 | 0 | 0 | 0 | 0 | 37.5637 | 51.4035 | 0 | 2.8282 | 65.9791 | 0 | 0 | 0
3089 | 100.5095 | 0 | 100.5095 | 48.5 | 2 | 8.1753 | 10 | 12.7385 | 11.012 | 12.7385 | 11.012 | 0 | 0 | 0 | 7.7012 | 0 | 0.38259 | 0 | 8.0838 | 28.5919 | 60.5 | 0 | 3.0153 | 48.7988 | 0 | 0 | 0
3090 | 104.1642 | 0 | 104.1642 | 55 | 2.2019 | 9.441 | 10 | 15.5213 | 5.3355e-15 | 15.5213 | 5.3355e-15 | 0 | 0 | 0 | 12 | 0 | 0 | 0 | 12 | 15.2585 | 67.2019 | 0 | 3.1249 | 37.7981 | 0 | 0 | 0
3091 | 106.811 | 0 | 106.811 | 55 | 5.9703 | 9.8902 | 10 | 13.9506 | 0 | 13.9506 | 0 | 0 | 0 | 0 | 12 | 0 | 0 | 0 | 12 | 1.9252 | 70.9703 | 0 | 3.2043 | 34.0297 | 0 | 0 | 0
3092 | 116.5853 | 0 | 116.5853 | 55 | 23.6404 | 10.7726 | 10 | 15.4397 | 0 | 15.4397 | 0 | 0 | 0 | 0 | 1.7327 | 0 | 0 | 0 | 1.7327 | 0 | 88.6404 | 0 | 3.4976 | 16.3596 | 0 | 0 | 0
3093 | 111.31 | 0 | 111.31 | 55 | 21.3043 | 10.2876 | 10 | 14.7181 | 0 | 14.7181 | 0 | 0 | 0 | 0 | 0 | 0 | 0 | 0 | 0 | 0 | 86.3043 | 0 | 3.3393 | 18.6957 | 0 | 0 | 0
3094 | 107.2209 | 0 | 107.2209 | 55 | 16.309 | 9.6921 | 10 | 16.2197 | 0 | 16.2197 | 0 | 0 | 0 | 0 | 0 | 0 | 0 | 0 | 0 | 0 | 81.309 | 0 | 3.2166 | 23.691 | 0 | 0 | 0
3095 | 99.7647 | 0 | 99.7647 | 55 | 10.5185 | 9.0019 | 10 | 15.2443 | 0 | 15.2443 | 0 | 0 | 0 | 0 | 0 | 0 | 0 | 0 | 0 | 0 | 75.5185 | 0 | 2.9929 | 29.4815 | 0 | 1.4211e-14 | 0
3096 | 94.5046 | 0 | 94.5046 | 54.1798 | 2 | 7.8887 | 10 | 20.4361 | 0 | 20.4361 | 0 | 0 | 0 | 0 | 0 | 0 | 0 | 0 | 0 | 0 | 66.1798 | 0 | 2.8351 | 38.8202 | 0 | 0 | 0
3097 | 93.7804 | 0 | 93.7804 | 54.1561 | 2 | 7.8859 | 10 | 19.7385 | 0 | 19.7385 | 0 | 0 | 0 | 0 | 0 | 0 | 0 | 0 | 0 | 0 | 66.1561 | 0 | 2.8134 | 38.8439 | 0 | 0 | 0
3098 | 98.0585 | 0 | 98.0585 | 55 | 5.6727 | 8.4243 | 10 | 18.9615 | 0 | 18.9615 | 0 | 0 | 0 | 0 | 0 | 0 | 0 | 0 | 0 | 0 | 70.6727 | 0 | 2.9418 | 34.3273 | 0 | 0 | 0
3099 | 98.0827 | 0 | 98.0827 | 55 | 6.403 | 8.5113 | 10 | 18.1683 | 0 | 18.1683 | 0 | 0 | 0 | 0 | 0 | 0 | 0 | 0 | 0 | 0 | 71.403 | 0 | 2.9425 | 33.597 | 0 | 0 | 0
3100 | 95.8572 | 0 | 95.8572 | 55 | 3.3483 | 8.1472 | 10 | 19.3617 | 0 | 19.3617 | 0 | 0 | 0 | 0 | 0 | 0 | 0 | 0 | 0 | 0 | 68.3483 | 0 | 2.8757 | 36.6517 | 0 | 0 | 0
3101 | 99.0529 | 0 | 99.0529 | 55 | 7.2226 | 8.609 | 10 | 18.2212 | 0 | 18.2212 | 0 | 0 | 0 | 0 | 0 | 0 | 0 | 0 | 0 | 0 | 72.2226 | 0 | 2.9716 | 32.7774 | 0 | 0 | 0
3102 | 98.2045 | 0 | 98.2045 | 55 | 5.2458 | 8.3734 | 10 | 19.5852 | 0 | 19.5852 | 0 | 0 | 0 | 0 | 0 | 0 | 0 | 0 | 0 | 0 | 70.2458 | 0 | 2.9461 | 34.7542 | 0 | 0 | 0
3103 | 97.3208 | 0 | 97.3208 | 48.0802 | 2 | 7.1616 | 10 | 19.0145 | 11.0645 | 19.0145 | 11.0645 | 0 | 0 | 0 | 0 | 0 | 0 | 0 | 0 | 0 | 60.0802 | 0 | 2.9196 | 44.9198 | 0 | 0 | 0
3104 | 97.1685 | 0 | 97.1685 | 42.9 | 2 | 6.2676 | 7.6797 | 18.1589 | 20.1623 | 18.1589 | 20.1623 | 0 | 0 | 0 | 0 | 0 | 0 | 0 | 0 | 0 | 52.5797 | 0 | 2.9151 | 52.4203 | 0 | 0 | 0
3105 | 97.7282 | 0 | 97.7282 | 42.9 | 2 | 0.68623 | 4 | 16.8951 | 31.2468 | 16.8951 | 31.2468 | 0 | 0 | 0 | 0 | 0 | 0 | 0 | 0 | 0 | 48.9 | 0 | 2.9318 | 60.695 | 0 | 0 | -1.4211e-14
3106 | 96.2474 | 0 | 96.2474 | 42.9 | 2 | 0 | 4 | 15.5773 | 38.7615 | 15.5773 | 38.7615 | 0 | 0 | 6.9913 | 0 | 0 | 0 | 6.9913 | 0 | 6.2922 | 48.9 | 0 | 2.8874 | 60.5635 | 0 | 0 | 0
3107 | 96.8511 | 0 | 96.8511 | 42.9 | 2 | 0 | 4 | 15.5973 | 43.311 | 15.5973 | 43.311 | 0 | 0 | 10.9572 | 0 | 0 | 0 | 10.9572 | 0 | 16.1537 | 48.9 | 0 | 2.9055 | 60.1411 | 0 | 0 | 0
3108 | 92.7349 | 0 | 92.7349 | 42.9 | 2 | 7.1054e-15 | 4 | 18.2052 | 41.1216 | 18.2052 | 41.1216 | 0 | 0 | 12 | 0 | 3.4919 | 0 | 15.4919 | 0 | 30.1731 | 48.9 | 0 | 2.782 | 59.6582 | 0 | 0 | 0
3109 | 91.7394 | 0 | 91.7394 | 42.9 | 2 | 0 | 4 | 15.0582 | 42.0254 | 15.0582 | 42.0254 | 0 | 0 | 12 | 0 | 2.2442 | 0 | 14.2442 | 0 | 43.0421 | 48.9 | 0 | 2.7522 | 59.791 | 0 | 0 | 0
3110 | 90.4115 | 0 | 90.4115 | 42.9 | 2 | 0 | 4 | 15.2 | 36.3912 | 15.2 | 36.3912 | 0 | 0 | 10.0797 | 0 | 0 | 0 | 10.0797 | 0 | 52.1139 | 48.9 | 0 | 2.7123 | 65.1103 | 0 | 0 | 0
3111 | 93.9317 | 0 | 93.9317 | 42.9 | 2 | 1.7282 | 4 | 15.8468 | 27.4566 | 15.8468 | 27.4566 | 0 | 0 | 0 | 0 | 0 | 0 | 0 | 0 | 52.1139 | 48.9 | 0 | 2.8179 | 76.6397 | 0 | 0 | 0
3112 | 96.0253 | 0 | 96.0253 | 42.9 | 2 | 6.4519 | 9.226 | 16.5611 | 18.8862 | 16.5611 | 18.8862 | 0 | 0 | 0 | 0 | 0 | 0 | 0 | 0 | 52.1139 | 54.126 | 0 | 2.8808 | 67.7497 | 0 | 1.4211e-14 | 0
3113 | 103.2589 | 0 | 103.2589 | 49.3018 | 2 | 8.112 | 10 | 17.4518 | 9.6426 | 17.4518 | 9.6426 | 0 | 0 | 0 | 1.8751 | 0 | 4.8757 | 0 | 6.7508 | 44.7419 | 61.3018 | 0 | 3.0978 | 53.8231 | 0 | 0 | 0
3114 | 104.6757 | 0 | 104.6757 | 53.7068 | 2 | 9.2627 | 10 | 17.7062 | 4.9128e-15 | 17.7062 | 4.9128e-15 | 0 | 0 | 0 | 12 | 0 | 0 | 0 | 12 | 31.4086 | 65.7068 | 0 | 3.1403 | 39.2932 | 0 | 0 | 0
3115 | 111.2584 | 0 | 111.2584 | 55 | 4.5994 | 9.7267 | 10 | 19.9323 | 0 | 19.9323 | 0 | 0 | 0 | 0 | 12 | 0 | 0 | 0 | 12 | 18.0753 | 69.5994 | 0 | 3.3378 | 35.4006 | 0 | 0 | 0
3116 | 115.3042 | 0 | 115.3042 | 55 | 8.6799 | 10.2131 | 10 | 19.4112 | 0 | 19.4112 | 0 | 0 | 0 | 0 | 12 | 0 | 0 | 0 | 12 | 4.7419 | 73.6799 | 0 | 3.4591 | 31.3201 | 0 | 1.4211e-14 | 0
3117 | 109.4965 | 0 | 109.4965 | 55 | 10.3455 | 9.49 | 10 | 20.3932 | 0 | 20.3932 | 0 | 0 | 0 | 0 | 4.2677 | 0 | 0 | 0 | 4.2677 | 0 | 75.3455 | 0 | 3.2849 | 29.6545 | 0 | 0 | 0
3118 | 106.1656 | 0 | 106.1656 | 55 | 12.4348 | 9.2303 | 10 | 19.5004 | 0 | 19.5004 | 0 | 0 | 0 | 0 | 0 | 0 | 0 | 0 | 0 | 0 | 77.4348 | 0 | 3.185 | 27.5652 | 0 | 0 | -1.4211e-14
3119 | 101.1338 | 0 | 101.1338 | 55 | 9.1404 | 8.8376 | 10 | 18.1557 | 0 | 18.1557 | 0 | 0 | 0 | 0 | 0 | 0 | 0 | 0 | 0 | 0 | 74.1404 | 0 | 3.034 | 30.8596 | 0 | 1.4211e-14 | 0
3120 | 97.068 | 0 | 97.068 | 55 | 4.6533 | 8.3028 | 10 | 19.112 | 0 | 19.112 | 0 | 0 | 0 | 0 | 0 | 0 | 0 | 0 | 0 | 0 | 69.6533 | 0 | 2.912 | 35.3467 | 0 | 0 | -1.4211e-14
3121 | 100.8356 | 0 | 100.8356 | 55 | 6.9608 | 8.5778 | 10 | 20.297 | 0 | 20.297 | 0 | 0 | 0 | 0 | 0 | 0 | 0 | 0 | 0 | 0 | 71.9608 | 0 | 3.0251 | 33.0392 | 0 | 0 | 0
3122 | 101.1413 | 0 | 101.1413 | 55 | 8.3344 | 8.7416 | 10 | 19.0653 | 0 | 19.0653 | 0 | 0 | 0 | 0 | 0 | 0 | 0 | 0 | 0 | 0 | 73.3344 | 0 | 3.0342 | 31.6656 | 0 | 0 | 0
3123 | 99.7985 | 0 | 99.7985 | 55 | 8.3051 | 8.7381 | 10 | 17.7554 | 0 | 17.7554 | 0 | 0 | 0 | 0 | 0 | 0 | 0 | 0 | 0 | 0 | 73.3051 | 0 | 2.994 | 31.6949 | 0 | 0 | 0
3124 | 101.9638 | 0 | 101.9638 | 55 | 9.0575 | 8.8277 | 10 | 19.0786 | 0 | 19.0786 | 0 | 0 | 0 | 0 | 0 | 0 | 0 | 0 | 0 | 0 | 74.0575 | 0 | 3.0589 | 30.9425 | 0 | 1.4211e-14 | 0
3125 | 100.8136 | 0 | 100.8136 | 55 | 9.6368 | 8.8968 | 10 | 17.28 | 0 | 17.28 | 0 | 0 | 0 | 0 | 0 | 0 | 0 | 0 | 0 | 0 | 74.6368 | 0 | 3.0244 | 30.3632 | 0 | 0 | 0
3126 | 102.5067 | 0 | 102.5067 | 55 | 8.5761 | 8.7704 | 10 | 20.1602 | 0 | 20.1602 | 0 | 0 | 0 | 0 | 0 | 0 | 0 | 0 | 0 | 0 | 73.5761 | 0 | 3.0752 | 31.4239 | 0 | 0 | 0
3127 | 99.4244 | 0 | 99.4244 | 52.7967 | 2 | 7.7239 | 10 | 15.4055 | 11.4983 | 15.4055 | 11.4983 | 0 | 0 | 0 | 0 | 0 | 0 | 0 | 0 | 0 | 64.7967 | 0 | 2.9827 | 40.2033 | 0 | 0 | 0
3128 | 102.5264 | 0 | 102.5264 | 44.1606 | 2 | 6.6944 | 10 | 17.1221 | 22.5493 | 17.1221 | 22.5493 | 0 | 0 | 0 | 0 | 0 | 0 | 0 | 0 | 0 | 56.1606 | 0 | 3.0758 | 48.8394 | 0 | 0 | 0
3129 | 99.6299 | 0 | 99.6299 | 42.9 | 2 | 1.2142 | 4 | 14.9326 | 34.5831 | 14.9326 | 34.5831 | 0 | 0 | 0 | 0 | 0 | 0 | 0 | 0 | 0 | 48.9 | 0 | 2.9889 | 60.2233 | 0 | 0 | 0
3130 | 99.7221 | 0 | 99.7221 | 42.9 | 2 | 0 | 4 | 16.4843 | 39.0142 | 16.4843 | 39.0142 | 0 | 0 | 4.6764 | 0 | 0 | 0 | 4.6764 | 0 | 4.2088 | 48.9 | 0 | 2.9917 | 60.8101 | 0 | 0 | 0
3131 | 96.671 | 0 | 96.671 | 42.9 | 2 | 0 | 4 | 14.8297 | 43.4103 | 14.8297 | 43.4103 | 0 | 0 | 10.4689 | 0 | 0 | 0 | 10.4689 | 0 | 13.6308 | 48.9 | 0 | 2.9001 | 60.1931 | 0 | 0 | 0
3132 | 99.6737 | 0 | 99.6737 | 42.9 | 2 | 0 | 4 | 15.5498 | 42.3507 | 15.5498 | 42.3507 | 0 | 0 | 7.1268 | 0 | 0 | 0 | 7.1268 | 0 | 20.0449 | 48.9 | 0 | 2.9902 | 60.5491 | 0 | 0 | 0
3133 | 97.7965 | 0 | 97.7965 | 42.9 | 2 | 0 | 4 | 16.2574 | 48.7659 | 16.2574 | 48.7659 | 0 | 0 | 12 | 0 | 4.1268 | 0 | 16.1268 | 0 | 34.6496 | 48.9 | 0 | 2.9339 | 59.5905 | 0 | 0 | 0
3134 | 95.4297 | 0 | 95.4297 | 42.9 | 2 | 0 | 4 | 14.6117 | 42.0721 | 14.6117 | 42.0721 | 0 | 0 | 10.1541 | 0 | 0 | 0 | 10.1541 | 0 | 43.7883 | 48.9 | 0 | 2.8629 | 63.7344 | 0 | 0 | 0
3135 | 96.8021 | 0 | 96.8021 | 42.9 | 2 | 0 | 4 | 17.6318 | 33.354 | 17.6318 | 33.354 | 0 | 0 | 3.0837 | 0 | 0 | 0 | 3.0837 | 0 | 46.5636 | 48.9 | 0 | 2.9041 | 64.4875 | 0 | 0 | 0
3136 | 98.1278 | 0 | 98.1278 | 42.9 | 2 | 6.1984 | 7.099 | 14.5637 | 25.3667 | 14.5637 | 25.3667 | 0 | 0 | 0 | 0 | 0 | 0 | 0 | 0 | 46.5636 | 51.999 | 0 | 2.9438 | 68.5087 | 0 | 0 | 0
3137 | 102.6392 | 0 | 102.6392 | 47.027 | 2 | 7.7499 | 10 | 17.1072 | 12.7672 | 17.1072 | 12.7672 | 0 | 0 | 0 | 2.4802 | 0 | 3.5078 | 0 | 5.9879 | 40.0032 | 59.027 | 0 | 3.0792 | 55.4929 | 0 | 0 | -1.4211e-14
3138 | 109.0305 | 0 | 109.0305 | 55 | 4.7368 | 9.7431 | 10 | 17.5505 | 5.0581e-15 | 17.5505 | 5.0581e-15 | 0 | 0 | 0 | 12 | 0 | 0 | 0 | 12 | 26.6698 | 69.7368 | 0 | 3.2709 | 35.2632 | 0 | 0 | 0
3139 | 112.2177 | 0 | 112.2177 | 55 | 8.0053 | 10.1327 | 10 | 17.0796 | 0 | 17.0796 | 0 | 0 | 0 | 0 | 12 | 0 | 0 | 0 | 12 | 13.3365 | 73.0053 | 0 | 3.3665 | 31.9947 | 0 | 0 | 0
3140 | 121.4573 | 0 | 121.4573 | 55 | 14.4774 | 10.9042 | 10 | 19.0757 | 0 | 19.0757 | 0 | 0 | 0 | 0 | 12 | 0 | 0 | 0 | 12 | 0.0031783 | 79.4774 | 0 | 3.6437 | 25.5226 | 0 | 0 | 0
3141 | 115.3298 | 0 | 115.3298 | 55 | 21.5439 | 10.3165 | 10 | 18.4666 | 0 | 18.4666 | 0 | 0 | 0 | 0 | 0.0028605 | 0 | 0 | 0 | 0.0028605 | 0 | 86.5439 | 0 | 3.4599 | 18.4561 | 0 | 0 | 0
3142 | 111.2003 | 0 | 111.2003 | 55 | 17.0288 | 9.7779 | 10 | 19.3936 | 0 | 19.3936 | 0 | 0 | 0 | 0 | 0 | 0 | 0 | 0 | 0 | 0 | 82.0288 | 0 | 3.336 | 22.9712 | 0 | 0 | 0
3143 | 107.9231 | 0 | 107.9231 | 55 | 14.9501 | 9.5302 | 10 | 18.4428 | 0 | 18.4428 | 0 | 0 | 0 | 0 | 0 | 0 | 0 | 0 | 0 | 0 | 79.9501 | 0 | 3.2377 | 25.0499 | 0 | 0 | 0
3144 | 89.7781 | 0 | 89.7781 | 52.1322 | 2 | 7.6446 | 10 | 18.0012 | 0 | 18.0012 | 0 | 0 | 0 | 0 | 0 | 0 | 0 | 0 | 0 | 0 | 64.1322 | 0 | 2.6933 | 40.8678 | 0 | 0 | 0
3145 | 93.2468 | 0 | 93.2468 | 55 | 2.3146 | 8.024 | 10 | 17.9082 | 0 | 17.9082 | 0 | 0 | 0 | 0 | 0 | 0 | 0 | 0 | 0 | 0 | 67.3146 | 0 | 2.7974 | 37.6854 | 0 | 0 | 0
3146 | 94.4402 | 0 | 94.4402 | 55 | 3.0559 | 8.1123 | 10 | 18.2719 | 0 | 18.2719 | 0 | 0 | 0 | 0 | 0 | 0 | 0 | 0 | 0 | 0 | 68.0559 | 0 | 2.8332 | 36.9441 | 0 | 0 | 0
3147 | 91.3307 | 0 | 91.3307 | 53.4403 | 2 | 7.8006 | 10 | 18.0899 | 0 | 18.0899 | 0 | 0 | 0 | 0 | 0 | 0 | 0 | 0 | 0 | 0 | 65.4403 | 0 | 2.7399 | 39.5597 | 0 | 0 | 0
3148 | 94.6763 | 0 | 94.6763 | 55 | 4.254 | 8.2552 | 10 | 17.1672 | 0 | 17.1672 | 0 | 0 | 0 | 0 | 0 | 0 | 0 | 0 | 0 | 0 | 69.254 | 0 | 2.8403 | 35.746 | 0 | 0 | 0
3149 | 92.5499 | 0 | 92.5499 | 54.5239 | 2 | 7.9297 | 10 | 18.0963 | 0 | 18.0963 | 0 | 0 | 0 | 0 | 0 | 0 | 0 | 0 | 0 | 0 | 66.5239 | 0 | 2.7765 | 38.4761 | 0 | 0 | 0
3150 | 94.9604 | 0 | 94.9604 | 55 | 3.9515 | 8.2191 | 10 | 17.7899 | 0 | 17.7899 | 0 | 0 | 0 | 0 | 0 | 0 | 0 | 0 | 0 | 0 | 68.9515 | 0 | 2.8488 | 36.0485 | 0 | 0 | 0
3151 | 91.7317 | 0 | 91.7317 | 46.2082 | 2 | 6.9385 | 10 | 16.3334 | 10.2516 | 16.3334 | 10.2516 | 0 | 0 | 0 | 0 | 0 | 0 | 0 | 0 | 0 | 58.2082 | 0 | 2.752 | 46.7918 | 0 | 0 | 0
3152 | 92.4618 | 0 | 92.4618 | 42.9 | 2 | 5.6973 | 4 | 16.0909 | 21.7736 | 16.0909 | 21.7736 | 0 | 0 | 0 | 0 | 0 | 0 | 0 | 0 | 0 | 48.9 | 0 | 2.7739 | 56.2176 | 0 | 0 | -1.4211e-14
3153 | 91.9298 | 0 | 91.9298 | 42.9 | 2 | 0 | 4 | 16.4039 | 31.7371 | 16.4039 | 31.7371 | 0 | 0 | 5.1111 | 0 | 0 | 0 | 5.1111 | 0 | 4.6 | 48.9 | 0 | 2.7579 | 60.7638 | 0 | 0 | 0
3154 | 91.6234 | 0 | 91.6234 | 42.9 | 2 | 0 | 4 | 15.1003 | 35.961 | 15.1003 | 35.961 | 0 | 0 | 8.338 | 0 | 0 | 0 | 8.338 | 0 | 12.1042 | 48.9 | 0 | 2.7487 | 60.4201 | 0 | 0 | 0
3155 | 89.4091 | 0 | 89.4091 | 42.9 | 2 | 1.4211e-14 | 4 | 14.1945 | 46.1567 | 14.1945 | 46.1567 | 0 | 0 | 12 | 0 | 7.8421 | 0 | 19.8421 | 0 | 30.1343 | 48.9 | 0 | 2.6823 | 59.1948 | 0 | 0 | 0
3156 | 91.0298 | 0 | 91.0298 | 42.9 | 2 | 0 | 4 | 11.3205 | 40.311 | 11.3205 | 40.311 | 0 | 0 | 9.5016 | 0 | 0 | 0 | 9.5016 | 0 | 38.6858 | 48.9 | 0 | 2.7309 | 66.9619 | 0 | 0 | 0
3157 | 88.7693 | 0 | 88.7693 | 42.9 | 2 | 0 | 4 | 13.8533 | 44.4942 | 13.8533 | 44.4942 | 0 | 0 | 12 | 0 | 6.4782 | 0 | 18.4782 | 0 | 55.4584 | 48.9 | 0 | 2.6631 | 59.3401 | 0 | 0 | 0
3158 | 88.0063 | 0 | 88.0063 | 42.9 | 2 | 0 | 4 | 15.0959 | 39.8131 | 14.533 | 38.3285 | 0.56291 | 1.4846 | 6.3826 | 0 | 7.3727 | 0 | 13.7553 | 0 | 68 | 48.9 | 0 | 2.6402 | 59.625 | 0 | 3.5527e-15 | 0
3159 | 89.7187 | 0 | 89.7187 | 42.9 | 2 | 0 | 4 | 12.9711 | 29.368 | 12.5053 | 28.3134 | 0.46576 | 1.0545 | 0 | 0 | 0 | 0 | 0 | 0 | 68 | 48.9 | 0 | 2.6916 | 83.1462 | 0 | 0 | 0
3160 | 92.9187 | 0 | 92.9187 | 42.9 | 2 | 4.7215 | 4 | 15.6277 | 23.6695 | 15.6277 | 23.6695 | 0 | 0 | 0 | 0 | 0 | 0 | 0 | 0 | 68 | 48.9 | 0 | 2.7876 | 79.0895 | 0 | 0 | 0
3161 | 96.1921 | 0 | 96.1921 | 45.5582 | 2 | 7.2366 | 10 | 15.3916 | 12.8546 | 15.3916 | 12.8546 | 0 | 0 | 0 | 0 | 0 | 3.1511 | 0 | 3.1511 | 64.5822 | 57.5582 | 0 | 2.8858 | 66.2907 | 0 | 1.4211e-14 | 0
3162 | 104.0747 | 0 | 104.0747 | 44.2458 | 2 | 9.327 | 10 | 16.502 | 5.1972e-15 | 16.502 | 5.1972e-15 | 0 | 0 | 0 | 12 | 0 | 10 | 0 | 22 | 40.4023 | 56.2458 | 0 | 3.1222 | 48.7542 | 0 | 0 | 0
3163 | 106.0738 | 0 | 106.0738 | 49.4239 | 2 | 9.3826 | 10 | 17.9793 | 0 | 17.9793 | 0 | 0 | 0 | 0 | 12 | 0 | 5.288 | 0 | 17.288 | 21.3333 | 61.4239 | 0 | 3.1822 | 43.5761 | 0 | 0 | 0
3164 | 113.5942 | 0 | 113.5942 | 55 | 10.6813 | 10.4517 | 10 | 15.4612 | 0 | 15.4612 | 0 | 0 | 0 | 0 | 12 | 0 | -8.1886e-16 | 0 | 12 | 8 | 75.6813 | 0 | 3.4078 | 29.3187 | 0 | 1.4211e-14 | 0
3165 | 109.3163 | 0 | 109.3163 | 55 | 12.3715 | 10.081 | 10 | 14.6638 | 0 | 14.6638 | 0 | 0 | 0 | 0 | 7.2 | 0 | 0 | 0 | 7.2 | 0 | 77.3715 | 0 | 3.2795 | 27.6285 | 0 | 0 | 0
3166 | 102.564 | 0 | 102.564 | 55 | 10.7871 | 9.0339 | 10 | 17.7429 | 0 | 17.7429 | 0 | 0 | 0 | 0 | 0 | 0 | 0 | 0 | 0 | 0 | 75.7871 | 0 | 3.0769 | 29.2129 | 0 | 0 | 0
3167 | 101.3089 | 0 | 101.3089 | 55 | 9.1027 | 8.8331 | 10 | 18.373 | 0 | 18.373 | 0 | 0 | 0 | 0 | 0 | 0 | 0 | 0 | 0 | 0 | 74.1027 | 0 | 3.0393 | 30.8973 | 0 | 0 | -1.4211e-14
3168 | 91.1812 | 0 | 91.1812 | 52.8766 | 2 | 7.7334 | 10 | 18.5712 | 0 | 18.5712 | 0 | 0 | 0 | 0 | 0 | 0 | 0 | 0 | 0 | 0 | 64.8766 | 0 | 2.7354 | 40.1234 | 0 | 0 | -1.4211e-14
3169 | 88.6846 | 0 | 88.6846 | 50.7797 | 2 | 7.4834 | 10 | 18.4215 | 0 | 18.4215 | 0 | 0 | 0 | 0 | 0 | 0 | 0 | 0 | 0 | 0 | 62.7797 | 0 | 2.6605 | 42.2203 | 0 | 0 | 0
3170 | 89.6105 | 0 | 89.6105 | 53.3073 | 2 | 7.7847 | 10 | 16.5185 | 0 | 16.5185 | 0 | 0 | 0 | 0 | 0 | 0 | 0 | 0 | 0 | 0 | 65.3073 | 0 | 2.6883 | 39.6927 | 0 | 0 | 0
3171 | 91.949 | 0 | 91.949 | 53.3086 | 2 | 7.7849 | 10 | 18.8555 | 0 | 18.8555 | 0 | 0 | 0 | 0 | 0 | 0 | 0 | 0 | 0 | 0 | 65.3086 | 0 | 2.7585 | 39.6914 | 0 | 0 | 0
3172 | 95.0144 | 0 | 95.0144 | 55 | 3.6396 | 8.1819 | 10 | 18.1928 | 0 | 18.1928 | 0 | 0 | 0 | 0 | 0 | 0 | 0 | 0 | 0 | 0 | 68.6396 | 0 | 2.8504 | 36.3604 | 0 | 0 | 0
3173 | 94.2603 | 0 | 94.2603 | 55 | 4.1897 | 8.2475 | 10 | 16.8232 | 0 | 16.8232 | 0 | 0 | 0 | 0 | 0 | 0 | 0 | 0 | 0 | 0 | 69.1897 | 0 | 2.8278 | 35.8103 | 0 | 0 | 0
3174 | 95.7387 | 0 | 95.7387 | 55 | 6.0369 | 8.4677 | 10 | 16.2341 | 0 | 16.2341 | 0 | 0 | 0 | 0 | 0 | 0 | 0 | 0 | 0 | 0 | 71.0369 | 0 | 2.8722 | 33.9631 | 0 | 0 | 0
3175 | 94.6758 | 0 | 94.6758 | 46.0274 | 2 | 6.9169 | 10 | 17.0384 | 12.6929 | 17.0384 | 12.6929 | 0 | 0 | 0 | 0 | 0 | 0 | 0 | 0 | 0 | 58.0274 | 0 | 2.8403 | 46.9726 | 0 | 0 | 0
3176 | 94.4751 | 0 | 94.4751 | 42.9 | 2 | 6.1216 | 6.4555 | 14.4663 | 22.5316 | 14.4663 | 22.5316 | 0 | 0 | 0 | 0 | 0 | 0 | 0 | 0 | 0 | 51.3555 | 0 | 2.8343 | 53.6445 | 0 | 0 | 0
3177 | 92.2891 | 0 | 92.2891 | 42.9 | 2 | 0 | 4 | 16.4141 | 33.2179 | 16.4141 | 33.2179 | 0 | 0 | 6.2428 | 0 | 0 | 0 | 6.2428 | 0 | 5.6185 | 48.9 | 0 | 2.7687 | 60.6432 | 0 | 0 | 0
3178 | 90.4192 | 0 | 90.4192 | 42.9 | 2 | 0 | 4 | 14.7925 | 36.096 | 14.7925 | 36.096 | 0 | 0 | 9.3694 | 0 | 0 | 0 | 9.3694 | 0 | 14.051 | 48.9 | 0 | 2.7126 | 60.3102 | 0 | 0 | 0
3179 | 90.461 | 0 | 90.461 | 42.9 | 2 | 0 | 4 | 15.0862 | 44.4689 | 15.0862 | 44.4689 | 0 | 0 | 12 | 0 | 5.994 | 0 | 17.994 | 0 | 30.3772 | 48.9 | 0 | 2.7138 | 59.3917 | 0 | 0 | 0
3180 | 91.9173 | 0 | 91.9173 | 42.9 | 2 | 0 | 4 | 14.5536 | 41.2584 | 14.5536 | 41.2584 | 0 | 0 | 12 | 0 | 0.79468 | 0 | 12.7947 | 0 | 41.9099 | 48.9 | 0 | 2.7575 | 59.9454 | 0 | 0 | 0
3181 | 88.5002 | 0 | 88.5002 | 42.9 | 2 | 0 | 4 | 13.2422 | 47.2687 | 13.2422 | 47.2687 | 0 | 0 | 12 | 0 | 8.9106 | 0 | 20.9106 | 0 | 60.925 | 48.9 | 0 | 2.655 | 59.081 | 0 | 0 | 0
3182 | 87.6581 | 0 | 87.6581 | 42.9 | 2 | 0 | 4 | 15.2907 | 39.2439 | 13.0303 | 33.4427 | 2.2604 | 5.8013 | 1.7211 | 0 | 5.9937 | 0 | 7.7149 | 0 | 68 | 48.9 | 0 | 2.6297 | 59.6278 | 0 | 0 | -1.5987e-14
3183 | 87.7046 | 0 | 87.7046 | 42.9 | 2 | 7.1054e-15 | 4 | 16.2074 | 29.5566 | 13.7427 | 25.0619 | 2.4647 | 4.4947 | 0 | 0 | 0 | 0 | 0 | 0 | 68 | 48.9 | 0 | 2.6311 | 82.5669 | 0 | 0 | 0
3184 | 91.5685 | 0 | 91.5685 | 42.9 | 2 | 4.525 | 4 | 13.8744 | 24.2691 | 13.8744 | 24.2691 | 0 | 0 | 0 | 0 | 0 | 0 | 0 | 0 | 68 | 48.9 | 0 | 2.7471 | 79.2651 | 0 | 0 | 0
3185 | 98.6737 | 0 | 98.6737 | 51.5296 | 2 | 7.5728 | 10 | 14.9727 | 12.5986 | 14.9727 | 12.5986 | 0 | 0 | 0 | 0 | 0 | 0 | 0 | 0 | 68 | 63.5296 | 0 | 2.9602 | 63.4704 | 0 | 0 | 0
3186 | 101.1821 | 0 | 101.1821 | 51.5011 | 2 | 8.8961 | 10 | 17.6547 | 5.4565e-15 | 17.6547 | 5.4565e-15 | 0 | 0 | 0 | 1.1301 | 0 | 10 | 0 | 11.1301 | 55.8978 | 63.5011 | 0 | 3.0355 | 52.3687 | 0 | 0 | 0
3187 | 109.1004 | 0 | 109.1004 | 50.9677 | 2 | 9.8349 | 10 | 16.7584 | 0 | 16.7584 | 0 | 0 | 0 | 0 | 11.1002 | 0 | 8.4391 | 0 | 19.5393 | 34.4107 | 62.9677 | 0 | 3.273 | 42.9321 | 0 | 1.4211e-14 | 0
3188 | 111.5098 | 0 | 111.5098 | 55 | 6.8556 | 9.9957 | 10 | 17.6584 | 0 | 17.6584 | 0 | 0 | 0 | 0 | 12 | 0 | 0 | 0 | 12 | 21.0774 | 71.8556 | 0 | 3.3453 | 33.1444 | 0 | 0 | 0
3189 | 109.1295 | 0 | 109.1295 | 55 | 5.7496 | 9.8639 | 10 | 16.516 | 0 | 16.516 | 0 | 0 | 0 | 0 | 12 | 0 | 0 | 0 | 12 | 7.744 | 70.7496 | 0 | 3.2739 | 34.2504 | 0 | 0 | 0
3190 | 102.6982 | 0 | 102.6982 | 55 | 3.7648 | 9.0276 | 10 | 17.9362 | 0 | 17.9362 | 0 | 0 | 0 | 0 | 6.9696 | 0 | 0 | 0 | 6.9696 | 0 | 68.7648 | 0 | 3.0809 | 36.2352 | 0 | 0 | 0
3191 | 100.3982 | 0 | 100.3982 | 55 | 8.1657 | 8.7214 | 10 | 18.511 | 0 | 18.511 | 0 | 0 | 0 | 0 | 0 | 0 | 0 | 0 | 0 | 0 | 73.1657 | 0 | 3.0119 | 31.8343 | 0 | 0 | 0
3192 | 94.0469 | 0 | 94.0469 | 55 | 6.7662 | 8.5546 | 10 | 13.7261 | 0 | 13.7261 | 0 | 0 | 0 | 0 | 0 | 0 | 0 | 0 | 0 | 0 | 71.7662 | 0 | 2.8214 | 33.2338 | 0 | 0 | 0
3193 | 93.8837 | 0 | 93.8837 | 55 | 7.0036 | 8.5829 | 10 | 13.2972 | 0 | 13.2972 | 0 | 0 | 0 | 0 | 0 | 0 | 0 | 0 | 0 | 0 | 72.0036 | 0 | 2.8165 | 32.9964 | 0 | 0 | 0
3194 | 95.4473 | 0 | 95.4473 | 55 | 7.4049 | 8.6308 | 10 | 14.4116 | 0 | 14.4116 | 0 | 0 | 0 | 0 | 0 | 0 | 0 | 0 | 0 | 0 | 72.4049 | 0 | 2.8634 | 32.5951 | 0 | 0 | 0
3195 | 94.769 | 0 | 94.769 | 55 | 8.1406 | 8.7185 | 10 | 12.91 | 0 | 12.91 | 0 | 0 | 0 | 0 | 0 | 0 | 0 | 0 | 0 | 0 | 73.1406 | 0 | 2.8431 | 31.8594 | 0 | 0 | 0
3196 | 94.9459 | 0 | 94.9459 | 55 | 10.0579 | 8.947 | 10 | 10.941 | 0 | 10.941 | 0 | 0 | 0 | 0 | 0 | 0 | 0 | 0 | 0 | 0 | 75.0579 | 0 | 2.8484 | 29.9421 | 0 | 0 | 0
3197 | 98.8134 | 0 | 98.8134 | 55 | 13.1013 | 9.3098 | 10 | 11.4023 | 0 | 11.4023 | 0 | 0 | 0 | 0 | 0 | 0 | 0 | 0 | 0 | 0 | 78.1013 | 0 | 2.9644 | 26.8987 | 0 | 0 | 0
3198 | 98.2004 | 0 | 98.2004 | 55 | 12.4134 | 9.2278 | 10 | 11.5592 | 0 | 11.5592 | 0 | 0 | 0 | 0 | 0 | 0 | 0 | 0 | 0 | 0 | 77.4134 | 0 | 2.946 | 27.5866 | 0 | 0 | 0
3199 | 97.5329 | 0 | 97.5329 | 55 | 2.998 | 8.1054 | 10 | 10.721 | 10.7085 | 10.721 | 10.7085 | 0 | 0 | 0 | 0 | 0 | 0 | 0 | 0 | 0 | 67.998 | 0 | 2.926 | 37.002 | 0 | 0 | 0
3200 | 95.0552 | 0 | 95.0552 | 44.7864 | 2 | 6.769 | 10 | 10.1631 | 21.3367 | 10.1631 | 21.3367 | 0 | 0 | 0 | 0 | 0 | 0 | 0 | 0 | 0 | 56.7864 | 0 | 2.8517 | 48.2136 | 0 | 0 | -1.4211e-14
3201 | 98.1257 | 0 | 98.1257 | 42.9 | 2 | 6.0682 | 6.0069 | 11.0954 | 30.0553 | 11.0954 | 30.0553 | 0 | 0 | 0 | 0 | 0 | 0 | 0 | 0 | 0 | 50.9069 | 0 | 2.9438 | 54.0931 | 0 | 0 | 0
3202 | 96.8186 | 0 | 96.8186 | 42.9 | 2 | 3.6631 | 4 | 8.365 | 35.8906 | 8.365 | 35.8906 | 0 | 0 | 0 | 0 | 0 | 0 | 0 | 0 | 0 | 48.9 | 0 | 2.9046 | 58.0352 | 0 | 1.4211e-14 | 0
3203 | 94.0298 | 0 | 94.0298 | 42.9 | 2 | 0 | 4 | 8.8762 | 39.303 | 8.8762 | 39.303 | 0 | 0 | 3.0494 | 0 | 0 | 0 | 3.0494 | 0 | 2.7444 | 48.9 | 0 | 2.8209 | 60.9834 | 0 | 0 | 0
3204 | 93.7753 | 0 | 93.7753 | 42.9 | 2 | 7.1054e-15 | 4 | 8.5196 | 43.0769 | 8.5196 | 43.0769 | 0 | 0 | 6.7212 | 0 | 0 | 0 | 6.7212 | 0 | 8.7935 | 48.9 | 0 | 2.8133 | 60.5923 | 0 | 0 | 0
3205 | 95.089 | 0 | 95.089 | 42.9 | 2 | 0 | 4 | 10.7812 | 39.3861 | 10.7812 | 39.3861 | 0 | 0 | 3.9782 | 0 | 0 | 0 | 3.9782 | 0 | 12.3738 | 48.9 | 0 | 2.8527 | 60.8844 | 0 | 0 | 0
3206 | 91.1212 | 0 | 91.1212 | 42.9 | 2 | 0 | 4 | 10.6065 | 34.8921 | 10.6065 | 34.8921 | 0 | 0 | 3.2774 | 0 | 0 | 0 | 3.2774 | 0 | 15.3235 | 48.9 | 0 | 2.7336 | 60.9591 | 0 | 0 | 0
3207 | 93.4595 | 0 | 93.4595 | 42.9 | 2 | 5.7456 | 4 | 9.749 | 29.065 | 9.749 | 29.065 | 0 | 0 | 0 | 0 | 0 | 0 | 0 | 0 | 15.3235 | 48.9 | 0 | 2.8038 | 68.1745 | 0 | 0 | 0
3208 | 96.436 | 0 | 96.436 | 46.0261 | 2 | 6.9168 | 10 | 10.3306 | 21.1625 | 10.3306 | 21.1625 | 0 | 0 | 0 | 0 | 0 | 0 | 0 | 0 | 15.3235 | 58.0261 | 0 | 2.8931 | 58.9739 | 0 | 0 | 0
3209 | 101.5823 | 0 | 101.5823 | 54.3458 | 2 | 8.4494 | 10 | 11.1092 | 11.1406 | 11.1092 | 11.1406 | 0 | 0 | 0 | 4.5374 | 0 | 0 | 0 | 4.5374 | 10.282 | 66.3458 | 0 | 3.0475 | 46.1168 | 0 | 0 | 0
3210 | 106.1819 | 0 | 106.1819 | 55 | 9.0696 | 9.9323 | 10 | 12.9262 | 5.0947e-15 | 12.9262 | 5.0947e-15 | 0 | 0 | 0 | 9.2538 | 0 | 0 | 0 | 9.2538 | 0 | 74.0696 | 0 | 3.1855 | 30.9304 | 0 | 0 | 0
3211 | 109.0375 | 0 | 109.0375 | 55 | 22.3533 | 10.4126 | 10 | 11.2715 | 0 | 11.2715 | 0 | 0 | 0 | 0 | 0 | 0 | 0 | 0 | 0 | 0 | 87.3533 | 0 | 3.2711 | 17.6467 | 0 | 0 | 0
3212 | 116.8656 | 0 | 116.8656 | 55 | 27.9818 | 11.0835 | 10 | 12.8003 | 0 | 12.8003 | 0 | 0 | 0 | 0 | 0 | 0 | 0 | 0 | 0 | 0 | 92.9818 | 0 | 3.506 | 12.0182 | 0 | 0 | 0
3213 | 112.6697 | 0 | 112.6697 | 55 | 25.1372 | 10.7445 | 10 | 11.788 | 0 | 11.788 | 0 | 0 | 0 | 0 | 0 | 0 | 0 | 0 | 0 | 0 | 90.1372 | 0 | 3.3801 | 14.8628 | 0 | 0 | 0
3214 | 107.1953 | 0 | 107.1953 | 55 | 19.7709 | 10.1048 | 10 | 12.3196 | 0 | 12.3196 | 0 | 0 | 0 | 0 | 0 | 0 | 0 | 0 | 0 | 0 | 84.7709 | 0 | 3.2159 | 20.2291 | 0 | 0 | 0
3215 | 102.0272 | 0 | 102.0272 | 55 | 14.8746 | 9.5211 | 10 | 12.6315 | 0 | 12.6315 | 0 | 0 | 0 | 0 | 0 | 0 | 0 | 0 | 0 | 0 | 79.8746 | 0 | 3.0608 | 25.1254 | 0 | 0 | 0
3216 | 96.355 | 0 | 96.355 | 55 | 10.5224 | 9.0024 | 10 | 11.8302 | 0 | 11.8302 | 0 | 0 | 0 | 0 | 0 | 0 | 0 | 0 | 0 | 0 | 75.5224 | 0 | 2.8907 | 44.4776 | 0 | 0 | 0
3217 | 100.9709 | 0 | 100.9709 | 55 | 15.2765 | 9.5691 | 10 | 11.1254 | 0 | 11.1254 | 0 | 0 | 0 | 0 | 0 | 0 | 0 | 0 | 0 | 0 | 80.2765 | 0 | 3.0291 | 39.7235 | 0 | 0 | 0
3218 | 99.9171 | 0 | 99.9171 | 55 | 12.6645 | 9.2577 | 10 | 12.9949 | 0 | 12.9949 | 0 | 0 | 0 | 0 | 0 | 0 | 0 | 0 | 0 | 0 | 77.6645 | 0 | 2.9975 | 42.3355 | 0 | 1.4211e-14 | 0
3219 | 102.0512 | 0 | 102.0512 | 55 | 17.0187 | 9.7767 | 10 | 10.2558 | 0 | 10.2558 | 0 | 0 | 0 | 0 | 0 | 0 | 0 | 0 | 0 | 0 | 82.0187 | 0 | 3.0615 | 37.9813 | 0 | 0 | 0
3220 | 99.3137 | 0 | 99.3137 | 55 | 13.11 | 9.3108 | 10 | 11.8929 | 0 | 11.8929 | 0 | 0 | 0 | 0 | 0 | 0 | 0 | 0 | 0 | 0 | 78.11 | 0 | 2.9794 | 41.89 | 0 | 0 | 0
3221 | 100.128 | 0 | 100.128 | 55 | 13.1552 | 9.3162 | 10 | 12.6567 | 0 | 12.6567 | 0 | 0 | 0 | 0 | 0 | 0 | 0 | 0 | 0 | 0 | 78.1552 | 0 | 3.0038 | 41.8448 | 0 | 1.4211e-14 | 0
3222 | 100.9877 | 0 | 100.9877 | 55 | 14.0429 | 9.422 | 10 | 12.5229 | 0 | 12.5229 | 0 | 0 | 0 | 0 | 0 | 0 | 0 | 0 | 0 | 0 | 79.0429 | 0 | 3.0296 | 40.9571 | 0 | 0 | 0
3223 | 99.1253 | 0 | 99.1253 | 53.6657 | 2.75 | 7.9168 | 10 | 11.6726 | 13.1202 | 11.6726 | 13.1202 | 0 | 0 | 0 | 0 | 0 | 0 | 0 | 0 | 0 | 66.4157 | 0 | 2.9738 | 53.5843 | 0 | 0 | 0
3224 | 102.3187 | 0 | 102.3187 | 45.8683 | 2.75 | 6.9874 | 10 | 9.6627 | 27.0503 | 9.6627 | 27.0503 | 0 | 0 | 0 | 0 | 0 | 0 | 0 | 0 | 0 | 58.6183 | 0 | 3.0696 | 61.3817 | 0 | 0 | 0
3225 | 102.3083 | 0 | 102.3083 | 42.9 | 2.75 | 6.3119 | 7.302 | 7.3264 | 35.7179 | 7.3264 | 35.7179 | 0 | 0 | 0 | 0 | 0 | 0 | 0 | 0 | 0 | 52.952 | 0 | 3.0692 | 67.048 | 0 | 0 | 0
3226 | 101.5545 | 0 | 101.5545 | 42.9 | 2.75 | 4.2715 | 4 | 8.9222 | 38.7108 | 8.9222 | 38.7108 | 0 | 0 | 0 | 0 | 0 | 0 | 0 | 0 | 0 | 49.65 | 0 | 3.0466 | 71.8215 | 0 | 0 | 0
3227 | 100.8342 | 0 | 100.8342 | 42.9 | 2.75 | 0 | 4 | 9.3791 | 48.9989 | 9.3791 | 48.9989 | 0 | 0 | 7.1938 | 0 | 0 | 0 | 7.1938 | 0 | 6.4744 | 49.65 | 0 | 3.025 | 74.8718 | 0 | 0 | 0
3228 | 99.7308 | 0 | 99.7308 | 42.9 | 2.75 | 1.4211e-14 | 4 | 11.2557 | 52.9858 | 11.2557 | 52.9858 | 0 | 0 | 12 | 0 | 2.1607 | 0 | 14.1607 | 0 | 19.2665 | 49.65 | 0 | 2.9919 | 74.1298 | 0 | 0 | 0
3229 | 98.8315 | 0 | 98.8315 | 42.9 | 2.75 | 7.1054e-15 | 4 | 9.66 | 51.7738 | 9.66 | 51.7738 | 0 | 0 | 12 | 0 | 0.25228 | 0 | 12.2523 | 0 | 30.2991 | 49.65 | 0 | 2.9649 | 74.3331 | 0 | 0 | 0
3230 | 95.6123 | 0 | 95.6123 | 42.9 | 2.75 | 0 | 4 | 11.0476 | 45.2582 | 11.0476 | 45.2582 | 0 | 0 | 10.3436 | 0 | 0 | 0 | 10.3436 | 0 | 39.6083 | 49.65 | 0 | 2.8684 | 76.5874 | 0 | 0 | 0
3231 | 94.0646 | 0 | 94.0646 | 42.9 | 2.75 | 0 | 4 | 9.9869 | 36.9852 | 9.9869 | 36.9852 | 0 | 0 | 2.5576 | 0 | 0 | 0 | 2.5576 | 0 | 41.9101 | 49.65 | 0 | 2.8219 | 77.4167 | 0 | 0 | 0
3232 | 98.2347 | 0 | 98.2347 | 44.6132 | 2.75 | 6.8378 | 10 | 10.2607 | 23.773 | 10.2607 | 23.773 | 0 | 0 | 0 | 0 | 0 | 0 | 0 | 0 | 41.9101 | 57.3632 | 0 | 2.947 | 76.6878 | 0 | 0 | 0
3233 | 104.7548 | 0 | 104.7548 | 53.5339 | 2.75 | 8.4993 | 10 | 9.7717 | 15.1813 | 9.7717 | 15.1813 | 0 | 0 | 0 | 2.9675 | 0 | 2.0511 | 0 | 5.0185 | 36.3882 | 66.2839 | 0 | 3.1426 | 62.7486 | 0 | 0 | 0
3234 | 107.2023 | 0 | 107.2023 | 55 | 8.5321 | 10.1955 | 10 | 11.4747 | 6.6145e-15 | 11.4747 | 6.6145e-15 | 0 | 0 | 0 | 12 | 0 | 4.0943e-16 | 0 | 12 | 23.0549 | 73.5321 | 0 | 3.2161 | 46.4679 | 0 | 0 | 0
3235 | 114.7254 | 0 | 114.7254 | 55 | 16.6976 | 11.1689 | 10 | 9.8589 | 0 | 9.8589 | 0 | 0 | 0 | 0 | 12 | 0 | 0 | 0 | 12 | 9.7216 | 81.6976 | 0 | 3.4418 | 38.3024 | 0 | 1.4211e-14 | 0
3236 | 120.459 | 0 | 120.459 | 55 | 22.0263 | 11.4166 | 10 | 13.2667 | 0 | 13.2667 | 0 | 0 | 0 | 0 | 8.7494 | 0 | 0 | 0 | 8.7494 | 0 | 87.0263 | 0 | 3.6138 | 32.9737 | 0 | 0 | 0
3237 | 116.5639 | 0 | 116.5639 | 55 | 27.8841 | 11.0719 | 10 | 12.6078 | 0 | 12.6078 | 0 | 0 | 0 | 0 | 0 | 0 | 0 | 0 | 0 | 0 | 92.8841 | 0 | 3.4969 | 27.1159 | 0 | 0 | 0
3238 | 110.2474 | 0 | 110.2474 | 55 | 22.9043 | 10.4783 | 10 | 11.8648 | 0 | 11.8648 | 0 | 0 | 0 | 0 | 0 | 0 | 0 | 0 | 0 | 0 | 87.9043 | 0 | 3.3074 | 32.0957 | 0 | 0 | -1.4211e-14
3239 | 108.3653 | 0 | 108.3653 | 55 | 20.2922 | 10.1669 | 10 | 12.9062 | 0 | 12.9062 | 0 | 0 | 0 | 0 | 0 | 0 | 0 | 0 | 0 | 0 | 85.2922 | 0 | 3.251 | 34.7078 | 0 | 0 | 0
3240 | 90.4276 | 0 | 90.4276 | 55 | 4.918 | 8.3343 | 10 | 12.1752 | 0 | 12.1752 | 0 | 0 | 0 | 0 | 0 | 0 | 0 | 0 | 0 | 0 | 69.918 | 0 | 2.7128 | 35.082 | 0 | 0 | 0
3241 | 94.9091 | 0 | 94.9091 | 55 | 9.2719 | 8.8533 | 10 | 11.7839 | 0 | 11.7839 | 0 | 0 | 0 | 0 | 0 | 0 | 0 | 0 | 0 | 0 | 74.2719 | 0 | 2.8473 | 30.7281 | 0 | 0 | -1.4211e-14
3242 | 94.7981 | 0 | 94.7981 | 55 | 8.9065 | 8.8097 | 10 | 12.0819 | 0 | 12.0819 | 0 | 0 | 0 | 0 | 0 | 0 | 0 | 0 | 0 | 0 | 73.9065 | 0 | 2.8439 | 31.0935 | 0 | 0 | 0
3243 | 93.5213 | 0 | 93.5213 | 55 | 8.3425 | 8.7425 | 10 | 11.4364 | 0 | 11.4364 | 0 | 0 | 0 | 0 | 0 | 0 | 0 | 0 | 0 | 0 | 73.3425 | 0 | 2.8056 | 31.6575 | 0 | 0 | 0
3244 | 94.1847 | 0 | 94.1847 | 55 | 10.4891 | 8.9984 | 10 | 9.6972 | 0 | 9.6972 | 0 | 0 | 0 | 0 | 0 | 0 | 0 | 0 | 0 | 0 | 75.4891 | 0 | 2.8255 | 29.5109 | 0 | 0 | 0
3245 | 97.592 | 0 | 97.592 | 55 | 13.575 | 9.3662 | 10 | 9.6508 | 0 | 9.6508 | 0 | 0 | 0 | 0 | 0 | 0 | 0 | 0 | 0 | 0 | 78.575 | 0 | 2.9278 | 26.425 | 0 | 0 | 0
3246 | 96.603 | 0 | 96.603 | 55 | 12.8273 | 9.2771 | 10 | 9.4986 | 0 | 9.4986 | 0 | 0 | 0 | 0 | 0 | 0 | 0 | 0 | 0 | 0 | 77.8273 | 0 | 2.8981 | 27.1727 | 0 | 0 | 0
3247 | 95.2551 | 0 | 95.2551 | 54.8462 | 2 | 7.9681 | 10 | 9.5333 | 10.9074 | 9.5333 | 10.9074 | 0 | 0 | 0 | 0 | 0 | 0 | 0 | 0 | 0 | 66.8462 | 0 | 2.8577 | 38.1538 | 0 | 0 | 0
3248 | 93.4707 | 0 | 93.4707 | 44.7545 | 2 | 6.7652 | 10 | 8.535 | 21.416 | 8.535 | 21.416 | 0 | 0 | 0 | 0 | 0 | 0 | 0 | 0 | 0 | 56.7545 | 0 | 2.8041 | 48.2455 | 0 | 0 | -1.4211e-14
3249 | 94.8272 | 0 | 94.8272 | 42.9 | 2 | 5.0785 | 4 | 9.1454 | 31.7033 | 9.1454 | 31.7033 | 0 | 0 | 0 | 0 | 0 | 0 | 0 | 0 | 0 | 48.9 | 0 | 2.8448 | 56.7706 | 0 | 0 | 0
3250 | 92.8901 | 0 | 92.8901 | 42.9 | 2 | 0 | 4 | 7.4594 | 38.4404 | 7.4594 | 38.4404 | 0 | 0 | 1.9097 | 0 | 0 | 0 | 1.9097 | 0 | 1.7188 | 48.9 | 0 | 2.7867 | 61.1047 | 0 | 0 | 0
3251 | 93.0437 | 0 | 93.0437 | 42.9 | 2 | 1.4211e-14 | 4 | 6.657 | 40.947 | 6.657 | 40.947 | 0 | 0 | 3.4602 | 0 | 0 | 0 | 3.4602 | 0 | 4.833 | 48.9 | 0 | 2.7913 | 60.9396 | 0 | 0 | 0
3252 | 90.4121 | 0 | 90.4121 | 42.9 | 2 | 0 | 4 | 7.5665 | 43.582 | 7.5665 | 43.582 | 0 | 0 | 9.6364 | 0 | 0 | 0 | 9.6364 | 0 | 13.5057 | 48.9 | 0 | 2.7124 | 60.2818 | 0 | 0 | 0
3253 | 91.2363 | 0 | 91.2363 | 42.9 | 2 | 0 | 4 | 7.6838 | 40.9127 | 7.6838 | 40.9127 | 0 | 0 | 6.2603 | 0 | 0 | 0 | 6.2603 | 0 | 19.1399 | 48.9 | 0 | 2.7371 | 60.6414 | 0 | 0 | 0
3254 | 89.8793 | 0 | 89.8793 | 42.9 | 2 | 0 | 4 | 10.1166 | 37.7515 | 10.1166 | 37.7515 | 0 | 0 | 6.8888 | 0 | 0 | 0 | 6.8888 | 0 | 25.3398 | 48.9 | 0 | 2.6964 | 60.5744 | 0 | 0 | 0
3255 | 91.2287 | 0 | 91.2287 | 42.9 | 2 | 0.97125 | 4 | 9.5366 | 31.8208 | 9.5366 | 31.8208 | 0 | 0 | 0 | 0 | 0 | 0 | 0 | 0 | 25.3398 | 48.9 | 0 | 2.7369 | 72.4403 | 0 | 0 | 0
3256 | 94.8808 | 0 | 94.8808 | 46.231 | 2 | 6.9412 | 10 | 7.726 | 21.9826 | 7.726 | 21.9826 | 0 | 0 | 0 | 0 | 0 | 0 | 0 | 0 | 25.3398 | 58.231 | 0 | 2.8464 | 58.769 | 0 | 1.4211e-14 | 0
3257 | 98.1401 | 0 | 98.1401 | 49.5652 | 2 | 8.2687 | 10 | 10.8848 | 9.6194 | 10.8848 | 9.6194 | 0 | 0 | 0 | 7.8021 | 0 | 0 | 0 | 7.8021 | 16.6708 | 61.5652 | 0 | 2.9442 | 47.6327 | 0 | 0 | 0
3258 | 102.1421 | 0 | 102.1421 | 55 | 5.3776 | 9.8195 | 10 | 9.945 | 5.3637e-15 | 9.945 | 5.3637e-15 | 0 | 0 | 0 | 12 | 0 | 0 | 0 | 12 | 3.3375 | 70.3776 | 0 | 3.0643 | 34.6224 | 0 | 0 | 0
3259 | 108.1407 | 0 | 108.1407 | 55 | 19.022 | 10.3736 | 10 | 10.7414 | 0 | 10.7414 | 0 | 0 | 0 | 0 | 3.0038 | 0 | 0 | 0 | 3.0038 | 0 | 84.022 | 0 | 3.2442 | 20.978 | 0 | 0 | 0
3260 | 113.241 | 0 | 113.241 | 55 | 26.7362 | 10.9351 | 10 | 10.5698 | 0 | 10.5698 | 0 | 0 | 0 | 0 | 0 | 0 | 0 | 0 | 0 | 0 | 91.7362 | 0 | 3.3972 | 13.2638 | 0 | 0 | 0
3261 | 111.9821 | 0 | 111.9821 | 55 | 26.4157 | 10.8969 | 10 | 9.6695 | 0 | 9.6695 | 0 | 0 | 0 | 0 | 0 | 0 | 0 | 0 | 0 | 0 | 91.4157 | 0 | 3.3595 | 13.5843 | 0 | 0 | 0
3262 | 106.7123 | 0 | 106.7123 | 55 | 22.091 | 10.3814 | 10 | 9.2399 | 0 | 9.2399 | 0 | 0 | 0 | 0 | 0 | 0 | 0 | 0 | 0 | 0 | 87.091 | 0 | 3.2014 | 17.909 | 0 | 0 | 0
3263 | 99.2753 | 0 | 99.2753 | 55 | 13.5648 | 9.365 | 10 | 11.3455 | 0 | 11.3455 | 0 | 0 | 0 | 0 | 0 | 0 | 0 | 0 | 0 | 0 | 78.5648 | 0 | 2.9783 | 26.4352 | 0 | 0 | 0
3264 | 93.5638 | 0 | 93.5638 | 55 | 5.0441 | 8.3493 | 10 | 15.1704 | 0 | 15.1704 | 0 | 0 | 0 | 0 | 0 | 0 | 0 | 0 | 0 | 0 | 70.0441 | 0 | 2.8069 | 34.9559 | 0 | 0 | 0
3265 | 94.6973 | 0 | 94.6973 | 55 | 5.5397 | 8.4084 | 10 | 15.7492 | 0 | 15.7492 | 0 | 0 | 0 | 0 | 0 | 0 | 0 | 0 | 0 | 0 | 70.5397 | 0 | 2.8409 | 34.4603 | 0 | 0 | 0
3266 | 94.6813 | 0 | 94.6813 | 55 | 5.5621 | 8.4111 | 10 | 15.7081 | 0 | 15.7081 | 0 | 0 | 0 | 0 | 0 | 0 | 0 | 0 | 0 | 0 | 70.5621 | 0 | 2.8404 | 34.4379 | 0 | 0 | 0
3267 | 96.0553 | 0 | 96.0553 | 55 | 8.5691 | 8.7695 | 10 | 13.7167 | 0 | 13.7167 | 0 | 0 | 0 | 0 | 0 | 0 | 0 | 0 | 0 | 0 | 73.5691 | 0 | 2.8817 | 31.4309 | 0 | 0 | 0
3268 | 95.9653 | 0 | 95.9653 | 55 | 8.4227 | 8.7521 | 10 | 13.7906 | 0 | 13.7906 | 0 | 0 | 0 | 0 | 0 | 0 | 0 | 0 | 0 | 0 | 73.4227 | 0 | 2.879 | 31.5773 | 0 | 0 | -1.4211e-14
3269 | 98.8643 | 0 | 98.8643 | 55 | 11.9425 | 9.1716 | 10 | 12.7501 | 0 | 12.7501 | 0 | 0 | 0 | 0 | 0 | 0 | 0 | 0 | 0 | 0 | 76.9425 | 0 | 2.9659 | 28.0575 | 0 | 0 | 0
3270 | 95.6871 | 0 | 95.6871 | 55 | 9.1443 | 8.8381 | 10 | 12.7047 | 0 | 12.7047 | 0 | 0 | 0 | 0 | 0 | 0 | 0 | 0 | 0 | 0 | 74.1443 | 0 | 2.8706 | 30.8557 | 0 | 0 | 0
3271 | 96.357 | 0 | 96.357 | 50.069 | 2 | 7.3987 | 10 | 13.7864 | 13.103 | 13.7864 | 13.103 | 0 | 0 | 0 | 0 | 0 | 0 | 0 | 0 | 0 | 62.069 | 0 | 2.8907 | 42.931 | 0 | 0 | 0
3272 | 95.1141 | 0 | 95.1141 | 42.9 | 2 | 6.4225 | 8.9798 | 11.562 | 23.2498 | 11.562 | 23.2498 | 0 | 0 | 0 | 0 | 0 | 0 | 0 | 0 | 0 | 53.8798 | 0 | 2.8534 | 51.1202 | 0 | 0 | 0
3273 | 97.603 | 0 | 97.603 | 42.9 | 2 | 1.2778 | 4 | 12.3578 | 35.0674 | 12.3578 | 35.0674 | 0 | 0 | 0 | 0 | 0 | 0 | 0 | 0 | 0 | 48.9 | 0 | 2.9281 | 60.1664 | 0 | 0 | 0
3274 | 95.5309 | 0 | 95.5309 | 42.9 | 2 | 7.1054e-15 | 4 | 11.7622 | 38.431 | 11.7622 | 38.431 | 0 | 0 | 3.5623 | 0 | 0 | 0 | 3.5623 | 0 | 3.2061 | 48.9 | 0 | 2.8659 | 60.9287 | 0 | 0 | 0
3275 | 94.0643 | 0 | 94.0643 | 42.9 | 2 | 0 | 4 | 12.2241 | 52.8673 | 12.2241 | 52.8673 | 0 | 0 | 12 | 0 | 7.9271 | 0 | 19.9271 | 0 | 21.3145 | 48.9 | 0 | 2.8219 | 59.1858 | 0 | 0 | 0
3276 | 91.9688 | 0 | 91.9688 | 42.9 | 2 | 0 | 4 | 10.813 | 50.1268 | 10.813 | 50.1268 | 0 | 0 | 12 | 0 | 5.8711 | 0 | 17.8711 | 0 | 37.5274 | 48.9 | 0 | 2.7591 | 59.4048 | 0 | 0 | 0
3277 | 91.5676 | 0 | 91.5676 | 42.9 | 2 | 1.4211e-14 | 4 | 11.4296 | 54.2106 | 10.8937 | 51.6688 | 0.5359 | 2.5418 | 12 | 0 | 7.8949 | 0 | 19.8949 | 0 | 55.6061 | 48.9 | 0 | 2.747 | 58.8614 | 0 | 3.5527e-15 | 0
3278 | 90.7588 | 0 | 90.7588 | 42.9 | 2 | 7.1054e-15 | 4 | 10.5109 | 41.2011 | 10.5109 | 41.2011 | 0 | 0 | 9.8533 | 0 | 0 | 0 | 9.8533 | 0 | 64.474 | 48.9 | 0 | 2.7228 | 70.2587 | 0 | 0 | 0
3279 | 92.5603 | 0 | 92.5603 | 42.9 | 2 | 0 | 4 | 12.7322 | 38.0889 | 11.9197 | 35.6583 | 0.81248 | 2.4306 | 3.9178 | 0 | 0 | 0 | 3.9178 | 0 | 68 | 48.9 | 0 | 2.7768 | 70.5455 | 0 | 7.9936e-15 | 0
3280 | 94.9016 | 0 | 94.9016 | 42.9 | 2 | 6.0143 | 5.5547 | 12.8598 | 25.5728 | 12.8598 | 25.5728 | 0 | 0 | 0 | 0 | 0 | 0 | 0 | 0 | 68 | 50.4547 | 0 | 2.847 | 76.5453 | 0 | 0 | 0
3281 | 102.3955 | 0 | 102.3955 | 49.27 | 2 | 8.0237 | 10 | 14.4258 | 12.6339 | 14.4258 | 12.6339 | 0 | 0 | 0 | 0 | 0 | 6.0422 | 0 | 6.0422 | 61.4463 | 61.27 | 0 | 3.0719 | 59.6878 | 0 | 0 | 0
3282 | 103.7374 | 0 | 103.7374 | 47.7381 | 2 | 9.6675 | 10 | 12.9671 | 5.6086e-15 | 12.9671 | 5.6086e-15 | 0 | 0 | 0 | 11.3646 | 0 | 10 | 0 | 21.3646 | 37.9724 | 59.7381 | 0 | 3.1121 | 45.8973 | 0 | 0 | 0
3283 | 112.0846 | 0 | 112.0846 | 55 | 8.1363 | 10.4341 | 10 | 14.1173 | 0 | 14.1173 | 0 | 0 | 0 | 0 | 12 | 0 | 2.3969 | 0 | 14.3969 | 22.0393 | 73.1363 | 0 | 3.3625 | 31.8637 | 0 | 0 | -1.4211e-14
3284 | 113.4938 | 0 | 113.4938 | 55 | 12.7676 | 10.7004 | 10 | 13.0258 | 0 | 13.0258 | 0 | 0 | 0 | 0 | 12 | 0 | 0 | 0 | 12 | 8.706 | 77.7676 | 0 | 3.4048 | 27.2324 | 0 | 0 | 0
3285 | 109.937 | 0 | 109.937 | 55 | 12.8877 | 10.2183 | 10 | 13.9957 | 0 | 13.9957 | 0 | 0 | 0 | 0 | 7.8354 | 0 | 0 | 0 | 7.8354 | 0 | 77.8877 | 0 | 3.2981 | 27.1123 | 0 | 0 | -1.4211e-14
3286 | 108.912 | 0 | 108.912 | 55 | 19.393 | 10.0597 | 10 | 14.4593 | 0 | 14.4593 | 0 | 0 | 0 | 0 | 0 | 0 | 0 | 0 | 0 | 0 | 84.393 | 0 | 3.2674 | 20.607 | 0 | 1.4211e-14 | 0
3287 | 102.479 | 0 | 102.479 | 55 | 13.3171 | 9.3355 | 10 | 14.8264 | 0 | 14.8264 | 0 | 0 | 0 | 0 | 0 | 0 | 0 | 0 | 0 | 0 | 78.3171 | 0 | 3.0744 | 26.6829 | 0 | 0 | 0
3288 | 96.2666 | 0 | 96.2666 | 55 | 6.7002 | 8.5467 | 10 | 16.0197 | 0 | 16.0197 | 0 | 0 | 0 | 0 | 0 | 0 | 0 | 0 | 0 | 0 | 71.7002 | 0 | 2.888 | 33.2998 | 0 | 0 | 0
3289 | 98.0715 | 0 | 98.0715 | 55 | 7.681 | 8.6637 | 10 | 16.7268 | 0 | 16.7268 | 0 | 0 | 0 | 0 | 0 | 0 | 0 | 0 | 0 | 0 | 72.681 | 0 | 2.9421 | 32.319 | 0 | 0 | 0
3290 | 95.5064 | 0 | 95.5064 | 55 | 5.6876 | 8.426 | 10 | 16.3928 | 0 | 16.3928 | 0 | 0 | 0 | 0 | 0 | 0 | 0 | 0 | 0 | 0 | 70.6876 | 0 | 2.8652 | 34.3124 | 0 | 0 | 0
3291 | 96.8085 | 0 | 96.8085 | 55 | 6.9642 | 8.5782 | 10 | 16.2661 | 0 | 16.2661 | 0 | 0 | 0 | 0 | 0 | 0 | 0 | 0 | 0 | 0 | 71.9642 | 0 | 2.9043 | 33.0358 | 0 | 0 | 0
3292 | 99.2312 | 0 | 99.2312 | 55 | 10.0913 | 8.951 | 10 | 15.1889 | 0 | 15.1889 | 0 | 0 | 0 | 0 | 0 | 0 | 0 | 0 | 0 | 0 | 75.0913 | 0 | 2.9769 | 29.9087 | 0 | 0 | 0
3293 | 95.8806 | 0 | 95.8806 | 55 | 7.96 | 8.6969 | 10 | 14.2237 | 0 | 14.2237 | 0 | 0 | 0 | 0 | 0 | 0 | 0 | 0 | 0 | 0 | 72.96 | 0 | 2.8764 | 32.04 | 0 | 0 | 0
3294 | 97.5549 | 0 | 97.5549 | 55 | 9.3485 | 8.8624 | 10 | 14.3439 | 0 | 14.3439 | 0 | 0 | 0 | 0 | 0 | 0 | 0 | 0 | 0 | 0 | 74.3485 | 0 | 2.9266 | 30.6515 | 0 | 0 | 0
3295 | 96.9152 | 0 | 96.9152 | 51.5691 | 2 | 7.5775 | 10 | 13.5887 | 12.1798 | 13.5887 | 12.1798 | 0 | 0 | 0 | 0 | 0 | 0 | 0 | 0 | 0 | 63.5691 | 0 | 2.9075 | 41.4309 | 0 | 0 | 0
3296 | 98.7186 | 0 | 98.7186 | 42.9 | 2 | 6.5051 | 9.6721 | 12.5896 | 25.0519 | 12.5896 | 25.0519 | 0 | 0 | 0 | 0 | 0 | 0 | 0 | 0 | 0 | 54.5721 | 0 | 2.9616 | 50.4279 | 0 | 0 | 0
3297 | 95.3109 | 0 | 95.3109 | 42.9 | 2 | 0 | 4 | 13.497 | 34.0171 | 13.497 | 34.0171 | 0 | 0 | 1.1032 | 0 | 0 | 0 | 1.1032 | 0 | 0.99286 | 48.9 | 0 | 2.8593 | 61.1906 | 0 | 0 | 0
3298 | 95.4126 | 0 | 95.4126 | 42.9 | 2 | 0 | 4 | 13.3213 | 46.2571 | 13.3213 | 46.2571 | 0 | 0 | 12 | 0 | 1.0659 | 0 | 13.0659 | 0 | 12.7755 | 48.9 | 0 | 2.8624 | 59.9165 | 0 | 0 | 0
3299 | 94.2543 | 0 | 94.2543 | 42.9 | 2 | 0 | 4 | 12.3046 | 52.1906 | 12.3046 | 52.1906 | 0 | 0 | 12 | 0 | 7.1409 | 0 | 19.1409 | 0 | 30.1592 | 48.9 | 0 | 2.8276 | 59.2695 | 0 | 0 | 0
3300 | 94.967 | 0 | 94.967 | 42.9 | 2 | 7.1054e-15 | 4 | 13.0584 | 55 | 13.0584 | 55 | 0 | 0 | 12 | 0 | 9.9914 | 0 | 21.9914 | 0 | 50.1708 | 48.9 | 0 | 2.849 | 58.9659 | 0 | 0 | 0
3301 | 92.2355 | 0 | 92.2355 | 42.9 | 2 | 7.1054e-15 | 4 | 12.1607 | 48.4501 | 11.8035 | 47.0269 | 0.35721 | 1.4232 | 12 | 0 | 3.4949 | 0 | 15.4949 | 0 | 64.1929 | 48.9 | 0 | 2.7671 | 59.4682 | 0 | 3.5527e-15 | 0
3302 | 93.1005 | 0 | 93.1005 | 42.9 | 2 | 0 | 4 | 12.2996 | 43.5737 | 10.6613 | 37.7694 | 1.6384 | 5.8043 | 4.2302 | 0 | 0 | 0 | 4.2302 | 0 | 68 | 48.9 | 0 | 2.793 | 70.0649 | 0 | 1.7764e-15 | 0
3303 | 93.4839 | 0 | 93.4839 | 42.9 | 2 | 0.023319 | 4 | 13.7202 | 30.8404 | 13.7202 | 30.8404 | 0 | 0 | 0 | 0 | 0 | 0 | 0 | 0 | 68 | 48.9 | 0 | 2.8045 | 83.2873 | 0 | 0 | 0
3304 | 98.4309 | 0 | 98.4309 | 42.9 | 2 | 6.3908 | 8.7134 | 13.0724 | 25.3544 | 13.0724 | 25.3544 | 0 | 0 | 0 | 0 | 0 | 0 | 0 | 0 | 68 | 53.6134 | 0 | 2.9529 | 73.3866 | 0 | 1.4211e-14 | 0
3305 | 103.3126 | 0 | 103.3126 | 46.2365 | 2 | 8.31 | 10 | 13.1736 | 12.1149 | 13.1736 | 12.1149 | 0 | 0 | 0 | 1.4777 | 0 | 10 | 0 | 11.4777 | 55.5116 | 58.2365 | 0 | 3.0994 | 57.2858 | 0 | 0 | 0
3306 | 108.943 | 0 | 108.943 | 52.8612 | 2 | 10.1679 | 10 | 13.4747 | 6.5912e-15 | 13.4747 | 6.5912e-15 | 0 | 0 | 0 | 12 | 0 | 8.4391 | 0 | 20.4391 | 33.0248 | 64.8612 | 0 | 3.2683 | 40.1388 | 0 | 0 | 0
3307 | 111.3676 | 0 | 111.3676 | 55 | 11.8818 | 10.5948 | 10 | 11.891 | 0 | 11.891 | 0 | 0 | 0 | 0 | 12 | 0 | 0 | 0 | 12 | 19.6915 | 76.8818 | 0 | 3.341 | 28.1182 | 0 | 0 | 0
3308 | 115.9379 | 0 | 115.9379 | 55 | 13.0151 | 10.7299 | 10 | 15.1929 | 0 | 15.1929 | 0 | 0 | 0 | 0 | 12 | 0 | 0 | 0 | 12 | 6.3582 | 78.0151 | 0 | 3.4781 | 26.9849 | 0 | 1.4211e-14 | 0
3309 | 113.8518 | 0 | 113.8518 | 55 | 18.2911 | 10.6105 | 10 | 14.2278 | 0 | 14.2278 | 0 | 0 | 0 | 0 | 5.7223 | 0 | 0 | 0 | 5.7223 | 0 | 83.2911 | 0 | 3.4156 | 21.7089 | 0 | 0 | -1.4211e-14
3310 | 109.0422 | 0 | 109.0422 | 55 | 18.3735 | 9.9382 | 10 | 15.7304 | 0 | 15.7304 | 0 | 0 | 0 | 0 | 0 | 0 | 0 | 0 | 0 | 0 | 83.3735 | 0 | 3.2713 | 21.6265 | 0 | 0 | 0
3311 | 105.9595 | 0 | 105.9595 | 55 | 13.1851 | 9.3198 | 10 | 18.4547 | 0 | 18.4547 | 0 | 0 | 0 | 0 | 0 | 0 | 0 | 0 | 0 | 0 | 78.1851 | 0 | 3.1788 | 26.8149 | 0 | 0 | 0
3312 | 88.7323 | 0 | 88.7323 | 52.9718 | 2 | 7.7447 | 10 | 16.0158 | 0 | 16.0158 | 0 | 0 | 0 | 0 | 0 | 0 | 0 | 0 | 0 | 0 | 64.9718 | 0 | 2.662 | 40.0282 | 0 | 0 | 0
3313 | 89.2035 | 0 | 89.2035 | 53.0134 | 2 | 7.7497 | 10 | 16.4404 | 0 | 16.4404 | 0 | 0 | 0 | 0 | 0 | 0 | 0 | 0 | 0 | 0 | 65.0134 | 0 | 2.6761 | 39.9866 | 0 | 0 | 0
3314 | 91.6817 | 0 | 91.6817 | 54.2244 | 2 | 7.894 | 10 | 17.5633 | 0 | 17.5633 | 0 | 0 | 0 | 0 | 0 | 0 | 0 | 0 | 0 | 0 | 66.2244 | 0 | 2.7505 | 38.7756 | 0 | 0 | 0
3315 | 93.0039 | 0 | 93.0039 | 55 | 3.2961 | 8.141 | 10 | 16.5669 | 0 | 16.5669 | 0 | 0 | 0 | 0 | 0 | 0 | 0 | 0 | 0 | 0 | 68.2961 | 0 | 2.7901 | 36.7039 | 0 | 0 | 0
3316 | 94.2904 | 0 | 94.2904 | 55 | 6.3677 | 8.5071 | 10 | 14.4155 | 0 | 14.4155 | 0 | 0 | 0 | 0 | 0 | 0 | 0 | 0 | 0 | 0 | 71.3677 | 0 | 2.8287 | 33.6323 | 0 | 0 | 0
3317 | 95.2662 | 0 | 95.2662 | 55 | 6.0548 | 8.4698 | 10 | 15.7416 | 0 | 15.7416 | 0 | 0 | 0 | 0 | 0 | 0 | 0 | 0 | 0 | 0 | 71.0548 | 0 | 2.858 | 33.9452 | 0 | 0 | 0
3318 | 94.955 | 0 | 94.955 | 55 | 5.8678 | 8.4475 | 10 | 15.6396 | 0 | 15.6396 | 0 | 0 | 0 | 0 | 0 | 0 | 0 | 0 | 0 | 0 | 70.8678 | 0 | 2.8486 | 34.1322 | 0 | 0 | 0
3319 | 92.8608 | 0 | 92.8608 | 47.9265 | 2 | 7.1433 | 10 | 13.1123 | 12.6786 | 13.1123 | 12.6786 | 0 | 0 | 0 | 0 | 0 | 0 | 0 | 0 | 0 | 59.9265 | 0 | 2.7858 | 45.0735 | 0 | 1.4211e-14 | 0
3320 | 93.7574 | 0 | 93.7574 | 42.9 | 2 | 5.8554 | 4.2218 | 12.7528 | 26.0275 | 12.7528 | 26.0275 | 0 | 0 | 0 | 0 | 0 | 0 | 0 | 0 | 0 | 49.1218 | 0 | 2.8127 | 55.8782 | 0 | 0 | -1.4211e-14
3321 | 93.6703 | 0 | 93.6703 | 42.9 | 2 | 0 | 4 | 13.4605 | 35.486 | 13.4605 | 35.486 | 0 | 0 | 4.1762 | 0 | 0 | 0 | 4.1762 | 0 | 3.7586 | 48.9 | 0 | 2.8101 | 60.8633 | 0 | 0 | 0
3322 | 90.7292 | 0 | 90.7292 | 42.9 | 2 | 7.1054e-15 | 4 | 14.8467 | 43.1822 | 14.8467 | 43.1822 | 0 | 0 | 12 | 0 | 4.1998 | 0 | 16.1998 | 0 | 18.4305 | 48.9 | 0 | 2.7219 | 59.5828 | 0 | 1.4211e-14 | 0
3323 | 89.6176 | 0 | 89.6176 | 42.9 | 2 | 7.1054e-15 | 4 | 12.1371 | 48.4331 | 12.1371 | 48.4331 | 0 | 0 | 12 | 0 | 7.8527 | 0 | 19.8527 | 0 | 36.4703 | 48.9 | 0 | 2.6885 | 59.1937 | 0 | 0 | 0
3324 | 89.8341 | 0 | 89.8341 | 42.9 | 2 | 0 | 4 | 12.313 | 51.2829 | 12.1153 | 50.4594 | 0.19771 | 0.82345 | 12 | 0 | 9.6406 | 0 | 21.6406 | 0 | 56.1586 | 48.9 | 0 | 2.695 | 58.8945 | 0 | 7.1054e-15 | 0
3325 | 91.0103 | 0 | 91.0103 | 42.9 | 2 | 0 | 4 | 13.9782 | 45.7751 | 12.6581 | 41.4522 | 1.3201 | 4.3229 | 12 | 0 | 0 | 0 | 12 | 0 | 66.9586 | 48.9 | 0 | 2.7303 | 69.4291 | 0 | 1.4211e-14 | 0
3326 | 89.6125 | 0 | 89.6125 | 42.9 | 2 | 7.1054e-15 | 4 | 11.872 | 43.3691 | 8.9983 | 32.8713 | 2.8737 | 10.4978 | 1.1572 | 0 | 0 | 0 | 1.1572 | 0 | 68 | 48.9 | 0 | 2.6884 | 69.7607 | 0 | 3.1086e-15 | 0
3327 | 87.2308 | 0 | 87.2308 | 42.9 | 2 | 0 | 4 | 14.1737 | 36.1886 | 10.7876 | 27.5432 | 3.3861 | 8.6454 | 0 | 0 | 0 | 0 | 0 | 0 | 68 | 48.9 | 0 | 2.6169 | 82.0267 | 0 | 0 | 0
3328 | 90.5779 | 0 | 90.5779 | 42.9 | 2 | 2.0585 | 4 | 15.5841 | 24.0354 | 15.5841 | 24.0354 | 0 | 0 | 0 | 0 | 0 | 0 | 0 | 0 | 68 | 48.9 | 0 | 2.7173 | 81.4689 | 0 | 0 | 0
3329 | 98.0235 | 0 | 98.0235 | 47.4458 | 2 | 7.3013 | 10 | 15.9007 | 13.5696 | 15.9007 | 13.5696 | 0 | 0 | 0 | 0 | 0 | 1.8061 | 0 | 1.8061 | 66.041 | 59.4458 | 0 | 2.9407 | 65.7482 | 0 | 0 | 0
3330 | 100.7023 | 0 | 100.7023 | 45.7876 | 2 | 9.088 | 10 | 15.3737 | 6.5264e-15 | 15.3737 | 6.5264e-15 | 0 | 0 | 0 | 8.4529 | 0 | 10 | 0 | 18.4529 | 45.8024 | 57.7876 | 0 | 3.0211 | 50.7594 | 0 | 1.4211e-14 | 0
3331 | 105.3692 | 0 | 105.3692 | 50.6836 | 2 | 9.693 | 10 | 14.3595 | 0 | 14.3595 | 0 | 0 | 0 | 0 | 12 | 0 | 6.633 | 0 | 18.633 | 25.2745 | 62.6836 | 0 | 3.1611 | 42.3164 | 0 | 0 | -1.4211e-14
3332 | 114.6287 | 0 | 114.6287 | 55 | 11.2682 | 10.5217 | 10 | 15.8388 | 0 | 15.8388 | 0 | 0 | 0 | 0 | 12 | 0 | 0 | 0 | 12 | 11.9412 | 76.2682 | 0 | 3.4389 | 28.7318 | 0 | 0 | 0
3333 | 106.8476 | 0 | 106.8476 | 55 | 4.3792 | 9.5512 | 10 | 17.1702 | 0 | 17.1702 | 0 | 0 | 0 | 0 | 10.7471 | 0 | 0 | 0 | 10.7471 | -1.7764e-15 | 69.3792 | 0 | 3.2054 | 35.6208 | 0 | 0 | 0
3334 | 105.6457 | 0 | 105.6457 | 55 | 13.4186 | 9.3476 | 10 | 17.8795 | 0 | 17.8795 | 0 | 0 | 0 | 0 | -1.5987e-15 | 0 | 0 | 0 | -1.5987e-15 | 0 | 78.4186 | 0 | 3.1694 | 26.5814 | 0 | 0 | 0
3335 | 97.7465 | 0 | 97.7465 | 55 | 9.3524 | 8.8629 | 10 | 14.5312 | 0 | 14.5312 | 0 | 0 | 0 | 0 | 0 | 0 | 0 | 0 | 0 | 0 | 74.3524 | 0 | 2.9324 | 30.6476 | 0 | 1.4211e-14 | 0
3336 | 96.3155 | 0 | 96.3155 | 55 | 3.5138 | 8.1669 | 10 | 19.6348 | 0 | 19.6348 | 0 | 0 | 0 | 0 | 0 | 0 | 0 | 0 | 0 | 0 | 68.5138 | 0 | 2.8895 | 36.4862 | 0 | 0 | -1.4211e-14
3337 | 95.818 | 0 | 95.818 | 55 | 3.7898 | 8.1998 | 10 | 18.8284 | 0 | 18.8284 | 0 | 0 | 0 | 0 | 0 | 0 | 0 | 0 | 0 | 0 | 68.7898 | 0 | 2.8745 | 36.2102 | 0 | 1.4211e-14 | 0
3338 | 98.3584 | 0 | 98.3584 | 55 | 6.3043 | 8.4996 | 10 | 18.5546 | 0 | 18.5546 | 0 | 0 | 0 | 0 | 0 | 0 | 0 | 0 | 0 | 0 | 71.3043 | 0 | 2.9508 | 33.6957 | 0 | 0 | 0
3339 | 99.8651 | 0 | 99.8651 | 55 | 8.2016 | 8.7257 | 10 | 17.9378 | 0 | 17.9378 | 0 | 0 | 0 | 0 | 0 | 0 | 0 | 0 | 0 | 0 | 73.2016 | 0 | 2.996 | 31.7984 | 0 | 0 | 0
3340 | 100.4946 | 0 | 100.4946 | 55 | 9.0003 | 8.8209 | 10 | 17.6734 | 0 | 17.6734 | 0 | 0 | 0 | 0 | 0 | 0 | 0 | 0 | 0 | 0 | 74.0003 | 0 | 3.0148 | 30.9997 | 0 | 0 | 0
3341 | 98.3779 | 0 | 98.3779 | 55 | 6.6727 | 8.5435 | 10 | 18.1617 | 0 | 18.1617 | 0 | 0 | 0 | 0 | 0 | 0 | 0 | 0 | 0 | 0 | 71.6727 | 0 | 2.9513 | 33.3273 | 0 | 0 | -1.4211e-14
3342 | 100.1059 | 0 | 100.1059 | 55 | 8.6562 | 8.7799 | 10 | 17.6697 | 0 | 17.6697 | 0 | 0 | 0 | 0 | 0 | 0 | 0 | 0 | 0 | 0 | 73.6562 | 0 | 3.0032 | 31.3438 | 0 | 0 | 0
3343 | 99.9642 | 0 | 99.9642 | 51.2247 | 2 | 7.5365 | 10 | 16.8086 | 12.3944 | 16.8086 | 12.3944 | 0 | 0 | 0 | 0 | 0 | 0 | 0 | 0 | 0 | 63.2247 | 0 | 2.9989 | 41.7753 | 0 | 0 | 0
3344 | 99.3223 | 0 | 99.3223 | 42.9 | 2 | 5.4655 | 4 | 18.0172 | 26.9397 | 18.0172 | 26.9397 | 0 | 0 | 0 | 0 | 0 | 0 | 0 | 0 | 0 | 48.9 | 0 | 2.9797 | 56.4248 | 0 | 0 | 0
3345 | 99.4132 | 0 | 99.4132 | 42.9 | 2 | 2.592 | 4 | 15.1941 | 32.7271 | 15.1941 | 32.7271 | 0 | 0 | 0 | 0 | 0 | 0 | 0 | 0 | 0 | 48.9 | 0 | 2.9824 | 58.9922 | 0 | 0 | 0
3346 | 97.698 | 0 | 97.698 | 42.9 | 2 | 7.1054e-15 | 4 | 16.7337 | 46.0685 | 16.7337 | 46.0685 | 0 | 0 | 12 | 0 | 2.0041 | 0 | 14.0041 | 0 | 12.6477 | 48.9 | 0 | 2.9309 | 59.8166 | 0 | 0 | 0
3347 | 97.2405 | 0 | 97.2405 | 42.9 | 2 | 0 | 4 | 16.7282 | 50.2156 | 16.7282 | 50.2156 | 0 | 0 | 12 | 0 | 6.6033 | 0 | 18.6033 | 0 | 29.5357 | 48.9 | 0 | 2.9172 | 59.3268 | 0 | 0 | 0
3348 | 95.8562 | 0 | 95.8562 | 42.9 | 2 | 0 | 4 | 14.4652 | 52.8848 | 14.4652 | 52.8848 | 0 | 0 | 12 | 0 | 8.3938 | 0 | 20.3938 | 0 | 48.0744 | 48.9 | 0 | 2.8757 | 59.1361 | 0 | 0 | 0
3349 | 95.9598 | 0 | 95.9598 | 42.9 | 2 | 0 | 4 | 16.7565 | 45.3617 | 16.7565 | 45.3617 | 0 | 0 | 12 | 0 | 3.0584 | 0 | 15.0584 | 0 | 61.6941 | 48.9 | 0 | 2.8788 | 59.7043 | 0 | 0 | 0
3350 | 94.1544 | 0 | 94.1544 | 42.9 | 2 | 7.1054e-15 | 4 | 17.0055 | 41.2277 | 15.2498 | 36.9713 | 1.7557 | 4.2564 | 5.3333 | 0 | 1.6334 | 0 | 6.9667 | 0 | 68 | 48.9 | 0 | 2.8246 | 59.9258 | 0 | 2.6645e-15 | 0
3351 | 94.4479 | 0 | 94.4479 | 42.9 | 2 | 0 | 4 | 16.7051 | 36.4955 | 14.3021 | 31.2458 | 2.403 | 5.2497 | 0 | 0 | 0 | 0 | 0 | 0 | 68 | 48.9 | 0 | 2.8334 | 82.4931 | 0 | 1.4211e-14 | 0
3352 | 99.9418 | 0 | 99.9418 | 42.9 | 2 | 5.899 | 4.588 | 18.1642 | 26.3905 | 18.1642 | 26.3905 | 0 | 0 | 0 | 0 | 0 | 0 | 0 | 0 | 68 | 49.488 | 0 | 2.9983 | 77.512 | 0 | 0 | 0
3353 | 100.683 | 0 | 100.683 | 51.6089 | 2 | 7.6299 | 10 | 16.6764 | 12.3683 | 16.6764 | 12.3683 | 0 | 0 | 0 | 0 | 0 | 0.39942 | 0 | 0.39942 | 67.5668 | 63.6089 | 0 | 3.0205 | 62.9917 | 0 | 0 | 0
3354 | 109.7377 | 0 | 109.7377 | 49.8611 | 2 | 9.7792 | 10 | 17.9187 | 5.9712e-15 | 17.9187 | 5.9712e-15 | 0 | 0 | 0 | 10.1787 | 0 | 10 | 0 | 20.1787 | 45.4106 | 61.8611 | 0 | 3.2921 | 44.9602 | 0 | 0 | 0
3355 | 111.7703 | 0 | 111.7703 | 52.155 | 2 | 10.0361 | 10 | 17.5396 | 0 | 17.5396 | 0 | 0 | 0 | 0 | 12 | 0 | 8.0397 | 0 | 20.0397 | 23.357 | 64.155 | 0 | 3.3531 | 40.845 | 0 | 0 | 0
3356 | 117.0217 | 0 | 117.0217 | 55 | 12.0098 | 10.6101 | 10 | 17.4019 | 0 | 17.4019 | 0 | 0 | 0 | 0 | 12 | 0 | 0 | 0 | 12 | 10.0237 | 77.0098 | 0 | 3.5107 | 27.9902 | 0 | 0 | 0
3357 | 114.0107 | 0 | 114.0107 | 55 | 10.2571 | 10.0461 | 10 | 19.6863 | 0 | 19.6863 | 0 | 0 | 0 | 0 | 9.0213 | 0 | 0 | 0 | 9.0213 | 0 | 75.2571 | 0 | 3.4203 | 29.7429 | 0 | 0 | 0
3358 | 109.3492 | 0 | 109.3492 | 55 | 17.928 | 9.8851 | 10 | 16.5361 | 0 | 16.5361 | 0 | 0 | 0 | 0 | 0 | 0 | 0 | 0 | 0 | 0 | 82.928 | 0 | 3.2805 | 22.072 | 0 | 0 | -1.4211e-14
3359 | 105.0038 | 0 | 105.0038 | 55 | 10.9066 | 9.0482 | 10 | 20.049 | 0 | 20.049 | 0 | 0 | 0 | 0 | 0 | 0 | 0 | 0 | 0 | 0 | 75.9066 | 0 | 3.1501 | 29.0934 | 0 | 1.4211e-14 | 0
3360 | 97.6517 | 0 | 97.6517 | 55 | 6.849 | 8.5645 | 10 | 17.2382 | 0 | 17.2382 | 0 | 0 | 0 | 0 | 0 | 0 | 0 | 0 | 0 | 0 | 71.849 | 0 | 2.9296 | 33.151 | 0 | 0 | 0
3361 | 99.0139 | 0 | 99.0139 | 55 | 9.2234 | 8.8475 | 10 | 15.9429 | 0 | 15.9429 | 0 | 0 | 0 | 0 | 0 | 0 | 0 | 0 | 0 | 0 | 74.2234 | 0 | 2.9704 | 30.7766 | 0 | 0 | 0
3362 | 95.685 | 0 | 95.685 | 55 | 3.9281 | 8.2163 | 10 | 18.5405 | 0 | 18.5405 | 0 | 0 | 0 | 0 | 0 | 0 | 0 | 0 | 0 | 0 | 68.9281 | 0 | 2.8706 | 36.0719 | 0 | 0 | 0
3363 | 98.6182 | 0 | 98.6182 | 55 | 7.8331 | 8.6818 | 10 | 17.1033 | 0 | 17.1033 | 0 | 0 | 0 | 0 | 0 | 0 | 0 | 0 | 0 | 0 | 72.8331 | 0 | 2.9585 | 32.1669 | 0 | 0 | 0
3364 | 97.6243 | 0 | 97.6243 | 55 | 7.5535 | 8.6485 | 10 | 16.4224 | 0 | 16.4224 | 0 | 0 | 0 | 0 | 0 | 0 | 0 | 0 | 0 | 0 | 72.5535 | 0 | 2.9287 | 32.4465 | 0 | 0 | 0
3365 | 98.412 | 0 | 98.412 | 55 | 10.0805 | 8.9497 | 10 | 14.3818 | 0 | 14.3818 | 0 | 0 | 0 | 0 | 0 | 0 | 0 | 0 | 0 | 0 | 75.0805 | 0 | 2.9524 | 29.9195 | 0 | 1.4211e-14 | 0
3366 | 98.1106 | 0 | 98.1106 | 55 | 8.3747 | 8.7464 | 10 | 15.9895 | 0 | 15.9895 | 0 | 0 | 0 | 0 | 0 | 0 | 0 | 0 | 0 | 0 | 73.3747 | 0 | 2.9433 | 31.6253 | 0 | 0 | 0
3367 | 100.4079 | 0 | 100.4079 | 55 | 2.8306 | 8.0855 | 10 | 13.6747 | 10.8172 | 13.6747 | 10.8172 | 0 | 0 | 0 | 0 | 0 | 0 | 0 | 0 | 0 | 67.8306 | 0 | 3.0122 | 37.1694 | 0 | 0 | 0
3368 | 96.8493 | 0 | 96.8493 | 42.9 | 2 | 6.3768 | 8.5963 | 16.061 | 20.9152 | 16.061 | 20.9152 | 0 | 0 | 0 | 0 | 0 | 0 | 0 | 0 | 0 | 53.4963 | 0 | 2.9055 | 51.5037 | 0 | 0 | 0
3369 | 98.1295 | 0 | 98.1295 | 42.9 | 2 | 3.4984 | 4 | 13.4495 | 32.2817 | 13.4495 | 32.2817 | 0 | 0 | 0 | 0 | 0 | 0 | 0 | 0 | 0 | 48.9 | 0 | 2.9439 | 58.1824 | 0 | 0 | 0
3370 | 98.1766 | 0 | 98.1766 | 42.9 | 2 | 0 | 4 | 13.8331 | 37.7496 | 13.8331 | 37.7496 | 0 | 0 | 2.3061 | 0 | 0 | 0 | 2.3061 | 0 | 2.0755 | 48.9 | 0 | 2.9453 | 61.0625 | 0 | 0 | 0
3371 | 96.1256 | 0 | 96.1256 | 42.9 | 2 | 7.1054e-15 | 4 | 14.4467 | 42.3222 | 14.4467 | 42.3222 | 0 | 0 | 9.5433 | 0 | 0 | 0 | 9.5433 | 0 | 10.6645 | 48.9 | 0 | 2.8838 | 60.2917 | 0 | 0 | 0
3372 | 94.898 | 0 | 94.898 | 42.9 | 2 | 0 | 4 | 15.1898 | 42.0131 | 15.1898 | 42.0131 | 0 | 0 | 11.2049 | 0 | 0 | 0 | 11.2049 | 0 | 20.749 | 48.9 | 0 | 2.8469 | 60.1147 | 0 | 0 | 0
3373 | 97.2042 | 0 | 97.2042 | 42.9 | 2 | 7.1054e-15 | 4 | 14.0279 | 37.9875 | 14.0279 | 37.9875 | 0 | 0 | 3.7111 | 0 | 0 | 0 | 3.7111 | 0 | 24.089 | 48.9 | 0 | 2.9161 | 60.9129 | 0 | 0 | 0
3374 | 94.6927 | 0 | 94.6927 | 42.9 | 2 | 0 | 4 | 12.7631 | 37.6711 | 12.7631 | 37.6711 | 0 | 0 | 4.6414 | 0 | 0 | 0 | 4.6414 | 0 | 28.2662 | 48.9 | 0 | 2.8408 | 60.8138 | 0 | 0 | 0
3375 | 93.6807 | 0 | 93.6807 | 42.9 | 2 | 0.44533 | 4 | 14.7231 | 29.6122 | 14.7231 | 29.6122 | 0 | 0 | 0 | 0 | 0 | 0 | 0 | 0 | 28.2662 | 48.9 | 0 | 2.8104 | 72.9102 | 0 | 0 | 0
3376 | 96.2935 | 0 | 96.2935 | 42.9 | 2 | 6.4125 | 8.8954 | 14.8151 | 21.2705 | 14.8151 | 21.2705 | 0 | 0 | 0 | 0 | 0 | 0 | 0 | 0 | 28.2662 | 53.7954 | 0 | 2.8888 | 63.2046 | 0 | 0 | 0
3377 | 105.3306 | 0 | 105.3306 | 49.3313 | 2 | 8.6562 | 10 | 14.6131 | 9.443 | 14.6131 | 9.443 | 0 | 0 | 0 | 11.287 | 0 | 0 | 0 | 11.287 | 15.7252 | 61.3313 | 0 | 3.1599 | 44.3817 | 0 | 0 | 0
3378 | 109.1261 | 0 | 109.1261 | 55 | 8.3324 | 10.1717 | 10 | 13.622 | 5.3007e-15 | 13.622 | 5.3007e-15 | 0 | 0 | 0 | 12 | 0 | 0 | 0 | 12 | 2.3918 | 73.3324 | 0 | 3.2738 | 31.6676 | 0 | 0 | 0
3379 | 110.9885 | 0 | 110.9885 | 55 | 18.7939 | 10.2449 | 10 | 14.7969 | 0 | 14.7969 | 0 | 0 | 0 | 0 | 2.1527 | 0 | 0 | 0 | 2.1527 | -4.4409e-16 | 83.7939 | 0 | 3.3297 | 21.2061 | 0 | 0 | 0
3380 | 119.5988 | 0 | 119.5988 | 55 | 27.7233 | 11.0527 | 10 | 15.8227 | 0 | 15.8227 | 0 | 0 | 0 | 0 | -3.9968e-16 | 0 | 0 | 0 | -3.9968e-16 | 0 | 92.7233 | 0 | 3.588 | 12.2767 | 0 | 0 | -1.4211e-14
3381 | 114.201 | 0 | 114.201 | 55 | 21.2127 | 10.2767 | 10 | 17.7117 | 0 | 17.7117 | 0 | 0 | 0 | 0 | 0 | 0 | 0 | 0 | 0 | 0 | 86.2127 | 0 | 3.426 | 18.7873 | 0 | 1.4211e-14 | 0
3382 | 111.4214 | 0 | 111.4214 | 55 | 19.8836 | 10.1182 | 10 | 16.4195 | 0 | 16.4195 | 0 | 0 | 0 | 0 | 0 | 0 | 0 | 0 | 0 | 0 | 84.8836 | 0 | 3.3426 | 20.1164 | 0 | 1.4211e-14 | 0
3383 | 104.54 | 0 | 104.54 | 55 | 13.4142 | 9.3471 | 10 | 16.7787 | 0 | 16.7787 | 0 | 0 | 0 | 0 | 0 | 0 | 0 | 0 | 0 | 0 | 78.4142 | 0 | 3.1362 | 26.5858 | 0 | 0 | 0
3384 | 95.3408 | 0 | 95.3408 | 55 | 4.6649 | 8.3041 | 10 | 17.3717 | 0 | 17.3717 | 0 | 0 | 0 | 0 | 0 | 0 | 0 | 0 | 0 | 0 | 69.6649 | 0 | 2.8602 | 35.3351 | 0 | 0 | 0
3385 | 93.0917 | 0 | 93.0917 | 54.8239 | 2 | 7.9655 | 10 | 18.3023 | 0 | 18.3023 | 0 | 0 | 0 | 0 | 0 | 0 | 0 | 0 | 0 | 0 | 66.8239 | 0 | 2.7928 | 38.1761 | 0 | 0 | 0
3386 | 94.6098 | 0 | 94.6098 | 55 | 2.7007 | 8.07 | 10 | 18.8391 | 0 | 18.8391 | 0 | 0 | 0 | 0 | 0 | 0 | 0 | 0 | 0 | 0 | 67.7007 | 0 | 2.8383 | 37.2993 | 0 | 0 | 0
3387 | 97.9114 | 0 | 97.9114 | 55 | 7.0878 | 8.593 | 10 | 17.2306 | 0 | 17.2306 | 0 | 0 | 0 | 0 | 0 | 0 | 0 | 0 | 0 | 0 | 72.0878 | 0 | 2.9373 | 32.9122 | 0 | 0 | 0
3388 | 97.18 | 0 | 97.18 | 55 | 6.3837 | 8.509 | 10 | 17.2873 | 0 | 17.2873 | 0 | 0 | 0 | 0 | 0 | 0 | 0 | 0 | 0 | 0 | 71.3837 | 0 | 2.9154 | 33.6163 | 0 | 0 | 0
3389 | 98.8546 | 0 | 98.8546 | 55 | 5.7024 | 8.4278 | 10 | 19.7244 | 0 | 19.7244 | 0 | 0 | 0 | 0 | 0 | 0 | 0 | 0 | 0 | 0 | 70.7024 | 0 | 2.9656 | 34.2976 | 0 | 0 | 0
3390 | 97.2903 | 0 | 97.2903 | 55 | 5.2672 | 8.3759 | 10 | 18.6471 | 0 | 18.6471 | 0 | 0 | 0 | 0 | 0 | 0 | 0 | 0 | 0 | 0 | 70.2672 | 0 | 2.9187 | 34.7328 | 0 | 0 | 0
3391 | 97.6307 | 0 | 97.6307 | 50.1835 | 2 | 7.4124 | 10 | 17.0284 | 11.0064 | 17.0284 | 11.0064 | 0 | 0 | 0 | 0 | 0 | 0 | 0 | 0 | 0 | 62.1835 | 0 | 2.9289 | 42.8165 | 0 | 0 | 0
3392 | 95.5314 | 0 | 95.5314 | 42.9 | 2 | 6.4745 | 9.4159 | 14.7712 | 19.9698 | 14.7712 | 19.9698 | 0 | 0 | 0 | 0 | 0 | 0 | 0 | 0 | 0 | 54.3159 | 0 | 2.8659 | 50.6841 | 0 | 0 | 0
3393 | 93.5893 | 0 | 93.5893 | 42.9 | 2 | 0 | 4 | 14.7083 | 32.3211 | 14.7083 | 32.3211 | 0 | 0 | 2.3402 | 0 | 0 | 0 | 2.3402 | 0 | 2.1062 | 48.9 | 0 | 2.8077 | 61.0589 | 0 | 0 | 0
3394 | 94.545 | 0 | 94.545 | 42.9 | 2 | 0 | 4 | 14.1498 | 36.892 | 14.1498 | 36.892 | 0 | 0 | 5.3969 | 0 | 0 | 0 | 5.3969 | 0 | 6.9634 | 48.9 | 0 | 2.8363 | 60.7333 | 0 | 0 | 0
3395 | 95.705 | 0 | 95.705 | 42.9 | 2 | 0 | 4 | 13.6192 | 39.0204 | 13.6192 | 39.0204 | 0 | 0 | 5.8345 | 0 | 0 | 0 | 5.8345 | 0 | 12.2144 | 48.9 | 0 | 2.8712 | 60.6867 | 0 | 0 | 0
3396 | 94.4973 | 0 | 94.4973 | 42.9 | 2 | 0 | 4 | 14.3795 | 44.468 | 14.3795 | 44.468 | 0 | 0 | 12 | 0 | 1.2502 | 0 | 13.2502 | 0 | 24.1671 | 48.9 | 0 | 2.8349 | 59.8969 | 0 | 0 | 0
3397 | 90.8596 | 0 | 90.8596 | 42.9 | 2 | 0 | 4 | 14.2119 | 40.4804 | 14.2119 | 40.4804 | 0 | 0 | 12 | 0 | 0.7326 | 0 | 12.7326 | 0 | 35.6425 | 48.9 | 0 | 2.7258 | 59.952 | 0 | 0 | 0
3398 | 89.5329 | 0 | 89.5329 | 42.9 | 2 | 0 | 4 | 13.2809 | 36.2777 | 13.2809 | 36.2777 | 0 | 0 | 8.9257 | 0 | 0 | 0 | 8.9257 | 0 | 43.6756 | 48.9 | 0 | 2.686 | 62.0429 | 0 | 0 | 0
3399 | 90.3849 | 0 | 90.3849 | 42.9 | 2 | 0 | 4 | 17.1109 | 29.3438 | 17.1109 | 29.3438 | 0 | 0 | 4.9697 | 0 | 0 | 0 | 4.9697 | 0 | 48.1483 | 48.9 | 0 | 2.7115 | 62.4642 | 0 | 0 | 0
3400 | 94.8449 | 0 | 94.8449 | 42.9 | 2 | 6.1335 | 6.5552 | 16.2775 | 20.9787 | 16.2775 | 20.9787 | 0 | 0 | 0 | 0 | 0 | 0 | 0 | 0 | 48.1483 | 51.4552 | 0 | 2.8453 | 67.2302 | 0 | 0 | 0
3401 | 102.1905 | 0 | 102.1905 | 50.1682 | 2 | 8.0477 | 10 | 16.2835 | 10.346 | 16.2835 | 10.346 | 0 | 0 | 0 | 3.6597 | 0 | 1.6854 | 0 | 5.3451 | 42.254 | 62.1682 | 0 | 3.0657 | 51.1721 | 0 | 0 | 0
3402 | 107.3243 | 0 | 107.3243 | 55 | 5.5649 | 9.8418 | 10 | 14.9176 | 5.1219e-15 | 14.9176 | 5.1219e-15 | 0 | 0 | 0 | 12 | 0 | 0 | 0 | 12 | 28.9206 | 70.5649 | 0 | 3.2197 | 34.4351 | 0 | 0 | 0
3403 | 110.2098 | 0 | 110.2098 | 55 | 7.234 | 10.0408 | 10 | 15.935 | 0 | 15.935 | 0 | 0 | 0 | 0 | 12 | 0 | 0 | 0 | 12 | 15.5873 | 72.234 | 0 | 3.3063 | 32.766 | 0 | 0 | 0
3404 | 114.4245 | 0 | 114.4245 | 55 | 9.0388 | 10.2559 | 10 | 18.1297 | 0 | 18.1297 | 0 | 0 | 0 | 0 | 12 | 0 | 0 | 0 | 12 | 2.254 | 74.0388 | 0 | 3.4327 | 30.9612 | 0 | 1.4211e-14 | 0
3405 | 110.6212 | 0 | 110.6212 | 55 | 15.9486 | 9.891 | 10 | 17.7531 | 0 | 17.7531 | 0 | 0 | 0 | 0 | 2.0286 | 0 | 0 | 0 | 2.0286 | 0 | 80.9486 | 0 | 3.3186 | 24.0514 | 0 | 0 | -1.4211e-14
3406 | 105.5128 | 0 | 105.5128 | 55 | 13.3052 | 9.3341 | 10 | 17.8734 | 0 | 17.8734 | 0 | 0 | 0 | 0 | 0 | 0 | 0 | 0 | 0 | 0 | 78.3052 | 0 | 3.1654 | 26.6948 | 0 | 0 | 0
3407 | 103.827 | 0 | 103.827 | 55 | 12.2276 | 9.2056 | 10 | 17.3938 | 0 | 17.3938 | 0 | 0 | 0 | 0 | 0 | 0 | 0 | 0 | 0 | 0 | 77.2276 | 0 | 3.1148 | 27.7724 | 0 | 0 | 0
3408 | 91.7815 | 0 | 91.7815 | 55 | 4.1149 | 8.2386 | 10 | 14.428 | 0 | 14.428 | 0 | 0 | 0 | 0 | 0 | 0 | 0 | 0 | 0 | 0 | 69.1149 | 0 | 2.7534 | 35.8851 | 0 | 0 | 0
3409 | 94.7321 | 0 | 94.7321 | 55 | 6 | 8.4633 | 10 | 15.2689 | 0 | 15.2689 | 0 | 0 | 0 | 0 | 0 | 0 | 0 | 0 | 0 | 0 | 71 | 0 | 2.842 | 34 | 0 | 0 | 0
3410 | 92.9233 | 0 | 92.9233 | 55 | 4.9176 | 8.3343 | 10 | 14.6714 | 0 | 14.6714 | 0 | 0 | 0 | 0 | 0 | 0 | 0 | 0 | 0 | 0 | 69.9176 | 0 | 2.7877 | 35.0824 | 0 | 0 | 0
3411 | 94.455 | 0 | 94.455 | 55 | 6.9647 | 8.5783 | 10 | 13.912 | 0 | 13.912 | 0 | 0 | 0 | 0 | 0 | 0 | 0 | 0 | 0 | 0 | 71.9647 | 0 | 2.8336 | 33.0353 | 0 | 0 | 0
3412 | 95.6266 | 0 | 95.6266 | 55 | 7.4304 | 8.6338 | 10 | 14.5624 | 0 | 14.5624 | 0 | 0 | 0 | 0 | 0 | 0 | 0 | 0 | 0 | 0 | 72.4304 | 0 | 2.8688 | 32.5696 | 0 | 0 | 0
3413 | 94.6293 | 0 | 94.6293 | 55 | 8.3276 | 8.7407 | 10 | 12.561 | 0 | 12.561 | 0 | 0 | 0 | 0 | 0 | 0 | 0 | 0 | 0 | 0 | 73.3276 | 0 | 2.8389 | 31.6724 | 0 | 0 | 0
3414 | 98.2096 | 0 | 98.2096 | 55 | 9.0176 | 8.823 | 10 | 15.369 | 0 | 15.369 | 0 | 0 | 0 | 0 | 0 | 0 | 0 | 0 | 0 | 0 | 74.0176 | 0 | 2.9463 | 30.9824 | 0 | 0 | 0
3415 | 97.1077 | 0 | 97.1077 | 52.9404 | 2 | 7.741 | 10 | 12.4023 | 12.024 | 12.4023 | 12.024 | 0 | 0 | 0 | 0 | 0 | 0 | 0 | 0 | 0 | 64.9404 | 0 | 2.9132 | 40.0596 | 0 | 0 | 0
3416 | 94.2081 | 0 | 94.2081 | 42.9 | 2 | 6.4513 | 9.2208 | 11.9631 | 21.6729 | 11.9631 | 21.6729 | 0 | 0 | 0 | 0 | 0 | 0 | 0 | 0 | 0 | 54.1208 | 0 | 2.8262 | 50.8792 | 0 | 0 | 0
3417 | 94.3856 | 0 | 94.3856 | 42.9 | 2 | 3.6069 | 4 | 11.3606 | 30.5181 | 11.3606 | 30.5181 | 0 | 0 | 0 | 0 | 0 | 0 | 0 | 0 | 0 | 48.9 | 0 | 2.8316 | 58.0854 | 0 | 0 | 0
3418 | 93.3429 | 0 | 93.3429 | 42.9 | 2 | 0 | 4 | 11.6759 | 38.7002 | 11.6759 | 38.7002 | 0 | 0 | 5.9332 | 0 | 0 | 0 | 5.9332 | 0 | 5.3399 | 48.9 | 0 | 2.8003 | 60.6762 | 0 | 0 | 0
3419 | 92.0154 | 0 | 92.0154 | 42.9 | 2 | 7.1054e-15 | 4 | 11.971 | 41.9891 | 11.971 | 41.9891 | 0 | 0 | 10.8447 | 0 | 0 | 0 | 10.8447 | 0 | 15.1002 | 48.9 | 0 | 2.7605 | 60.1531 | 0 | 0 | 0
3420 | 93.7688 | 0 | 93.7688 | 42.9 | 2 | 7.1054e-15 | 4 | 9.5906 | 46.2251 | 9.5906 | 46.2251 | 0 | 0 | 10.9468 | 0 | 0 | 0 | 10.9468 | 0 | 24.9523 | 48.9 | 0 | 2.8131 | 60.1422 | 0 | 0 | 0
3421 | 94.3712 | 0 | 94.3712 | 42.9 | 2 | 0 | 4 | 12.1349 | 43.986 | 12.1349 | 43.986 | 0 | 0 | 10.6497 | 0 | 0 | 0 | 10.6497 | 0 | 34.537 | 48.9 | 0 | 2.8311 | 60.1739 | 0 | 0 | 0
3422 | 90.0433 | 0 | 90.0433 | 42.9 | 2 | 7.1054e-15 | 4 | 10.7672 | 37.9108 | 10.7672 | 37.9108 | 0 | 0 | 7.5348 | 0 | 0 | 0 | 7.5348 | 0 | 41.3183 | 48.9 | 0 | 2.7013 | 60.5056 | 0 | 0 | 0
3423 | 91.6189 | 0 | 91.6189 | 42.9 | 2 | 0.73867 | 4 | 10.3591 | 31.6211 | 10.3591 | 31.6211 | 0 | 0 | 0 | 0 | 0 | 0 | 0 | 0 | 41.3183 | 48.9 | 0 | 2.7486 | 72.6481 | 0 | 0 | 0
3424 | 96.6051 | 0 | 96.6051 | 45.2978 | 2 | 6.83 | 10 | 10.3455 | 22.1318 | 10.3455 | 22.1318 | 0 | 0 | 0 | 0 | 0 | 0 | 0 | 0 | 41.3183 | 57.2978 | 0 | 2.8982 | 59.7022 | 0 | 0 | 0
3425 | 101.6125 | 0 | 101.6125 | 51.4237 | 2 | 8.3803 | 10 | 11.6158 | 11.3123 | 11.6158 | 11.3123 | 0 | 0 | 0 | 6.8803 | 0 | 0 | 0 | 6.8803 | 33.6735 | 63.4237 | 0 | 3.0484 | 46.6959 | 0 | 0 | 0
3426 | 104.2534 | 0 | 104.2534 | 55 | 3.1272 | 9.5513 | 10 | 14.5749 | 5.5012e-15 | 14.5749 | 5.5012e-15 | 0 | 0 | 0 | 12 | 0 | 0 | 0 | 12 | 20.3402 | 68.1272 | 0 | 3.1276 | 36.8728 | 0 | 0 | 0
3427 | 111.3823 | 0 | 111.3823 | 55 | 10.3598 | 10.4134 | 10 | 13.6091 | 0 | 13.6091 | 0 | 0 | 0 | 0 | 12 | 0 | 0 | 0 | 12 | 7.0069 | 75.3598 | 0 | 3.3415 | 29.6402 | 0 | 0 | 0
3428 | 116.0274 | 0 | 116.0274 | 55 | 18.4924 | 10.7041 | 10 | 15.5247 | 0 | 15.5247 | 0 | 0 | 0 | 0 | 6.3062 | 0 | 0 | 0 | 6.3062 | 0 | 83.4924 | 0 | 3.4808 | 21.5076 | 0 | 0 | -1.4211e-14
3429 | 111.5759 | 0 | 111.5759 | 55 | 22.1021 | 10.3827 | 10 | 14.0911 | 0 | 14.0911 | 0 | 0 | 0 | 0 | 0 | 0 | 0 | 0 | 0 | 0 | 87.1021 | 0 | 3.3473 | 17.8979 | 0 | 0 | 0
3430 | 105.709 | 0 | 105.709 | 55 | 17.5666 | 9.842 | 10 | 13.3004 | 0 | 13.3004 | 0 | 0 | 0 | 0 | 0 | 0 | 0 | 0 | 0 | 0 | 82.5666 | 0 | 3.1713 | 22.4334 | 0 | 0 | 0
3431 | 100.1492 | 0 | 100.1492 | 55 | 10.9224 | 9.05 | 10 | 15.1767 | 0 | 15.1767 | 0 | 0 | 0 | 0 | 0 | 0 | 0 | 0 | 0 | 0 | 75.9224 | 0 | 3.0045 | 29.0776 | 0 | 1.4211e-14 | 0
3432 | 95.9526 | 0 | 95.9526 | 55 | 6.3884 | 8.5096 | 10 | 16.0547 | 0 | 16.0547 | 0 | 0 | 0 | 0 | 0 | 0 | 0 | 0 | 0 | 0 | 71.3884 | 0 | 2.8786 | 33.6116 | 0 | 0 | 0
3433 | 95.009 | 0 | 95.009 | 55 | 7.9341 | 8.6938 | 10 | 13.381 | 0 | 13.381 | 0 | 0 | 0 | 0 | 0 | 0 | 0 | 0 | 0 | 0 | 72.9341 | 0 | 2.8503 | 32.0659 | 0 | 0 | 0
3434 | 96.874 | 0 | 96.874 | 55 | 6.8658 | 8.5665 | 10 | 16.4417 | 0 | 16.4417 | 0 | 0 | 0 | 0 | 0 | 0 | 0 | 0 | 0 | 0 | 71.8658 | 0 | 2.9062 | 33.1342 | 0 | 0 | 0
3435 | 100.243 | 0 | 100.243 | 55 | 10.2633 | 8.9715 | 10 | 16.0082 | 0 | 16.0082 | 0 | 0 | 0 | 0 | 0 | 0 | 0 | 0 | 0 | 0 | 75.2633 | 0 | 3.0073 | 29.7367 | 0 | 0 | -1.4211e-14
3436 | 101.4679 | 0 | 101.4679 | 55 | 11.1282 | 9.0746 | 10 | 16.2651 | 0 | 16.2651 | 0 | 0 | 0 | 0 | 0 | 0 | 0 | 0 | 0 | 0 | 76.1282 | 0 | 3.044 | 28.8718 | 0 | 0 | 0
3437 | 98.3925 | 0 | 98.3925 | 55 | 9.6124 | 8.8939 | 10 | 14.8862 | 0 | 14.8862 | 0 | 0 | 0 | 0 | 0 | 0 | 0 | 0 | 0 | 0 | 74.6124 | 0 | 2.9518 | 30.3876 | 0 | 0 | 0
3438 | 99.3078 | 0 | 99.3078 | 55 | 10.6105 | 9.0129 | 10 | 14.6844 | 0 | 14.6844 | 0 | 0 | 0 | 0 | 0 | 0 | 0 | 0 | 0 | 0 | 75.6105 | 0 | 2.9792 | 29.3895 | 0 | 0 | 0
3439 | 99.5718 | 0 | 99.5718 | 53.1752 | 2 | 7.769 | 10 | 14.1834 | 12.4442 | 14.1834 | 12.4442 | 0 | 0 | 0 | 0 | 0 | 0 | 0 | 0 | 0 | 65.1752 | 0 | 2.9872 | 39.8248 | 0 | 0 | 0
3440 | 97.576 | 0 | 97.576 | 42.9 | 2 | 6.5053 | 9.674 | 13.9004 | 22.5963 | 13.9004 | 22.5963 | 0 | 0 | 0 | 0 | 0 | 0 | 0 | 0 | 0 | 54.574 | 0 | 2.9273 | 50.426 | 0 | 0 | 0
3441 | 97.8597 | 0 | 97.8597 | 42.9 | 2 | 6.1287 | 6.5145 | 13.5513 | 26.7653 | 13.5513 | 26.7653 | 0 | 0 | 0 | 0 | 0 | 0 | 0 | 0 | 0 | 51.4145 | 0 | 2.9358 | 53.5855 | 0 | 0 | 0
3442 | 100.2304 | 0 | 100.2304 | 42.9 | 2 | 0 | 4 | 14.0937 | 41.6269 | 14.0937 | 41.6269 | 0 | 0 | 4.3902 | 0 | 0 | 0 | 4.3902 | 0 | 3.9512 | 48.9 | 0 | 3.0069 | 60.8405 | 0 | 0 | 0
3443 | 97.2073 | 0 | 97.2073 | 42.9 | 2 | 1.4211e-14 | 4 | 11.7892 | 43.6175 | 11.7892 | 43.6175 | 0 | 0 | 7.0994 | 0 | 0 | 0 | 7.0994 | 0 | 10.3407 | 48.9 | 0 | 2.9162 | 60.552 | 0 | 0 | 0
3444 | 98.1104 | 0 | 98.1104 | 42.9 | 2 | 7.1054e-15 | 4 | 13.4253 | 45.7307 | 13.4253 | 45.7307 | 0 | 0 | 9.9456 | 0 | 0 | 0 | 9.9456 | 0 | 19.2918 | 48.9 | 0 | 2.9433 | 60.2489 | 0 | 1.4211e-14 | 0
3445 | 93.7265 | 0 | 93.7265 | 42.9 | 2 | 7.1054e-15 | 4 | 13.2975 | 44.8367 | 13.2975 | 44.8367 | 0 | 0 | 12 | 0 | 1.3078 | 0 | 13.3078 | 0 | 31.2975 | 48.9 | 0 | 2.8118 | 59.8908 | 0 | 0 | 0
3446 | 94.2142 | 0 | 94.2142 | 42.9 | 2 | 7.1054e-15 | 4 | 14.7486 | 40.6857 | 14.7486 | 40.6857 | 0 | 0 | 10.1201 | 0 | 0 | 0 | 10.1201 | 0 | 40.4056 | 48.9 | 0 | 2.8264 | 61.3419 | 0 | 1.4211e-14 | 0
3447 | 94.1391 | 0 | 94.1391 | 42.9 | 2 | 7.1054e-15 | 4 | 14.2548 | 32.0654 | 14.2548 | 32.0654 | 0 | 0 | 1.081 | 0 | 0 | 0 | 1.081 | 0 | 41.3785 | 48.9 | 0 | 2.8242 | 62.3046 | 0 | 1.4211e-14 | 0
3448 | 97.3164 | 0 | 97.3164 | 44.5091 | 2 | 6.7359 | 10 | 12.8645 | 21.207 | 12.8645 | 21.207 | 0 | 0 | 0 | 0 | 0 | 0 | 0 | 0 | 41.3785 | 56.5091 | 0 | 2.9195 | 61.6025 | 0 | 0 | 0
3449 | 101.0953 | 0 | 101.0953 | 52.2028 | 2 | 8.0016 | 10 | 13.389 | 12.578 | 13.389 | 12.578 | 0 | 0 | 0 | 1.8124 | 0 | 1.1116 | 0 | 2.924 | 38.159 | 64.2028 | 0 | 3.0329 | 50.9848 | 0 | 0 | 0
3450 | 106.0041 | 0 | 106.0041 | 55 | 4.8015 | 9.7508 | 10 | 14.4517 | 6.0369e-15 | 14.4517 | 6.0369e-15 | 0 | 0 | 0 | 12 | 0 | 0 | 0 | 12 | 24.8257 | 69.8015 | 0 | 3.1801 | 35.1985 | 0 | 0 | 0
3451 | 114.5451 | 0 | 114.5451 | 55 | 11.1864 | 10.5119 | 10 | 15.8468 | 0 | 15.8468 | 0 | 0 | 0 | 0 | 12 | 0 | 0 | 0 | 12 | 11.4923 | 76.1864 | 0 | 3.4364 | 28.8136 | 0 | 1.4211e-14 | 0
3452 | 118.0033 | 0 | 118.0033 | 55 | 17.2161 | 11.0332 | 10 | 14.4109 | 0 | 14.4109 | 0 | 0 | 0 | 0 | 10.3431 | 0 | 0 | 0 | 10.3431 | 0 | 82.2161 | 0 | 3.5401 | 22.7839 | 0 | 0 | 0
3453 | 113.5148 | 0 | 113.5148 | 55 | 22.3182 | 10.4084 | 10 | 15.7882 | 0 | 15.7882 | 0 | 0 | 0 | 0 | 0 | 0 | 0 | 0 | 0 | 0 | 87.3182 | 0 | 3.4054 | 17.6818 | 0 | 1.4211e-14 | 0
3454 | 110.1021 | 0 | 110.1021 | 55 | 20.4052 | 10.1804 | 10 | 14.5165 | 0 | 14.5165 | 0 | 0 | 0 | 0 | 0 | 0 | 0 | 0 | 0 | 0 | 85.4052 | 0 | 3.3031 | 19.5948 | 0 | 0 | 0
3455 | 107.7999 | 0 | 107.7999 | 55 | 16.5985 | 9.7266 | 10 | 16.4748 | 0 | 16.4748 | 0 | 0 | 0 | 0 | 0 | 0 | 0 | 0 | 0 | 0 | 81.5985 | 0 | 3.234 | 23.4015 | 0 | 1.4211e-14 | 0
3456 | 96.0291 | 0 | 96.0291 | 55 | 6.3999 | 8.511 | 10 | 16.1183 | 0 | 16.1183 | 0 | 0 | 0 | 0 | 0 | 0 | 0 | 0 | 0 | 0 | 71.3999 | 0 | 2.8809 | 33.6001 | 0 | 0 | 0
3457 | 97.6057 | 0 | 97.6057 | 55 | 7.8177 | 8.68 | 10 | 16.108 | 0 | 16.108 | 0 | 0 | 0 | 0 | 0 | 0 | 0 | 0 | 0 | 0 | 72.8177 | 0 | 2.9282 | 32.1823 | 0 | 1.4211e-14 | 0
3458 | 97.4071 | 0 | 97.4071 | 55 | 9.0654 | 8.8287 | 10 | 14.5129 | 0 | 14.5129 | 0 | 0 | 0 | 0 | 0 | 0 | 0 | 0 | 0 | 0 | 74.0654 | 0 | 2.9222 | 30.9346 | 0 | 0 | 0
3459 | 101.0163 | 0 | 101.0163 | 55 | 9.8429 | 8.9214 | 10 | 17.2521 | 0 | 17.2521 | 0 | 0 | 0 | 0 | 0 | 0 | 0 | 0 | 0 | 0 | 74.8429 | 0 | 3.0305 | 30.1571 | 0 | 0 | -1.4211e-14
3460 | 99.0697 | 0 | 99.0697 | 55 | 8.5333 | 8.7653 | 10 | 16.7711 | 0 | 16.7711 | 0 | 0 | 0 | 0 | 0 | 0 | 0 | 0 | 0 | 0 | 73.5333 | 0 | 2.9721 | 31.4667 | 0 | 0 | -1.4211e-14
3461 | 101.6452 | 0 | 101.6452 | 55 | 10.7011 | 9.0237 | 10 | 16.9204 | 0 | 16.9204 | 0 | 0 | 0 | 0 | 0 | 0 | 0 | 0 | 0 | 0 | 75.7011 | 0 | 3.0494 | 29.2989 | 0 | 1.4211e-14 | 0
3462 | 100.0408 | 0 | 100.0408 | 55 | 11.3379 | 9.0996 | 10 | 14.6033 | 0 | 14.6033 | 0 | 0 | 0 | 0 | 0 | 0 | 0 | 0 | 0 | 0 | 76.3379 | 0 | 3.0012 | 28.6621 | 0 | 0 | 0
3463 | 100.8995 | 0 | 100.8995 | 54.7722 | 2 | 7.9593 | 10 | 13.794 | 12.3738 | 13.794 | 12.3738 | 0 | 0 | 0 | 0 | 0 | 0 | 0 | 0 | 0 | 66.7722 | 0 | 3.027 | 38.2278 | 0 | 0 | 0
3464 | 100.2599 | 0 | 100.2599 | 45.132 | 2 | 6.8102 | 10 | 11.9184 | 24.3992 | 11.9184 | 24.3992 | 0 | 0 | 0 | 0 | 0 | 0 | 0 | 0 | 0 | 57.132 | 0 | 3.0078 | 47.868 | 0 | 0 | 0
3465 | 101.1409 | 0 | 101.1409 | 42.9 | 2 | 4.9897 | 4 | 13.0537 | 34.1976 | 13.0537 | 34.1976 | 0 | 0 | 0 | 0 | 0 | 0 | 0 | 0 | 0 | 48.9 | 0 | 3.0342 | 56.8499 | 0 | 0 | -1.4211e-14
3466 | 97.184 | 0 | 97.184 | 42.9 | 2 | 0 | 4 | 11.8761 | 41.3445 | 11.8761 | 41.3445 | 0 | 0 | 4.9366 | 0 | 0 | 0 | 4.9366 | 0 | 4.4429 | 48.9 | 0 | 2.9155 | 60.7824 | 0 | 0 | 0
3467 | 95.4324 | 0 | 95.4324 | 42.9 | 2 | 7.1054e-15 | 4 | 13.2365 | 46.9523 | 13.2365 | 46.9523 | 0 | 0 | 12 | 0 | 1.6564 | 0 | 13.6564 | 0 | 16.77 | 48.9 | 0 | 2.863 | 59.8536 | 0 | 0 | 0
3468 | 96.3877 | 0 | 96.3877 | 42.9 | 2 | 0 | 4 | 12.6382 | 47.908 | 12.6382 | 47.908 | 0 | 0 | 12 | 0 | 1.0585 | 0 | 13.0585 | 0 | 28.5459 | 48.9 | 0 | 2.8916 | 59.9173 | 0 | 0 | 0
3469 | 97.7868 | 0 | 97.7868 | 42.9 | 2 | 0 | 4 | 11.3498 | 42.996 | 11.3498 | 42.996 | 0 | 0 | 5.4591 | 0 | 0 | 0 | 5.4591 | 0 | 33.4591 | 48.9 | 0 | 2.9336 | 63.0344 | 0 | 0 | 0
3470 | 95.8676 | 0 | 95.8676 | 42.9 | 2 | 0 | 4 | 13.4005 | 41.1476 | 13.4005 | 41.1476 | 0 | 0 | 7.5805 | 0 | 0 | 0 | 7.5805 | 0 | 40.2815 | 48.9 | 0 | 2.876 | 62.8084 | 0 | 0 | 0
3471 | 92.2905 | 0 | 92.2905 | 42.9 | 2 | 0 | 4 | 13.7207 | 34.5962 | 13.7207 | 34.5962 | 0 | 0 | 4.9264 | 0 | 0 | 0 | 4.9264 | 0 | 44.7152 | 48.9 | 0 | 2.7687 | 63.0911 | 0 | 0 | 0
3472 | 100.9895 | 0 | 100.9895 | 43.7737 | 2 | 6.6483 | 10 | 12.996 | 25.5715 | 12.996 | 25.5715 | 0 | 0 | 0 | 0 | 0 | 0 | 0 | 0 | 44.7152 | 55.7737 | 0 | 3.0297 | 63.5339 | 0 | 0 | 0
3473 | 104.5244 | 0 | 104.5244 | 53.692 | 2 | 8.2957 | 10 | 13.4739 | 13.161 | 13.4739 | 13.161 | 0 | 0 | 0 | 1.5941 | 0 | 2.3077 | 0 | 3.9018 | 40.441 | 65.692 | 0 | 3.1357 | 49.7139 | 0 | 0 | 0
3474 | 109.1782 | 0 | 109.1782 | 55 | 8.4027 | 10.1801 | 10 | 13.5953 | 5.5402e-15 | 13.5953 | 5.5402e-15 | 0 | 0 | 0 | 12 | 0 | 0 | 0 | 12 | 27.1077 | 73.4027 | 0 | 3.2753 | 31.5973 | 0 | 0 | 0
3475 | 113.984 | 0 | 113.984 | 55 | 11.6835 | 10.5712 | 10 | 14.7294 | 0 | 14.7294 | 0 | 0 | 0 | 0 | 12 | 0 | 0 | 0 | 12 | 13.7743 | 76.6835 | 0 | 3.4195 | 28.3165 | 0 | 0 | 0
3476 | 119.4788 | 0 | 119.4788 | 55 | 16.7565 | 11.1759 | 10 | 14.5464 | 0 | 14.5464 | 0 | 0 | 0 | 0 | 12 | 0 | 0 | 0 | 12 | 0.44099 | 81.7565 | 0 | 3.5844 | 23.2435 | 0 | 0 | 0
3477 | 115.0315 | 0 | 115.0315 | 55 | 22.0939 | 10.429 | 10 | 17.1118 | 0 | 17.1118 | 0 | 0 | 0 | 0 | 0.39689 | 0 | 0 | 0 | 0.39689 | 0 | 87.0939 | 0 | 3.4509 | 17.9061 | 0 | 1.4211e-14 | 0
3478 | 109.3874 | 0 | 109.3874 | 55 | 19.6101 | 10.0856 | 10 | 14.6917 | 0 | 14.6917 | 0 | 0 | 0 | 0 | 0 | 0 | 0 | 0 | 0 | 0 | 84.6101 | 0 | 3.2816 | 20.3899 | 0 | 0 | -1.4211e-14
3479 | 106.8363 | 0 | 106.8363 | 55 | 16.7669 | 9.7467 | 10 | 15.3226 | 0 | 15.3226 | 0 | 0 | 0 | 0 | 0 | 0 | 0 | 0 | 0 | 0 | 81.7669 | 0 | 3.2051 | 23.2331 | 0 | 1.4211e-14 | 0
3480 | 94.5348 | 0 | 94.5348 | 55 | 8.0336 | 8.7057 | 10 | 12.7954 | 0 | 12.7954 | 0 | 0 | 0 | 0 | 0 | 0 | 0 | 0 | 0 | 0 | 73.0336 | 0 | 2.836 | 46.9664 | 0 | 0 | 0
3481 | 95.1853 | 0 | 95.1853 | 55 | 7.402 | 8.6304 | 10 | 14.1529 | 0 | 14.1529 | 0 | 0 | 0 | 0 | 0 | 0 | 0 | 0 | 0 | 0 | 72.402 | 0 | 2.8556 | 47.598 | 0 | 0 | 0
3482 | 99.4597 | 0 | 99.4597 | 55 | 13.0541 | 9.3041 | 10 | 12.1014 | 0 | 12.1014 | 0 | 0 | 0 | 0 | 0 | 0 | 0 | 0 | 0 | 0 | 78.0541 | 0 | 2.9838 | 41.9459 | 0 | 0 | 0
3483 | 95.7583 | 0 | 95.7583 | 55 | 8.2882 | 8.736 | 10 | 13.7341 | 0 | 13.7341 | 0 | 0 | 0 | 0 | 0 | 0 | 0 | 0 | 0 | 0 | 73.2882 | 0 | 2.8727 | 46.7118 | 0 | 0 | 0
3484 | 97.2461 | 0 | 97.2461 | 55 | 10.0063 | 8.9408 | 10 | 13.2989 | 0 | 13.2989 | 0 | 0 | 0 | 0 | 0 | 0 | 0 | 0 | 0 | 0 | 75.0063 | 0 | 2.9174 | 44.9937 | 0 | 0 | 0
3485 | 97.758 | 0 | 97.758 | 55 | 10.7732 | 9.0323 | 10 | 12.9525 | 0 | 12.9525 | 0 | 0 | 0 | 0 | 0 | 0 | 0 | 0 | 0 | 0 | 75.7732 | 0 | 2.9327 | 44.2268 | 0 | 0 | 0
3486 | 98.3902 | 0 | 98.3902 | 55 | 10.5132 | 9.0013 | 10 | 13.8757 | 0 | 13.8757 | 0 | 0 | 0 | 0 | 0 | 0 | 0 | 0 | 0 | 0 | 75.5132 | 0 | 2.9517 | 44.4868 | 0 | 0 | 0
3487 | 100.4635 | 0 | 100.4635 | 55 | 3.0551 | 8.1122 | 10 | 12.5713 | 11.7248 | 12.5713 | 11.7248 | 0 | 0 | 0 | 0 | 0 | 0 | 0 | 0 | 0 | 68.0551 | 0 | 3.0139 | 51.9449 | 0 | 0 | 0
3488 | 97.0451 | 0 | 97.0451 | 46.8661 | 2.75 | 7.1063 | 10 | 9.4108 | 20.9119 | 9.4108 | 20.9119 | 0 | 0 | 0 | 0 | 0 | 0 | 0 | 0 | 0 | 59.6161 | 0 | 2.9114 | 60.3839 | 0 | 0 | 0
3489 | 97.506 | 0 | 97.506 | 42.9 | 2.75 | 5.1612 | 4 | 11.5579 | 31.1369 | 11.5579 | 31.1369 | 0 | 0 | 0 | 0 | 0 | 0 | 0 | 0 | 0 | 49.65 | 0 | 2.9252 | 71.0265 | 0 | 0 | 0
3490 | 99.2591 | 0 | 99.2591 | 42.9 | 2.75 | 2.5801 | 4 | 11.4439 | 35.585 | 11.4439 | 35.585 | 0 | 0 | 0 | 0 | 0 | 0 | 0 | 0 | 0 | 49.65 | 0 | 2.9778 | 73.3327 | 0 | 0 | 0
3491 | 96.4389 | 0 | 96.4389 | 42.9 | 2.75 | 0 | 4 | 11.1628 | 41.3616 | 11.1628 | 41.3616 | 0 | 0 | 5.7355 | 0 | 0 | 0 | 5.7355 | 0 | 5.1619 | 49.65 | 0 | 2.8932 | 75.0271 | 0 | 0 | 0
3492 | 97.1498 | 0 | 97.1498 | 42.9 | 2.75 | 0 | 4 | 12.0216 | 49.6212 | 12.0216 | 49.6212 | 0 | 0 | 12 | 0 | 2.1431 | 0 | 14.1431 | 0 | 17.9378 | 49.65 | 0 | 2.9145 | 74.1317 | 0 | 0 | 0
3493 | 94.6643 | 0 | 94.6643 | 42.9 | 2.75 | 7.1054e-15 | 4 | 9.9943 | 46.9232 | 9.9943 | 46.9232 | 0 | 0 | 11.9032 | 0 | 0 | 0 | 11.9032 | 0 | 28.6506 | 49.65 | 0 | 2.8399 | 76.1919 | 0 | 0 | 0
3494 | 93.1169 | 0 | 93.1169 | 42.9 | 2.75 | 0 | 4 | 13.1749 | 34.574 | 13.1749 | 34.574 | 0 | 0 | 4.2821 | 0 | 0 | 0 | 4.2821 | 0 | 32.5045 | 49.65 | 0 | 2.7935 | 77.0036 | 0 | 0 | 0
3495 | 92.8055 | 0 | 92.8055 | 42.9 | 2.75 | 0.74322 | 4 | 10.3693 | 32.043 | 10.3693 | 32.043 | 0 | 0 | 0 | 0 | 0 | 0 | 0 | 0 | 32.5045 | 49.65 | 0 | 2.7842 | 88.7956 | 0 | 0 | 0
3496 | 100.1006 | 0 | 100.1006 | 45.894 | 2.75 | 6.9904 | 10 | 11.381 | 23.0852 | 11.381 | 23.0852 | 0 | 0 | 0 | 0 | 0 | 0 | 0 | 0 | 32.5045 | 58.644 | 0 | 3.003 | 75.1776 | 0 | 0 | 0
3497 | 100.8709 | 0 | 100.8709 | 48.6019 | 2.75 | 8.1794 | 10 | 12.7668 | 11.3064 | 12.7668 | 11.3064 | 0 | 0 | 0 | 5.4448 | 0 | 1.8216 | 0 | 7.2664 | 24.4789 | 61.3519 | 0 | 3.0261 | 65.2033 | 0 | 0 | 0
3498 | 106.091 | 0 | 106.091 | 55 | 5.6805 | 9.8556 | 10 | 13.5549 | 5.0378e-15 | 13.5549 | 5.0378e-15 | 0 | 0 | 0 | 12 | 0 | 0 | 0 | 12 | 11.1455 | 70.6805 | 0 | 3.1827 | 49.3195 | 0 | 0 | 0
3499 | 110.9429 | 0 | 110.9429 | 55 | 12.091 | 10.385 | 10 | 13.4359 | 0 | 13.4359 | 0 | 0 | 0 | 0 | 10.031 | 0 | 0 | 0 | 10.031 | -1.7764e-15 | 77.091 | 0 | 3.3283 | 42.909 | 0 | 0 | 0
3500 | 119.4325 | 0 | 119.4325 | 55 | 30.9682 | 11.4395 | 10 | 12.0247 | 0 | 12.0247 | 0 | 0 | 0 | 0 | -1.5987e-15 | 0 | 0 | 0 | -1.5987e-15 | 0 | 95.9682 | 0 | 3.583 | 24.0318 | 0 | 0 | -1.4211e-14
3501 | 111.3553 | 0 | 111.3553 | 55 | 22.3707 | 10.4147 | 10 | 13.5699 | 0 | 13.5699 | 0 | 0 | 0 | 0 | 0 | 0 | 0 | 0 | 0 | 0 | 87.3707 | 0 | 3.3407 | 32.6293 | 0 | 1.4211e-14 | 0
3502 | 107.2575 | 0 | 107.2575 | 55 | 18.1352 | 9.9098 | 10 | 14.2125 | 0 | 14.2125 | 0 | 0 | 0 | 0 | 0 | 0 | 0 | 0 | 0 | 0 | 83.1352 | 0 | 3.2177 | 36.8648 | 0 | 0 | 0
3503 | 104.3947 | 0 | 104.3947 | 55 | 16.9025 | 9.7629 | 10 | 12.7293 | 0 | 12.7293 | 0 | 0 | 0 | 0 | 0 | 0 | 0 | 0 | 0 | 0 | 81.9025 | 0 | 3.1318 | 38.0975 | 0 | 0 | -1.4211e-14
3504 | 92.9684 | 0 | 92.9684 | 55 | 2.6784 | 8.0674 | 10 | 17.2226 | 0 | 17.2226 | 0 | 0 | 0 | 0 | 0 | 0 | 0 | 0 | 0 | 0 | 67.6784 | 0 | 2.7891 | 37.3216 | 0 | 0 | 0
3505 | 94.1765 | 0 | 94.1765 | 55 | 3.9229 | 8.2157 | 10 | 17.0379 | 0 | 17.0379 | 0 | 0 | 0 | 0 | 0 | 0 | 0 | 0 | 0 | 0 | 68.9229 | 0 | 2.8253 | 36.0771 | 0 | 0 | 0
3506 | 98.2962 | 0 | 98.2962 | 55 | 8.4952 | 8.7607 | 10 | 16.0403 | 0 | 16.0403 | 0 | 0 | 0 | 0 | 0 | 0 | 0 | 0 | 0 | 0 | 73.4952 | 0 | 2.9489 | 31.5048 | 0 | 0 | 0
3507 | 96.1044 | 0 | 96.1044 | 55 | 6.249 | 8.493 | 10 | 16.3623 | 0 | 16.3623 | 0 | 0 | 0 | 0 | 0 | 0 | 0 | 0 | 0 | 0 | 71.249 | 0 | 2.8831 | 33.751 | 0 | 0 | 0
3508 | 95.5194 | 0 | 95.5194 | 55 | 6.4783 | 8.5203 | 10 | 15.5208 | 0 | 15.5208 | 0 | 0 | 0 | 0 | 0 | 0 | 0 | 0 | 0 | 0 | 71.4783 | 0 | 2.8656 | 33.5217 | 0 | 0 | 0
3509 | 97.4313 | 0 | 97.4313 | 55 | 9.1193 | 8.8351 | 10 | 14.4769 | 0 | 14.4769 | 0 | 0 | 0 | 0 | 0 | 0 | 0 | 0 | 0 | 0 | 74.1193 | 0 | 2.9229 | 30.8807 | 0 | 1.4211e-14 | 0
3510 | 96.5762 | 0 | 96.5762 | 55 | 7.8477 | 8.6835 | 10 | 15.045 | 0 | 15.045 | 0 | 0 | 0 | 0 | 0 | 0 | 0 | 0 | 0 | 0 | 72.8477 | 0 | 2.8973 | 32.1523 | 0 | 0 | 0
3511 | 98.5998 | 0 | 98.5998 | 54.7802 | 2 | 7.9603 | 10 | 12.3129 | 11.5464 | 12.3129 | 11.5464 | 0 | 0 | 0 | 0 | 0 | 0 | 0 | 0 | 0 | 66.7802 | 0 | 2.958 | 38.2198 | 0 | 0 | 0
3512 | 95.4561 | 0 | 95.4561 | 42.9 | 2 | 6.0563 | 5.907 | 14.3458 | 24.2471 | 14.3458 | 24.2471 | 0 | 0 | 0 | 0 | 0 | 0 | 0 | 0 | 0 | 50.807 | 0 | 2.8637 | 54.193 | 0 | 0 | 0
3513 | 96.8271 | 0 | 96.8271 | 42.9 | 2 | 0 | 4 | 12.9087 | 37.8358 | 12.9087 | 37.8358 | 0 | 0 | 2.8174 | 0 | 0 | 0 | 2.8174 | 0 | 2.5357 | 48.9 | 0 | 2.9048 | 61.0081 | 0 | 0 | 0
3514 | 98.0701 | 0 | 98.0701 | 42.9 | 2 | 1.4211e-14 | 4 | 11.8904 | 46.0366 | 11.8904 | 46.0366 | 0 | 0 | 8.7569 | 0 | 0 | 0 | 8.7569 | 0 | 10.4169 | 48.9 | 0 | 2.9421 | 60.3755 | 0 | 0 | 0
3515 | 94.6994 | 0 | 94.6994 | 42.9 | 2 | 0 | 4 | 12.0862 | 50.875 | 12.0862 | 50.875 | 0 | 0 | 12 | 0 | 5.1619 | 0 | 17.1619 | 0 | 25.9759 | 48.9 | 0 | 2.841 | 59.4803 | 0 | 0 | 0
3516 | 92.9978 | 0 | 92.9978 | 42.9 | 2 | 0 | 4 | 12.6739 | 52.3576 | 12.6739 | 52.3576 | 0 | 0 | 12 | 0 | 8.9337 | 0 | 20.9337 | 0 | 45.0124 | 48.9 | 0 | 2.7899 | 59.0786 | 0 | 0 | 0
3517 | 92.5388 | 0 | 92.5388 | 42.9 | 2 | 7.1054e-15 | 4 | 12.4982 | 49.9369 | 12.4982 | 49.9369 | 0 | 0 | 12 | 0 | 6.7963 | 0 | 18.7963 | 0 | 62.0783 | 48.9 | 0 | 2.7762 | 59.3062 | 0 | 0 | 0
3518 | 93.4702 | 0 | 93.4702 | 42.9 | 2 | 7.1054e-15 | 4 | 12.2588 | 40.2427 | 11.9386 | 39.1917 | 0.32015 | 1.051 | 5.759 | 0 | 0.80112 | 0 | 6.5601 | 0 | 68 | 48.9 | 0 | 2.8041 | 60.4634 | 0 | 6.2172e-15 | 0
3519 | 94.5493 | 0 | 94.5493 | 42.9 | 2 | 0 | 4 | 12.8015 | 36.4282 | 11.8705 | 33.7788 | 0.93105 | 2.6494 | 0 | 0 | 0 | 0 | 0 | 0 | 68 | 48.9 | 0 | 2.8365 | 82.9268 | 0 | 0 | 0
3520 | 96.5505 | 0 | 96.5505 | 42.9 | 2 | 6.2534 | 7.5608 | 14.2782 | 23.558 | 14.2782 | 23.558 | 0 | 0 | 0 | 0 | 0 | 0 | 0 | 0 | 68 | 52.4608 | 0 | 2.8965 | 74.5392 | 0 | 0 | 0
3521 | 102.0159 | 0 | 102.0159 | 51.635 | 2 | 7.8927 | 10 | 15.4787 | 12.4309 | 15.4787 | 12.4309 | 0 | 0 | 0 | 0 | 0 | 2.5785 | 0 | 2.5785 | 65.2032 | 63.635 | 0 | 3.0605 | 60.7864 | 0 | 0 | 0
3522 | 105.0865 | 0 | 105.0865 | 50.1534 | 2 | 9.5448 | 10 | 15.4687 | 5.3568e-15 | 15.4687 | 5.3568e-15 | 0 | 0 | 0 | 7.9195 | 0 | 10 | 0 | 17.9195 | 45.5572 | 62.1534 | 0 | 3.1526 | 46.927 | 0 | 0 | 0
3523 | 111.8587 | 0 | 111.8587 | 55 | 2.8647 | 10.2186 | 10 | 15.915 | 0 | 15.915 | 0 | 0 | 0 | 0 | 12 | 0 | 5.8605 | 0 | 17.8605 | 25.8672 | 67.8647 | 0 | 3.3558 | 37.1353 | 0 | 0 | -1.4211e-14
3524 | 118.6892 | 0 | 118.6892 | 55 | 13.5802 | 10.7973 | 10 | 17.3118 | 0 | 17.3118 | 0 | 0 | 0 | 0 | 12 | 0 | 0 | 0 | 12 | 12.5339 | 78.5802 | 0 | 3.5607 | 26.4198 | 0 | 0 | -1.4211e-14
3525 | 114.0379 | 0 | 114.0379 | 55 | 12.2003 | 10.547 | 10 | 15.0101 | 0 | 15.0101 | 0 | 0 | 0 | 0 | 11.2805 | 0 | 0 | 0 | 11.2805 | 0 | 77.2003 | 0 | 3.4211 | 27.7997 | 0 | 0 | 0
3526 | 108.4864 | 0 | 108.4864 | 55 | 17.0033 | 9.7749 | 10 | 16.7083 | 0 | 16.7083 | 0 | 0 | 0 | 0 | 0 | 0 | 0 | 0 | 0 | 0 | 82.0033 | 0 | 3.2546 | 22.9967 | 0 | 0 | 0
3527 | 105.7827 | 0 | 105.7827 | 55 | 15.6129 | 9.6092 | 10 | 15.5606 | 0 | 15.5606 | 0 | 0 | 0 | 0 | 0 | 0 | 0 | 0 | 0 | 0 | 80.6129 | 0 | 3.1735 | 24.3871 | 0 | 0 | 0
3528 | 97.1414 | 0 | 97.1414 | 55 | 8.8496 | 8.803 | 10 | 14.4889 | 0 | 14.4889 | 0 | 0 | 0 | 0 | 0 | 0 | 0 | 0 | 0 | 0 | 73.8496 | 0 | 2.9142 | 46.1504 | 0 | 0 | 0
3529 | 98.7065 | 0 | 98.7065 | 55 | 9.8327 | 8.9201 | 10 | 14.9537 | 0 | 14.9537 | 0 | 0 | 0 | 0 | 0 | 0 | 0 | 0 | 0 | 0 | 74.8327 | 0 | 2.9612 | 45.1673 | 0 | 1.4211e-14 | 0
3530 | 97.869 | 0 | 97.869 | 55 | 8.283 | 8.7354 | 10 | 15.8506 | 0 | 15.8506 | 0 | 0 | 0 | 0 | 0 | 0 | 0 | 0 | 0 | 0 | 73.283 | 0 | 2.9361 | 46.717 | 0 | 0 | 0
3531 | 98.526 | 0 | 98.526 | 55 | 9.6872 | 8.9028 | 10 | 14.936 | 0 | 14.936 | 0 | 0 | 0 | 0 | 0 | 0 | 0 | 0 | 0 | 0 | 74.6872 | 0 | 2.9558 | 45.3128 | 0 | 0 | 0
3532 | 100.0173 | 0 | 100.0173 | 55 | 11.1999 | 9.0831 | 10 | 14.7342 | 0 | 14.7342 | 0 | 0 | 0 | 0 | 0 | 0 | 0 | 0 | 0 | 0 | 76.1999 | 0 | 3.0005 | 43.8001 | 0 | 0 | 0
3533 | 99.8557 | 0 | 99.8557 | 55 | 12.5333 | 9.2421 | 10 | 13.0803 | 0 | 13.0803 | 0 | 0 | 0 | 0 | 0 | 0 | 0 | 0 | 0 | 0 | 77.5333 | 0 | 2.9957 | 42.4667 | 0 | 0 | -1.4211e-14
3534 | 98.8614 | 0 | 98.8614 | 55 | 10.6127 | 9.0131 | 10 | 14.2356 | 0 | 14.2356 | 0 | 0 | 0 | 0 | 0 | 0 | 0 | 0 | 0 | 0 | 75.6127 | 0 | 2.9658 | 44.3873 | 0 | 0 | 0
3535 | 98.3241 | 0 | 98.3241 | 52.2798 | 2.75 | 7.7516 | 10 | 13.5184 | 12.0242 | 13.5184 | 12.0242 | 0 | 0 | 0 | 0 | 0 | 0 | 0 | 0 | 0 | 65.0298 | 0 | 2.9497 | 54.9702 | 0 | 0 | 0
3536 | 98.3622 | 0 | 98.3622 | 42.9 | 2.75 | 6.5292 | 9.1244 | 10.8827 | 26.1759 | 10.8827 | 26.1759 | 0 | 0 | 0 | 0 | 0 | 0 | 0 | 0 | 0 | 54.7744 | 0 | 2.9509 | 65.2256 | 0 | 0 | 0
3537 | 98.5787 | 0 | 98.5787 | 42.9 | 2.75 | 1.1414 | 4 | 11.7028 | 36.0844 | 11.7028 | 36.0844 | 0 | 0 | 0 | 0 | 0 | 0 | 0 | 0 | 0 | 49.65 | 0 | 2.9574 | 74.6181 | 0 | 0 | -1.4211e-14
3538 | 95.3764 | 0 | 95.3764 | 42.9 | 2.75 | 1.4211e-14 | 4 | 12.9934 | 37.2723 | 12.9934 | 37.2723 | 0 | 0 | 4.5393 | 0 | 0 | 0 | 4.5393 | 0 | 4.0854 | 49.65 | 0 | 2.8613 | 75.1545 | 0 | 0 | 0
3539 | 95.4006 | 0 | 95.4006 | 42.9 | 2.75 | 0 | 4 | 11.8844 | 45.2156 | 11.8844 | 45.2156 | 0 | 0 | 11.3494 | 0 | 0 | 0 | 11.3494 | 0 | 14.2998 | 49.65 | 0 | 2.862 | 74.4292 | 0 | 0 | 0
3540 | 95.9616 | 0 | 95.9616 | 42.9 | 2.75 | 0 | 4 | 10.091 | 49.5053 | 10.091 | 49.5053 | 0 | 0 | 12 | 0 | 1.2847 | 0 | 13.2847 | 0 | 26.2843 | 49.65 | 0 | 2.8788 | 74.2231 | 0 | 0 | 0
3541 | 96.5585 | 0 | 96.5585 | 42.9 | 2.75 | 7.1054e-15 | 4 | 10.5251 | 47.3145 | 10.5251 | 47.3145 | 0 | 0 | 10.9311 | 0 | 0 | 0 | 10.9311 | 0 | 36.1223 | 49.65 | 0 | 2.8968 | 75.5658 | 0 | 0 | 0
3542 | 94.878 | 0 | 94.878 | 42.9 | 2.75 | 0 | 4 | 14.0435 | 46.4711 | 14.0435 | 46.4711 | 0 | 0 | 12 | 0 | 3.2866 | 0 | 15.2866 | 0 | 49.9524 | 49.65 | 0 | 2.8463 | 74.0099 | 0 | 0 | 0
3543 | 92.1161 | 0 | 92.1161 | 42.9 | 2.75 | 0 | 4 | 13.4202 | 34.6927 | 13.4202 | 34.6927 | 0 | 0 | 2.5135 | 0 | 3.1333 | 0 | 5.6468 | 0 | 55.1033 | 49.65 | 0 | 2.7635 | 75.0366 | 0 | 0 | 0
3544 | 99.0379 | 0 | 99.0379 | 44.5734 | 2.75 | 6.833 | 10 | 10.9012 | 23.9802 | 10.9012 | 23.9802 | 0 | 0 | 0 | 0 | 0 | 0 | 0 | 0 | 55.1033 | 57.3234 | 0 | 2.9711 | 81.2255 | 0 | 0 | -1.4211e-14
3545 | 102.4374 | 0 | 102.4374 | 53.9061 | 2.75 | 8.3285 | 10 | 12.292 | 11.9481 | 12.292 | 11.9481 | 0 | 0 | 0 | 0 | 0 | 3.2128 | 0 | 3.2128 | 51.6185 | 66.6561 | 0 | 3.0731 | 68.6799 | 0 | 0 | 0
3546 | 108.4174 | 0 | 108.4174 | 55 | 4.2014 | 10.077 | 10 | 13.803 | 5.8053e-15 | 13.803 | 5.8053e-15 | 0 | 0 | 0 | 12 | 0 | 3.3361 | 0 | 15.3361 | 34.6667 | 69.2014 | 0 | 3.2525 | 50.7986 | 0 | 0 | 0
3547 | 112.3751 | 0 | 112.3751 | 55 | 10.537 | 10.4345 | 10 | 14.4036 | 0 | 14.4036 | 0 | 0 | 0 | 0 | 12 | 0 | 0 | 0 | 12 | 21.3333 | 75.537 | 0 | 3.3713 | 44.463 | 0 | 0 | -1.4211e-14
3548 | 120.165 | 0 | 120.165 | 55 | 17.8581 | 11.3072 | 10 | 13.9997 | 0 | 13.9997 | 0 | 0 | 0 | 0 | 12 | 0 | 0 | 0 | 12 | 8 | 82.8581 | 0 | 3.605 | 37.1419 | 0 | 0 | 0
3549 | 114.6432 | 0 | 114.6432 | 55 | 18.4981 | 10.8113 | 10 | 13.1337 | 0 | 13.1337 | 0 | 0 | 0 | 0 | 7.2 | 0 | 0 | 0 | 7.2 | 0 | 83.4981 | 0 | 3.4393 | 36.5019 | 0 | 0 | 0
3550 | 107.4608 | 0 | 107.4608 | 55 | 17.7138 | 9.8596 | 10 | 14.8874 | 0 | 14.8874 | 0 | 0 | 0 | 0 | 0 | 0 | 0 | 0 | 0 | 0 | 82.7138 | 0 | 3.2238 | 37.2862 | 0 | 1.4211e-14 | 0
3551 | 103.7691 | 0 | 103.7691 | 55 | 16.3774 | 9.7003 | 10 | 12.6915 | 0 | 12.6915 | 0 | 0 | 0 | 0 | 0 | 0 | 0 | 0 | 0 | 0 | 81.3774 | 0 | 3.1131 | 38.6226 | 0 | 0 | 0
3552 | 95.5557 | 0 | 95.5557 | 55 | 10.2829 | 8.9738 | 10 | 11.2989 | 0 | 11.2989 | 0 | 0 | 0 | 0 | 0 | 0 | 0 | 0 | 0 | 0 | 75.2829 | 0 | 2.8667 | 44.7171 | 0 | 0 | -1.4211e-14
3553 | 96.6077 | 0 | 96.6077 | 55 | 10.8473 | 9.0411 | 10 | 11.7194 | 0 | 11.7194 | 0 | 0 | 0 | 0 | 0 | 0 | 0 | 0 | 0 | 0 | 75.8473 | 0 | 2.8982 | 44.1527 | 0 | 0 | 0
3554 | 98.0293 | 0 | 98.0293 | 55 | 12.0964 | 9.19 | 10 | 11.7429 | 0 | 11.7429 | 0 | 0 | 0 | 0 | 0 | 0 | 0 | 0 | 0 | 0 | 77.0964 | 0 | 2.9409 | 42.9036 | 0 | 0 | 0
3555 | 98.621 | 0 | 98.621 | 55 | 11.8848 | 9.1648 | 10 | 12.5715 | 0 | 12.5715 | 0 | 0 | 0 | 0 | 0 | 0 | 0 | 0 | 0 | 0 | 76.8848 | 0 | 2.9586 | 43.1152 | 0 | 0 | 0
3556 | 99.9325 | 0 | 99.9325 | 55 | 12.9952 | 9.2971 | 10 | 12.6402 | 0 | 12.6402 | 0 | 0 | 0 | 0 | 0 | 0 | 0 | 0 | 0 | 0 | 77.9952 | 0 | 2.998 | 42.0048 | 0 | 0 | 0
3557 | 99.4761 | 0 | 99.4761 | 55 | 13.7165 | 9.3831 | 10 | 11.3765 | 0 | 11.3765 | 0 | 0 | 0 | 0 | 0 | 0 | 0 | 0 | 0 | 0 | 78.7165 | 0 | 2.9843 | 41.2835 | 0 | 0 | 0
3558 | 98.6423 | 0 | 98.6423 | 55 | 13.5535 | 9.3637 | 10 | 10.7251 | 0 | 10.7251 | 0 | 0 | 0 | 0 | 0 | 0 | 0 | 0 | 0 | 0 | 78.5535 | 0 | 2.9593 | 41.4465 | 0 | 1.4211e-14 | 0
3559 | 101.5339 | 0 | 101.5339 | 55 | 4.6137 | 8.298 | 10 | 11.8348 | 11.7874 | 11.8348 | 11.7874 | 0 | 0 | 0 | 0 | 0 | 0 | 0 | 0 | 0 | 69.6137 | 0 | 3.046 | 50.3863 | 0 | 0 | 0
3560 | 101.4381 | 0 | 101.4381 | 47.4733 | 2.75 | 7.1787 | 10 | 10.187 | 23.8492 | 10.187 | 23.8492 | 0 | 0 | 0 | 0 | 0 | 0 | 0 | 0 | 0 | 60.2233 | 0 | 3.0431 | 59.7767 | 0 | 0 | 0
3561 | 98.9079 | 0 | 98.9079 | 42.9 | 2.75 | 6.3771 | 7.8486 | 8.3437 | 30.6885 | 8.3437 | 30.6885 | 0 | 0 | 0 | 0 | 0 | 0 | 0 | 0 | 0 | 53.4986 | 0 | 2.9672 | 66.5014 | 0 | 0 | -1.4211e-14
3562 | 96.3687 | 0 | 96.3687 | 42.9 | 2.75 | 7.1054e-15 | 4 | 9.7986 | 39.6175 | 9.7986 | 39.6175 | 0 | 0 | 2.6974 | 0 | 0 | 0 | 2.6974 | 0 | 2.4276 | 49.65 | 0 | 2.8911 | 75.3507 | 0 | 0 | 0
3563 | 98.6886 | 0 | 98.6886 | 42.9 | 2.75 | 7.1054e-15 | 4 | 8.2709 | 45.0534 | 8.2709 | 45.0534 | 0 | 0 | 4.2856 | 0 | 0 | 0 | 4.2856 | 0 | 6.2847 | 49.65 | 0 | 2.9607 | 75.1816 | 0 | 1.4211e-14 | 0
3564 | 95.2847 | 0 | 95.2847 | 42.9 | 2.75 | 1.4211e-14 | 4 | 8.086 | 43.5568 | 8.086 | 43.5568 | 0 | 0 | 6.0081 | 0 | 0 | 0 | 6.0081 | 0 | 11.692 | 49.65 | 0 | 2.8585 | 74.9981 | 0 | 0 | 0
3565 | 94.7063 | 0 | 94.7063 | 42.9 | 2.75 | 7.1054e-15 | 4 | 7.9632 | 50.0148 | 7.9632 | 50.0148 | 0 | 0 | 12 | 0 | 0.92169 | 0 | 12.9217 | 0 | 23.3417 | 49.65 | 0 | 2.8412 | 74.2618 | 0 | 0 | 0
3566 | 94.179 | 0 | 94.179 | 42.9 | 2.75 | 7.1054e-15 | 4 | 10.2974 | 46.7499 | 10.2974 | 46.7499 | 0 | 0 | 12 | 0 | 0.51843 | 0 | 12.5184 | 0 | 34.6197 | 49.65 | 0 | 2.8254 | 74.3047 | 0 | 1.4211e-14 | 0
3567 | 92.9682 | 0 | 92.9682 | 42.9 | 2.75 | 0.27519 | 4 | 11.0419 | 32.0011 | 11.0419 | 32.0011 | 0 | 0 | 0 | 0 | 0 | 0 | 0 | 0 | 34.6197 | 49.65 | 0 | 2.789 | 88.6162 | 0 | 0 | 0
3568 | 101.3401 | 0 | 101.3401 | 47.8266 | 2.75 | 7.2208 | 10 | 9.1083 | 24.4344 | 9.1083 | 24.4344 | 0 | 0 | 0 | 0 | 0 | 0 | 0 | 0 | 34.6197 | 60.5766 | 0 | 3.0402 | 72.6475 | 0 | 1.4211e-14 | 0
3569 | 103.5206 | 0 | 103.5206 | 55 | 5.037 | 8.3988 | 10 | 12.4306 | 12.2319 | 12.4306 | 12.2319 | 0 | 0 | 0 | 0 | 0 | 0.42222 | 0 | 0.42222 | 34.1617 | 70.037 | 0 | 3.1056 | 62.7649 | 0 | 0 | 0
3570 | 109.5389 | 0 | 109.5389 | 55 | 9.81 | 10.4434 | 10 | 11.4835 | 6.2884e-15 | 11.4835 | 6.2884e-15 | 0 | 0 | 0 | 12 | 0 | 0.80188 | 0 | 12.8019 | 19.9586 | 74.81 | 0 | 3.2862 | 45.19 | 0 | 0 | -1.4211e-14
3571 | 111.7075 | 0 | 111.7075 | 55 | 12.6719 | 10.689 | 10 | 11.3466 | 0 | 11.3466 | 0 | 0 | 0 | 0 | 12 | 0 | 0 | 0 | 12 | 6.6253 | 77.6719 | 0 | 3.3512 | 42.3281 | 0 | 1.4211e-14 | 0
3572 | 116.6705 | 0 | 116.6705 | 55 | 22.5851 | 11.151 | 10 | 11.9716 | 0 | 11.9716 | 0 | 0 | 0 | 0 | 5.9628 | 0 | 0 | 0 | 5.9628 | 0 | 87.5851 | 0 | 3.5001 | 32.4149 | 0 | 0 | 0
3573 | 115.7311 | 0 | 115.7311 | 55 | 29.3333 | 11.2446 | 10 | 10.1532 | 0 | 10.1532 | 0 | 0 | 0 | 0 | 0 | 0 | 0 | 0 | 0 | 0 | 94.3333 | 0 | 3.4719 | 25.6667 | 0 | 0 | 0
3574 | 108.2037 | 0 | 108.2037 | 55 | 21.1483 | 10.269 | 10 | 11.7865 | 0 | 11.7865 | 0 | 0 | 0 | 0 | 0 | 0 | 0 | 0 | 0 | 0 | 86.1483 | 0 | 3.2461 | 33.8517 | 0 | 0 | -1.4211e-14
3575 | 107.0923 | 0 | 107.0923 | 55 | 19.0618 | 10.0203 | 10 | 13.0103 | 0 | 13.0103 | 0 | 0 | 0 | 0 | 0 | 0 | 0 | 0 | 0 | 0 | 84.0618 | 0 | 3.2128 | 35.9382 | 0 | 0 | -1.4211e-14
3576 | 96.5399 | 0 | 96.5399 | 55 | 12.2731 | 9.2111 | 10 | 10.0557 | 0 | 10.0557 | 0 | 0 | 0 | 0 | 0 | 0 | 0 | 0 | 0 | 0 | 77.2731 | 0 | 2.8962 | 42.7269 | 0 | 0 | 0
3577 | 97.9456 | 0 | 97.9456 | 55 | 12.0126 | 9.18 | 10 | 11.7529 | 0 | 11.7529 | 0 | 0 | 0 | 0 | 0 | 0 | 0 | 0 | 0 | 0 | 77.0126 | 0 | 2.9384 | 42.9874 | 0 | 0 | 0
3578 | 98.1962 | 0 | 98.1962 | 55 | 13.2854 | 9.3317 | 10 | 10.5791 | 0 | 10.5791 | 0 | 0 | 0 | 0 | 0 | 0 | 0 | 0 | 0 | 0 | 78.2854 | 0 | 2.9459 | 41.7146 | 0 | 1.4211e-14 | 0
3579 | 101.6069 | 0 | 101.6069 | 55 | 15.2326 | 9.5638 | 10 | 11.8105 | 0 | 11.8105 | 0 | 0 | 0 | 0 | 0 | 0 | 0 | 0 | 0 | 0 | 80.2326 | 0 | 3.0482 | 39.7674 | 0 | 1.4211e-14 | 0
3580 | 102.0838 | 0 | 102.0838 | 55 | 16.692 | 9.7378 | 10 | 10.6541 | 0 | 10.6541 | 0 | 0 | 0 | 0 | 0 | 0 | 0 | 0 | 0 | 0 | 81.692 | 0 | 3.0625 | 38.308 | 0 | 0 | 0
3581 | 102.6109 | 0 | 102.6109 | 55 | 18.0881 | 9.9042 | 10 | 9.6186 | 0 | 9.6186 | 0 | 0 | 0 | 0 | 0 | 0 | 0 | 0 | 0 | 0 | 83.0881 | 0 | 3.0783 | 36.9119 | 0 | 0 | 0
3582 | 102.793 | 0 | 102.793 | 55 | 19.2111 | 10.0381 | 10 | 8.5438 | 0 | 8.5438 | 0 | 0 | 0 | 0 | 0 | 0 | 0 | 0 | 0 | 0 | 84.2111 | 0 | 3.0838 | 35.7889 | 0 | 0 | 0
3583 | 101.8419 | 0 | 101.8419 | 55 | 6.8966 | 8.5702 | 10 | 8.473 | 12.9022 | 8.473 | 12.9022 | 0 | 0 | 0 | 0 | 0 | 0 | 0 | 0 | 0 | 71.8966 | 0 | 3.0553 | 48.1034 | 0 | 0 | 0
3584 | 100.0549 | 0 | 100.0549 | 47.6836 | 2.75 | 7.2038 | 10 | 9.5703 | 22.8473 | 9.5703 | 22.8473 | 0 | 0 | 0 | 0 | 0 | 0 | 0 | 0 | 0 | 60.4336 | 0 | 3.0016 | 59.5664 | 0 | 0 | 0
3585 | 99.6146 | 0 | 99.6146 | 42.9 | 2.75 | 6.1794 | 6.1899 | 8.7796 | 32.8158 | 8.7796 | 32.8158 | 0 | 0 | 0 | 0 | 0 | 0 | 0 | 0 | 0 | 51.8399 | 0 | 2.9884 | 68.1601 | 0 | 0 | 0
3586 | 100.1497 | 0 | 100.1497 | 42.9 | 2.75 | 2.9223 | 4 | 7.241 | 40.3364 | 7.241 | 40.3364 | 0 | 0 | 0 | 0 | 0 | 0 | 0 | 0 | 0 | 49.65 | 0 | 3.0045 | 73.0269 | 0 | 1.4211e-14 | 0
3587 | 98.6092 | 0 | 98.6092 | 42.9 | 2.75 | 7.1054e-15 | 4 | 9.3009 | 44.1381 | 9.3009 | 44.1381 | 0 | 0 | 4.4798 | 0 | 0 | 0 | 4.4798 | 0 | 4.0318 | 49.65 | 0 | 2.9583 | 75.1609 | 0 | 1.4211e-14 | 0
3588 | 99.3492 | 0 | 99.3492 | 42.9 | 2.75 | 7.1054e-15 | 4 | 8.9829 | 42.3132 | 8.9829 | 42.3132 | 0 | 0 | 1.597 | 0 | 0 | 0 | 1.597 | 0 | 5.4691 | 49.65 | 0 | 2.9805 | 75.4679 | 0 | 0 | 0
3589 | 95.8229 | 0 | 95.8229 | 42.9 | 2.75 | 0 | 4 | 6.2264 | 43.5279 | 6.2264 | 43.5279 | 0 | 0 | 3.5814 | 0 | 0 | 0 | 3.5814 | 0 | 8.6924 | 49.65 | 0 | 2.8747 | 75.2566 | 0 | 0 | 0
3590 | 95.8868 | 0 | 95.8868 | 42.9 | 2.75 | 1.0321 | 4 | 9.3409 | 35.8638 | 9.3409 | 35.8638 | 0 | 0 | 0 | 0 | 0 | 0 | 0 | 0 | 8.6924 | 49.65 | 0 | 2.8766 | 82.539 | 0 | 1.4211e-14 | 0
3591 | 94.7005 | 0 | 94.7005 | 42.9 | 2.75 | 6.2198 | 6.5291 | 7.43 | 28.8716 | 7.43 | 28.8716 | 0 | 0 | 0 | 0 | 0 | 0 | 0 | 0 | 8.6924 | 52.1791 | 0 | 2.841 | 75.6441 | 0 | 0 | 0
3592 | 99.272 | 0 | 99.272 | 48.5248 | 2.75 | 7.304 | 10 | 8.2664 | 22.4268 | 8.2664 | 22.4268 | 0 | 0 | 0 | 0 | 0 | 0 | 0 | 0 | 8.6924 | 61.2748 | 0 | 2.9782 | 66.5484 | 0 | 0 | -1.4211e-14
3593 | 105.4663 | 0 | 105.4663 | 55 | 5.7516 | 9.0689 | 10 | 8.4838 | 11.833 | 8.4838 | 11.833 | 0 | 0 | 0 | 5.329 | 0 | 0 | 0 | 5.329 | 2.7713 | 70.7516 | 0 | 3.164 | 51.7425 | 0 | 0 | 0
3594 | 109.4947 | 0 | 109.4947 | 55 | 22.0635 | 10.6754 | 10 | 9.2617 | 5.4518e-15 | 9.2617 | 5.4518e-15 | 0 | 0 | 0 | 2.4941 | 0 | 0 | 0 | 2.4941 | 0 | 87.0635 | 0 | 3.2848 | 32.9365 | 0 | 0 | 0
3595 | 114.2624 | 0 | 114.2624 | 55 | 27.7426 | 11.055 | 10 | 10.4648 | 0 | 10.4648 | 0 | 0 | 0 | 0 | 0 | 0 | 0 | 0 | 0 | 0 | 92.7426 | 0 | 3.4279 | 27.2574 | 0 | 0 | 0
3596 | 120.6352 | 0 | 120.6352 | 55 | 33.4191 | 11.7317 | 10 | 10.4844 | 0 | 10.4844 | 0 | 0 | 0 | 0 | 0 | 0 | 0 | 0 | 0 | 0 | 98.4191 | 0 | 3.6191 | 21.5809 | 0 | 0 | -1.4211e-14
3597 | 117.9565 | 0 | 117.9565 | 55 | 29.9699 | 11.3205 | 10 | 11.666 | 0 | 11.666 | 0 | 0 | 0 | 0 | 0 | 0 | 0 | 0 | 0 | 0 | 94.9699 | 0 | 3.5387 | 25.0301 | 0 | 0 | 0
3598 | 112.9043 | 0 | 112.9043 | 55 | 25.7162 | 10.8135 | 10 | 11.3746 | 0 | 11.3746 | 0 | 0 | 0 | 0 | 0 | 0 | 0 | 0 | 0 | 0 | 90.7162 | 0 | 3.3871 | 29.2838 | 0 | 1.4211e-14 | 0
3599 | 109.268 | 0 | 109.268 | 55 | 22.1956 | 10.3938 | 10 | 11.6786 | 0 | 11.6786 | 0 | 0 | 0 | 0 | 0 | 0 | 0 | 0 | 0 | 0 | 87.1956 | 0 | 3.278 | 32.8044 | 0 | 0 | 0
3600 | 99.7448 | 0 | 99.7448 | 55 | 14.5455 | 9.4819 | 10 | 10.7173 | 0 | 10.7173 | 0 | 0 | 0 | 0 | 0 | 0 | 0 | 0 | 0 | 0 | 79.5455 | 0 | 2.9923 | 40.4545 | 0 | 1.4211e-14 | 0
3601 | 99.0186 | 0 | 99.0186 | 55 | 14.2088 | 9.4418 | 10 | 10.368 | 0 | 10.368 | 0 | 0 | 0 | 0 | 0 | 0 | 0 | 0 | 0 | 0 | 79.2088 | 0 | 2.9706 | 40.7912 | 0 | 0 | -1.4211e-14
3602 | 101.8346 | 0 | 101.8346 | 55 | 14.85 | 9.5182 | 10 | 12.4664 | 0 | 12.4664 | 0 | 0 | 0 | 0 | 0 | 0 | 0 | 0 | 0 | 0 | 79.85 | 0 | 3.055 | 40.15 | 0 | 1.4211e-14 | 0
3603 | 101.8977 | 0 | 101.8977 | 55 | 16.3492 | 9.6969 | 10 | 10.8516 | 0 | 10.8516 | 0 | 0 | 0 | 0 | 0 | 0 | 0 | 0 | 0 | 0 | 81.3492 | 0 | 3.0569 | 38.6508 | 0 | 0 | 0
3604 | 104.1278 | 0 | 104.1278 | 55 | 19.7677 | 10.1044 | 10 | 9.2557 | 0 | 9.2557 | 0 | 0 | 0 | 0 | 0 | 0 | 0 | 0 | 0 | 0 | 84.7677 | 0 | 3.1238 | 35.2323 | 0 | 0 | -1.4211e-14
3605 | 102.5266 | 0 | 102.5266 | 55 | 17.954 | 9.8882 | 10 | 9.6844 | 0 | 9.6844 | 0 | 0 | 0 | 0 | 0 | 0 | 0 | 0 | 0 | 0 | 82.954 | 0 | 3.0758 | 37.046 | 0 | 0 | 0
3606 | 101.6291 | 0 | 101.6291 | 55 | 15.8324 | 9.6353 | 10 | 11.1615 | 0 | 11.1615 | 0 | 0 | 0 | 0 | 0 | 0 | 0 | 0 | 0 | 0 | 80.8324 | 0 | 3.0489 | 39.1676 | 0 | 0 | 0
3607 | 100.7854 | 0 | 100.7854 | 55 | 7.7618 | 8.6733 | 10 | 6.8849 | 12.4654 | 6.8849 | 12.4654 | 0 | 0 | 0 | 0 | 0 | 0 | 0 | 0 | 0 | 72.7618 | 0 | 3.0236 | 47.2382 | 0 | 0 | 0
3608 | 102.4149 | 0 | 102.4149 | 49.8209 | 2.75 | 7.4585 | 10 | 10.189 | 22.1965 | 10.189 | 22.1965 | 0 | 0 | 0 | 0 | 0 | 0 | 0 | 0 | 0 | 62.5709 | 0 | 3.0724 | 57.4291 | 0 | 0 | -1.4211e-14
3609 | 103.8201 | 0 | 103.8201 | 42.9 | 2.75 | 6.5373 | 9.1923 | 8.6228 | 33.8178 | 8.6228 | 33.8178 | 0 | 0 | 0 | 0 | 0 | 0 | 0 | 0 | 0 | 54.8423 | 0 | 3.1146 | 65.1577 | 0 | 0 | 0
3610 | 102.9149 | 0 | 102.9149 | 42.9 | 2.75 | 4.5861 | 4 | 7.3858 | 41.293 | 7.3858 | 41.293 | 0 | 0 | 0 | 0 | 0 | 0 | 0 | 0 | 0 | 49.65 | 0 | 3.0874 | 71.5404 | 0 | 1.4211e-14 | 0
3611 | 98.5913 | 0 | 98.5913 | 42.9 | 2.75 | 0 | 4 | 7.603 | 46.8548 | 7.603 | 46.8548 | 0 | 0 | 5.5165 | 0 | 0 | 0 | 5.5165 | 0 | 4.9649 | 49.65 | 0 | 2.9577 | 75.0505 | 0 | 0 | 0
3612 | 100.8634 | 0 | 100.8634 | 42.9 | 2.75 | 0 | 4 | 8.4014 | 45.2032 | 8.4014 | 45.2032 | 0 | 0 | 2.3913 | 0 | 0 | 0 | 2.3913 | 0 | 7.117 | 49.65 | 0 | 3.0259 | 75.3833 | 0 | 0 | 0
3613 | 97.3572 | 0 | 97.3572 | 42.9 | 2.75 | 1.4211e-14 | 4 | 7.4155 | 45.6942 | 7.4155 | 45.6942 | 0 | 0 | 5.4025 | 0 | 0 | 0 | 5.4025 | 0 | 11.9792 | 49.65 | 0 | 2.9207 | 75.0626 | 0 | 0 | 0
3614 | 97.8155 | 0 | 97.8155 | 42.9 | 2.75 | 2.2102 | 4 | 8.6383 | 37.317 | 8.6383 | 37.317 | 0 | 0 | 0 | 0 | 0 | 0 | 0 | 0 | 11.9792 | 49.65 | 0 | 2.9345 | 84.4445 | 0 | 0 | -1.4211e-14
3615 | 95.5132 | 0 | 95.5132 | 42.9 | 2.75 | 2.5386 | 4 | 9.8792 | 33.4453 | 9.8792 | 33.4453 | 0 | 0 | 0 | 0 | 0 | 0 | 0 | 0 | 11.9792 | 49.65 | 0 | 2.8654 | 84.1511 | 0 | 0 | 0
3616 | 100.9591 | 0 | 100.9591 | 47.926 | 2.75 | 7.2327 | 10 | 7.8232 | 25.2273 | 7.8232 | 25.2273 | 0 | 0 | 0 | 0 | 0 | 0 | 0 | 0 | 11.9792 | 60.676 | 0 | 3.0288 | 70.1053 | 0 | 0 | 0
3617 | 107.1292 | 0 | 107.1292 | 52.4431 | 2.75 | 9.0052 | 10 | 10.4228 | 12.1549 | 10.4228 | 12.1549 | 0 | 0 | 0 | 10.3531 | 0 | 0 | 0 | 10.3531 | 0.47579 | 65.1931 | 0 | 3.2139 | 55.2351 | 0 | 0 | 0
3618 | 111.4576 | 0 | 111.4576 | 55 | 25.6365 | 10.855 | 10 | 9.5379 | 5.7751e-15 | 9.5379 | 5.7751e-15 | 0 | 0 | 0 | 0.42821 | 0 | 0 | 0 | 0.42821 | 0 | 90.6365 | 0 | 3.3437 | 29.3635 | 0 | 0 | 0
3619 | 117.3948 | 0 | 117.3948 | 55 | 31.0034 | 11.4437 | 10 | 9.9477 | 0 | 9.9477 | 0 | 0 | 0 | 0 | 0 | 0 | 0 | 0 | 0 | 0 | 96.0034 | 0 | 3.5218 | 23.9966 | 0 | 0 | 0
3620 | 123.3784 | 0 | 123.3784 | 55 | 36.6724 | 12.1195 | 10 | 9.5865 | 0 | 9.5865 | 0 | 0 | 0 | 0 | 0 | 0 | 0 | 0 | 0 | 0 | 101.6724 | 0 | 3.7014 | 18.3276 | 0 | 1.4211e-14 | 0
3621 | 117.4419 | 0 | 117.4419 | 55 | 31.2136 | 11.4688 | 10 | 9.7595 | 0 | 9.7595 | 0 | 0 | 0 | 0 | 0 | 0 | 0 | 0 | 0 | 0 | 96.2136 | 0 | 3.5233 | 23.7864 | 0 | 0 | 0
3622 | 112.159 | 0 | 112.159 | 55 | 26.9276 | 10.9579 | 10 | 9.2735 | 0 | 9.2735 | 0 | 0 | 0 | 0 | 0 | 0 | 0 | 0 | 0 | 0 | 91.9276 | 0 | 3.3648 | 28.0724 | 0 | 0 | 0
3623 | 110.5669 | 0 | 110.5669 | 55 | 24.32 | 10.6471 | 10 | 10.5998 | 0 | 10.5998 | 0 | 0 | 0 | 0 | 0 | 0 | 0 | 0 | 0 | 0 | 89.32 | 0 | 3.317 | 30.68 | 0 | 0 | 0
3624 | 94.0505 | 0 | 94.0505 | 55 | 9.4217 | 8.6152 | 10 | 11.0136 | 0 | 11.0136 | 0 | 0 | 0 | 0 | 0 | 0 | 0 | 0 | 0 | 0 | 74.4217 | 0 | 2.8215 | 30.5783 | 0 | 1.4211e-14 | 0
3625 | 93.4433 | 0 | 93.4433 | 55 | 6.9559 | 8.3297 | 10 | 13.1577 | 0 | 13.1577 | 0 | 0 | 0 | 0 | 0 | 0 | 0 | 0 | 0 | 0 | 71.9559 | 0 | 2.8033 | 33.0441 | 0 | 0 | 0
3626 | 93.9346 | 0 | 93.9346 | 55 | 6.3584 | 8.2605 | 10 | 14.3157 | 0 | 14.3157 | 0 | 0 | 0 | 0 | 0 | 0 | 0 | 0 | 0 | 0 | 71.3584 | 0 | 2.818 | 33.6416 | 0 | 0 | 0
3627 | 95.9601 | 0 | 95.9601 | 55 | 11.4819 | 8.8537 | 10 | 10.6246 | 0 | 10.6246 | 0 | 0 | 0 | 0 | 0 | 0 | 0 | 0 | 0 | 0 | 76.4819 | 0 | 2.8788 | 28.5181 | 0 | 0 | 0
3628 | 94.0544 | 0 | 94.0544 | 55 | 9.4013 | 8.6128 | 10 | 11.0403 | 0 | 11.0403 | 0 | 0 | 0 | 0 | 0 | 0 | 0 | 0 | 0 | 0 | 74.4013 | 0 | 2.8216 | 30.5987 | 0 | 0 | -1.4211e-14
3629 | 95.7023 | 0 | 95.7023 | 55 | 6.7838 | 8.3098 | 10 | 15.6087 | 0 | 15.6087 | 0 | 0 | 0 | 0 | 0 | 0 | 0 | 0 | 0 | 0 | 71.7838 | 0 | 2.8711 | 33.2162 | 0 | 0 | 0
3630 | 94.559 | 0 | 94.559 | 55 | 10.1507 | 8.6996 | 10 | 10.7088 | 0 | 10.7088 | 0 | 0 | 0 | 0 | 0 | 0 | 0 | 0 | 0 | 0 | 75.1507 | 0 | 2.8368 | 29.8493 | 0 | 0 | 0
3631 | 98.4072 | 0 | 98.4072 | 55 | 3.069 | 7.8798 | 10 | 9.9794 | 12.479 | 9.9794 | 12.479 | 0 | 0 | 0 | 0 | 0 | 0 | 0 | 0 | 0 | 68.069 | 0 | 2.9522 | 36.931 | 0 | 0 | 0
3632 | 96.1945 | 0 | 96.1945 | 43.2798 | 2 | 6.3993 | 10 | 10.2731 | 24.2423 | 10.2731 | 24.2423 | 0 | 0 | 0 | 0 | 0 | 0 | 0 | 0 | 0 | 55.2798 | 0 | 2.8858 | 49.7202 | 0 | 0 | 0
3633 | 95.757 | 0 | 95.757 | 42.9 | 2 | 7.1054e-15 | 4 | 10.1616 | 36.7804 | 10.1616 | 36.7804 | 0 | 0 | 0.084971 | 0 | 0 | 0 | 0.084971 | 0 | 0.076473 | 48.9 | 0 | 2.8727 | 61.1646 | 0 | 1.4211e-14 | 0
3634 | 96.6086 | 0 | 96.6086 | 42.9 | 2 | 1.4211e-14 | 4 | 9.6541 | 38.2644 | 9.6541 | 38.2644 | 0 | 0 | 0.20989 | 0 | 0 | 0 | 0.20989 | 0 | 0.26537 | 48.9 | 0 | 2.8983 | 61.1517 | 0 | 0 | 0
3635 | 95.7067 | 0 | 95.7067 | 42.9 | 2 | 7.1054e-15 | 4 | 9.122 | 46.8459 | 9.122 | 46.8459 | 0 | 0 | 9.1611 | 0 | 0 | 0 | 9.1611 | 0 | 8.5104 | 48.9 | 0 | 2.8712 | 60.223 | 0 | 1.4211e-14 | 0
3636 | 92.5876 | 0 | 92.5876 | 42.9 | 2 | 0 | 4 | 8.851 | 49.9382 | 8.851 | 49.9382 | 0 | 0 | 12 | 0 | 3.1016 | 0 | 15.1016 | 0 | 22.1699 | 48.9 | 0 | 2.7776 | 59.6066 | 0 | 0 | 0
3637 | 94.0509 | 0 | 94.0509 | 42.9 | 2 | 0 | 4 | 9.2463 | 44.6557 | 9.2463 | 44.6557 | 0 | 0 | 8.7511 | 0 | 0 | 0 | 8.7511 | 0 | 30.0459 | 48.9 | 0 | 2.8215 | 62.9018 | 0 | 0 | 0
3638 | 92.5727 | 0 | 92.5727 | 42.9 | 2 | 7.1054e-15 | 4 | 10.5304 | 47.1976 | 10.5304 | 47.1976 | 0 | 0 | 12 | 0 | 2.0553 | 0 | 14.0553 | 0 | 42.7408 | 48.9 | 0 | 2.7772 | 59.7152 | 0 | 1.4211e-14 | 0
3639 | 90.21 | 0 | 90.21 | 42.9 | 2 | 0 | 4 | 10.5544 | 36.2311 | 10.5544 | 36.2311 | 0 | 0 | 5.4755 | 0 | 0 | 0 | 5.4755 | 0 | 47.6688 | 48.9 | 0 | 2.7063 | 64.9887 | 0 | 0 | 0
3640 | 94.4191 | 0 | 94.4191 | 42.9 | 2 | 6.245 | 9.047 | 10.3542 | 23.873 | 10.3542 | 23.873 | 0 | 0 | 0 | 0 | 0 | 0 | 0 | 0 | 47.6688 | 53.947 | 0 | 2.8326 | 67.4363 | 0 | 0 | 0
3641 | 100.3237 | 0 | 100.3237 | 53.207 | 2 | 7.8947 | 10 | 9.8168 | 14.4143 | 9.8168 | 14.4143 | 0 | 0 | 0 | 0 | 0 | 2.9909 | 0 | 2.9909 | 44.4247 | 65.207 | 0 | 3.0097 | 53.1855 | 0 | 0 | 0
3642 | 106.712 | 0 | 106.712 | 55 | 7.277 | 9.9172 | 10 | 11.1253 | 6.4863e-15 | 11.1253 | 6.4863e-15 | 0 | 0 | 0 | 12 | 0 | 1.3925 | 0 | 13.3925 | 29.581 | 72.277 | 0 | 3.2014 | 32.723 | 0 | 0 | 0
3643 | 112.3674 | 0 | 112.3674 | 55 | 13.9122 | 10.5241 | 10 | 10.9311 | 0 | 10.9311 | 0 | 0 | 0 | 0 | 12 | 0 | 0 | 0 | 12 | 16.2477 | 78.9122 | 0 | 3.371 | 26.0878 | 0 | 0 | 0
3644 | 116.2598 | 0 | 116.2598 | 55 | 15.8188 | 10.7448 | 10 | 12.6961 | 0 | 12.6961 | 0 | 0 | 0 | 0 | 12 | 0 | 0 | 0 | 12 | 2.9144 | 80.8188 | 0 | 3.4878 | 24.1812 | 0 | 0 | 0
3645 | 113.1273 | 0 | 113.1273 | 55 | 23.056 | 10.4971 | 10 | 11.9512 | 0 | 11.9512 | 0 | 0 | 0 | 0 | 2.6229 | 0 | 0 | 0 | 2.6229 | 0 | 88.056 | 0 | 3.3938 | 16.944 | 0 | 0 | 0
3646 | 106.9117 | 0 | 106.9117 | 55 | 17.9688 | 9.6046 | 10 | 14.3382 | 0 | 14.3382 | 0 | 0 | 0 | 0 | 0 | 0 | 0 | 0 | 0 | 0 | 82.9688 | 0 | 3.2073 | 22.0312 | 0 | 0 | 0
3647 | 104.5532 | 0 | 104.5532 | 55 | 17.0165 | 9.4944 | 10 | 13.0423 | 0 | 13.0423 | 0 | 0 | 0 | 0 | 0 | 0 | 0 | 0 | 0 | 0 | 82.0165 | 0 | 3.1366 | 22.9835 | 0 | 0 | 0
3648 | 91.8965 | 0 | 91.8965 | 55 | 5.2812 | 8.1359 | 10 | 13.4795 | 0 | 13.4795 | 0 | 0 | 0 | 0 | 0 | 0 | 0 | 0 | 0 | 0 | 70.2812 | 0 | 2.7569 | 34.7188 | 0 | 0 | 0
3649 | 93.425 | 0 | 93.425 | 55 | 6.6832 | 8.2982 | 10 | 13.4436 | 0 | 13.4436 | 0 | 0 | 0 | 0 | 0 | 0 | 0 | 0 | 0 | 0 | 71.6832 | 0 | 2.8027 | 33.3168 | 0 | 0 | 0
3650 | 95.8854 | 0 | 95.8854 | 55 | 9.0112 | 8.5677 | 10 | 13.3065 | 0 | 13.3065 | 0 | 0 | 0 | 0 | 0 | 0 | 0 | 0 | 0 | 0 | 74.0112 | 0 | 2.8766 | 30.9888 | 0 | 0 | -1.4211e-14
3651 | 96.9369 | 0 | 96.9369 | 55 | 12.0028 | 8.914 | 10 | 11.0202 | 0 | 11.0202 | 0 | 0 | 0 | 0 | 0 | 0 | 0 | 0 | 0 | 0 | 77.0028 | 0 | 2.9081 | 27.9972 | 0 | 0 | 0
3652 | 93.7577 | 0 | 93.7577 | 55 | 6.5815 | 8.2864 | 10 | 13.8899 | 0 | 13.8899 | 0 | 0 | 0 | 0 | 0 | 0 | 0 | 0 | 0 | 0 | 71.5815 | 0 | 2.8127 | 33.4185 | 0 | 0 | 0
3653 | 96.3498 | 0 | 96.3498 | 55 | 11.3928 | 8.8433 | 10 | 11.1136 | 0 | 11.1136 | 0 | 0 | 0 | 0 | 0 | 0 | 0 | 0 | 0 | 0 | 76.3928 | 0 | 2.8905 | 28.6072 | 0 | 0 | 0
3654 | 94.2098 | 0 | 94.2098 | 55 | 9.4749 | 8.6213 | 10 | 11.1136 | 0 | 11.1136 | 0 | 0 | 0 | 0 | 0 | 0 | 0 | 0 | 0 | 0 | 74.4749 | 0 | 2.8263 | 30.5251 | 0 | 0 | 0
3655 | 95.4963 | 0 | 95.4963 | 53.6593 | 2 | 7.6008 | 10 | 9.3876 | 12.8486 | 9.3876 | 12.8486 | 0 | 0 | 0 | 0 | 0 | 0 | 0 | 0 | 0 | 65.6593 | 0 | 2.8649 | 39.3407 | 0 | 0 | 0
3656 | 96.5156 | 0 | 96.5156 | 45.3043 | 2 | 6.6336 | 10 | 11.0945 | 21.4831 | 11.0945 | 21.4831 | 0 | 0 | 0 | 0 | 0 | 0 | 0 | 0 | 0 | 57.3043 | 0 | 2.8955 | 47.6957 | 0 | 0 | 0
3657 | 95.8484 | 0 | 95.8484 | 42.9 | 2 | 5.5843 | 4 | 11.8582 | 29.5059 | 11.8582 | 29.5059 | 0 | 0 | 0 | 0 | 0 | 0 | 0 | 0 | 0 | 48.9 | 0 | 2.8755 | 56.1685 | 0 | 0 | 0
3658 | 93.4768 | 0 | 93.4768 | 42.9 | 2 | 0 | 4 | 9.2289 | 39.9055 | 9.2289 | 39.9055 | 0 | 0 | 4.5577 | 0 | 0 | 0 | 4.5577 | 0 | 4.1019 | 48.9 | 0 | 2.8043 | 60.7006 | 0 | 0 | 0
3659 | 94.7076 | 0 | 94.7076 | 42.9 | 2 | 0 | 4 | 10.6375 | 40.1629 | 10.6375 | 40.1629 | 0 | 0 | 4.9928 | 0 | 0 | 0 | 4.9928 | 0 | 8.5955 | 48.9 | 0 | 2.8412 | 60.6554 | 0 | 0 | 0
3660 | 93.5269 | 0 | 93.5269 | 42.9 | 2 | 0 | 4 | 9.3612 | 42.3005 | 9.3612 | 42.3005 | 0 | 0 | 7.0348 | 0 | 0 | 0 | 7.0348 | 0 | 14.9268 | 48.9 | 0 | 2.8058 | 60.4436 | 0 | 0 | 0
3661 | 90.0926 | 0 | 90.0926 | 42.9 | 2 | 0 | 4 | 10.2133 | 41.3811 | 10.2133 | 41.3811 | 0 | 0 | 10.4018 | 0 | 0 | 0 | 10.4018 | 0 | 24.2884 | 48.9 | 0 | 2.7028 | 60.0942 | 0 | 0 | 0
3662 | 92.4265 | 0 | 92.4265 | 42.9 | 2 | 0 | 4 | 9.3299 | 38.8378 | 9.3299 | 38.8378 | 0 | 0 | 4.6412 | 0 | 0 | 0 | 4.6412 | 0 | 28.4655 | 48.9 | 0 | 2.7728 | 60.6919 | 0 | 0 | 0
3663 | 92.4556 | 0 | 92.4556 | 42.9 | 2 | 0 | 4 | 12.326 | 31.7352 | 12.326 | 31.7352 | 0 | 0 | 0.50554 | 0 | 0 | 0 | 0.50554 | 0 | 28.9205 | 48.9 | 0 | 2.7737 | 61.121 | 0 | 0 | 0
3664 | 96.3733 | 0 | 96.3733 | 45.7703 | 2 | 6.6876 | 10 | 9.3019 | 22.6136 | 9.3019 | 22.6136 | 0 | 0 | 0 | 0 | 0 | 0 | 0 | 0 | 28.9205 | 57.7703 | 0 | 2.8912 | 59.2297 | 0 | 0 | 0
3665 | 97.9732 | 0 | 97.9732 | 50.096 | 2 | 7.7436 | 10 | 11.6901 | 11.6467 | 11.6901 | 11.6467 | 0 | 0 | 0 | 4.7967 | 0 | 0 | 0 | 4.7967 | 23.5908 | 62.096 | 0 | 2.9392 | 50.1072 | 0 | 0 | 0
3666 | 102.0799 | 0 | 102.0799 | 55 | 4.0443 | 9.3818 | 10 | 11.6538 | 5.736e-15 | 11.6538 | 5.736e-15 | 0 | 0 | 0 | 12 | 0 | 0 | 0 | 12 | 10.2574 | 69.0443 | 0 | 3.0624 | 35.9557 | 0 | 0 | 0
3667 | 107.2676 | 0 | 107.2676 | 55 | 11.1063 | 9.8789 | 10 | 12.0508 | 0 | 12.0508 | 0 | 0 | 0 | 0 | 9.2317 | 0 | 0 | 0 | 9.2317 | 0 | 76.1063 | 0 | 3.218 | 28.8937 | 0 | 1.4211e-14 | 0
3668 | 113.2817 | 0 | 113.2817 | 55 | 25.0908 | 10.429 | 10 | 12.7619 | 0 | 12.7619 | 0 | 0 | 0 | 0 | 0 | 0 | 0 | 0 | 0 | 0 | 90.0908 | 0 | 3.3985 | 14.9092 | 0 | 0 | 0
3669 | 109.5474 | 0 | 109.5474 | 55 | 21.5173 | 10.0154 | 10 | 13.0148 | 0 | 13.0148 | 0 | 0 | 0 | 0 | 0 | 0 | 0 | 0 | 0 | 0 | 86.5173 | 0 | 3.2864 | 18.4827 | 0 | 1.4211e-14 | 0
3670 | 107.9365 | 0 | 107.9365 | 55 | 20.1499 | 9.8571 | 10 | 12.9295 | 0 | 12.9295 | 0 | 0 | 0 | 0 | 0 | 0 | 0 | 0 | 0 | 0 | 85.1499 | 0 | 3.2381 | 19.8501 | 0 | 1.4211e-14 | 0
3671 | 103.257 | 0 | 103.257 | 55 | 15.2393 | 9.2886 | 10 | 13.729 | 0 | 13.729 | 0 | 0 | 0 | 0 | 0 | 0 | 0 | 0 | 0 | 0 | 80.2393 | 0 | 3.0977 | 24.7607 | 0 | 0 | 0
3672 | 96.3979 | 0 | 96.3979 | 55 | 8.2753 | 8.4825 | 10 | 14.6401 | 0 | 14.6401 | 0 | 0 | 0 | 0 | 0 | 0 | 0 | 0 | 0 | 0 | 73.2753 | 0 | 2.8919 | 31.7247 | 0 | 0 | 0
3673 | 94.276 | 0 | 94.276 | 55 | 6.4402 | 8.27 | 10 | 14.5658 | 0 | 14.5658 | 0 | 0 | 0 | 0 | 0 | 0 | 0 | 0 | 0 | 0 | 71.4402 | 0 | 2.8283 | 33.5598 | 0 | 0 | 0
3674 | 94.855 | 0 | 94.855 | 55 | 5.2042 | 8.1269 | 10 | 16.5238 | 0 | 16.5238 | 0 | 0 | 0 | 0 | 0 | 0 | 0 | 0 | 0 | 0 | 70.2042 | 0 | 2.8456 | 34.7958 | 0 | 0 | 0
3675 | 96.252 | 0 | 96.252 | 55 | 7.7805 | 8.4252 | 10 | 15.0463 | 0 | 15.0463 | 0 | 0 | 0 | 0 | 0 | 0 | 0 | 0 | 0 | 0 | 72.7805 | 0 | 2.8876 | 32.2195 | 0 | 0 | 0
3676 | 95.7561 | 0 | 95.7561 | 55 | 9.2251 | 8.5924 | 10 | 12.9386 | 0 | 12.9386 | 0 | 0 | 0 | 0 | 0 | 0 | 0 | 0 | 0 | 0 | 74.2251 | 0 | 2.8727 | 30.7749 | 0 | 1.4211e-14 | 0
3677 | 99.0851 | 0 | 99.0851 | 55 | 12.5436 | 8.9766 | 10 | 12.565 | 0 | 12.565 | 0 | 0 | 0 | 0 | 0 | 0 | 0 | 0 | 0 | 0 | 77.5436 | 0 | 2.9726 | 27.4564 | 0 | 0 | 0
3678 | 99.099 | 0 | 99.099 | 55 | 12.1771 | 8.9341 | 10 | 12.9877 | 0 | 12.9877 | 0 | 0 | 0 | 0 | 0 | 0 | 0 | 0 | 0 | 0 | 77.1771 | 0 | 2.973 | 27.8229 | 0 | 0 | 0
3679 | 98.2355 | 0 | 98.2355 | 53.7072 | 2 | 7.6064 | 10 | 12.0111 | 12.9109 | 12.0111 | 12.9109 | 0 | 0 | 0 | 0 | 0 | 0 | 0 | 0 | 0 | 65.7072 | 0 | 2.9471 | 39.2928 | 0 | 0 | 0
3680 | 95.9279 | 0 | 95.9279 | 42.9 | 2 | 6.1495 | 8.2223 | 11.2894 | 25.3667 | 11.2894 | 25.3667 | 0 | 0 | 0 | 0 | 0 | 0 | 0 | 0 | 0 | 53.1223 | 0 | 2.8778 | 51.8777 | 0 | 1.4211e-14 | 0
3681 | 94.4861 | 0 | 94.4861 | 42.9 | 2 | 0 | 4 | 12.0617 | 37.8488 | 12.0617 | 37.8488 | 0 | 0 | 4.3244 | 0 | 0 | 0 | 4.3244 | 0 | 3.892 | 48.9 | 0 | 2.8346 | 60.7248 | 0 | 0 | 0
3682 | 93.7556 | 0 | 93.7556 | 42.9 | 2 | 0 | 4 | 12.5561 | 46.9428 | 12.5561 | 46.9428 | 0 | 0 | 12 | 0 | 2.6432 | 0 | 14.6432 | 0 | 17.1289 | 48.9 | 0 | 2.8127 | 59.6542 | 0 | 0 | 0
3683 | 93.5076 | 0 | 93.5076 | 42.9 | 2 | 0 | 4 | 11.3948 | 49.5419 | 11.3948 | 49.5419 | 0 | 0 | 12 | 0 | 4.3291 | 0 | 16.3291 | 0 | 31.9201 | 48.9 | 0 | 2.8052 | 59.4793 | 0 | 0 | 0
3684 | 95.2479 | 0 | 95.2479 | 42.9 | 2 | 7.1054e-15 | 4 | 10.8473 | 48.0327 | 10.8473 | 48.0327 | 0 | 0 | 12 | 0 | 0.53208 | 0 | 12.5321 | 0 | 43.2107 | 48.9 | 0 | 2.8574 | 59.8732 | 0 | 0 | 0
3685 | 92.4592 | 0 | 92.4592 | 42.9 | 2 | 0 | 4 | 9.6598 | 47.4301 | 9.6598 | 47.4301 | 0 | 0 | 12 | 0 | 1.5308 | 0 | 13.5308 | 0 | 55.4219 | 48.9 | 0 | 2.7738 | 59.7696 | 0 | 0 | 0
3686 | 90.9912 | 0 | 90.9912 | 42.9 | 2 | 7.1054e-15 | 4 | 8.4652 | 41.704 | 8.4652 | 41.704 | 0 | 0 | 1.0089 | 0 | 7.0691 | 0 | 8.078 | 0 | 62.8473 | 48.9 | 0 | 2.7297 | 60.3353 | 0 | 0 | 0
3687 | 93.2182 | 0 | 93.2182 | 42.9 | 2 | 0 | 4 | 11.855 | 35.7608 | 11.855 | 35.7608 | 0 | 0 | 0 | 0 | 3.2975 | 0 | 3.2975 | 0 | 65.8875 | 48.9 | 0 | 2.7965 | 72.8313 | 0 | 0 | 0
3688 | 94.5674 | 0 | 94.5674 | 42.9 | 2 | 5.7769 | 5.0038 | 11.3565 | 27.5302 | 11.3565 | 27.5302 | 0 | 0 | 0 | 0 | 0 | 0 | 0 | 0 | 65.8875 | 49.9038 | 0 | 2.837 | 77.0962 | 0 | 0 | 0
3689 | 102.4829 | 0 | 102.4829 | 48.5398 | 2 | 8.0266 | 10 | 12.039 | 13.0801 | 12.039 | 13.0801 | 0 | 0 | 0 | 0 | 0 | 8.7975 | 0 | 8.7975 | 56.3453 | 60.5398 | 0 | 3.0745 | 57.6628 | 0 | 0 | -1.4211e-14
3690 | 104.0757 | 0 | 104.0757 | 50.0856 | 2 | 9.4669 | 10 | 12.8292 | 5.7166e-15 | 12.8292 | 5.7166e-15 | 0 | 0 | 0 | 12 | 0 | 7.694 | 0 | 19.694 | 34.6667 | 62.0856 | 0 | 3.1223 | 42.9144 | 0 | 0 | 0
3691 | 112.7988 | 0 | 112.7988 | 55 | 11.6367 | 10.2607 | 10 | 13.9014 | 0 | 13.9014 | 0 | 0 | 0 | 0 | 12 | 0 | 0 | 0 | 12 | 21.3333 | 76.6367 | 0 | 3.384 | 28.3633 | 0 | 0 | 0
3692 | 114.7006 | 0 | 114.7006 | 55 | 13.6465 | 10.4934 | 10 | 13.5607 | 0 | 13.5607 | 0 | 0 | 0 | 0 | 12 | 0 | 0 | 0 | 12 | 8 | 78.6465 | 0 | 3.441 | 26.3535 | 0 | 1.4211e-14 | 0
3693 | 113.0281 | 0 | 113.0281 | 55 | 17.2068 | 10.3499 | 10 | 13.2715 | 0 | 13.2715 | 0 | 0 | 0 | 0 | 7.2 | 0 | 0 | 0 | 7.2 | 0 | 82.2068 | 0 | 3.3908 | 22.7932 | 0 | 1.4211e-14 | 0
3694 | 106.8775 | 0 | 106.8775 | 55 | 16.9765 | 9.4897 | 10 | 15.4112 | 0 | 15.4112 | 0 | 0 | 0 | 0 | 0 | 0 | 0 | 0 | 0 | 0 | 81.9765 | 0 | 3.2063 | 23.0235 | 0 | 0 | 0
3695 | 102.0364 | 0 | 102.0364 | 55 | 13.1777 | 9.05 | 10 | 14.8087 | 0 | 14.8087 | 0 | 0 | 0 | 0 | 0 | 0 | 0 | 0 | 0 | 0 | 78.1777 | 0 | 3.0611 | 26.8223 | 0 | 0 | 0
3696 | 94.6286 | 0 | 94.6286 | 55 | 6.2288 | 8.2455 | 10 | 15.1543 | 0 | 15.1543 | 0 | 0 | 0 | 0 | 0 | 0 | 0 | 0 | 0 | 0 | 71.2288 | 0 | 2.8389 | 33.7712 | 0 | 0 | 0
3697 | 96.2238 | 0 | 96.2238 | 55 | 6.5845 | 8.2867 | 10 | 16.3526 | 0 | 16.3526 | 0 | 0 | 0 | 0 | 0 | 0 | 0 | 0 | 0 | 0 | 71.5845 | 0 | 2.8867 | 33.4155 | 0 | 0 | 0
3698 | 93.2759 | 0 | 93.2759 | 55 | 3.2094 | 7.896 | 10 | 17.1705 | 0 | 17.1705 | 0 | 0 | 0 | 0 | 0 | 0 | 0 | 0 | 0 | 0 | 68.2094 | 0 | 2.7983 | 36.7906 | 0 | 0 | 0
3699 | 94.1749 | 0 | 94.1749 | 55 | 3.636 | 7.9454 | 10 | 17.5935 | 0 | 17.5935 | 0 | 0 | 0 | 0 | 0 | 0 | 0 | 0 | 0 | 0 | 68.636 | 0 | 2.8252 | 36.364 | 0 | 0 | 0
3700 | 98.0466 | 0 | 98.0466 | 55 | 8.9264 | 8.5578 | 10 | 15.5625 | 0 | 15.5625 | 0 | 0 | 0 | 0 | 0 | 0 | 0 | 0 | 0 | 0 | 73.9264 | 0 | 2.9414 | 31.0736 | 0 | 0 | 0
3701 | 98.3812 | 0 | 98.3812 | 55 | 9.7808 | 8.6567 | 10 | 14.9436 | 0 | 14.9436 | 0 | 0 | 0 | 0 | 0 | 0 | 0 | 0 | 0 | 0 | 74.7808 | 0 | 2.9514 | 30.2192 | 0 | 1.4211e-14 | 0
3702 | 96.5407 | 0 | 96.5407 | 55 | 9.1204 | 8.5803 | 10 | 13.84 | 0 | 13.84 | 0 | 0 | 0 | 0 | 0 | 0 | 0 | 0 | 0 | 0 | 74.1204 | 0 | 2.8962 | 30.8796 | 0 | 0 | 0
3703 | 96.6451 | 0 | 96.6451 | 51.9452 | 2 | 7.4024 | 10 | 11.1403 | 14.1572 | 11.1403 | 14.1572 | 0 | 0 | 0 | 0 | 0 | 0 | 0 | 0 | 0 | 63.9452 | 0 | 2.8994 | 41.0548 | 0 | 0 | 0
3704 | 97.2509 | 0 | 97.2509 | 42.9 | 2 | 6.3245 | 9.7343 | 12.4221 | 23.8699 | 12.4221 | 23.8699 | 0 | 0 | 0 | 0 | 0 | 0 | 0 | 0 | 0 | 54.6343 | 0 | 2.9175 | 50.3657 | 0 | 0 | 0
3705 | 94.6562 | 0 | 94.6562 | 42.9 | 2 | 7.1054e-15 | 4 | 12.0127 | 38.3227 | 12.0127 | 38.3227 | 0 | 0 | 4.5793 | 0 | 0 | 0 | 4.5793 | 0 | 4.1214 | 48.9 | 0 | 2.8397 | 60.6983 | 0 | 0 | 0
3706 | 93.9149 | 0 | 93.9149 | 42.9 | 2 | 0 | 4 | 13.1335 | 45.8736 | 13.1335 | 45.8736 | 0 | 0 | 12 | 0 | 1.9922 | 0 | 13.9922 | 0 | 16.7581 | 48.9 | 0 | 2.8174 | 59.7217 | 0 | 0 | 0
3707 | 94.4574 | 0 | 94.4574 | 42.9 | 2 | 0 | 4 | 12.4162 | 55 | 12.4162 | 55 | 0 | 0 | 12 | 0 | 9.8588 | 0 | 21.8588 | 0 | 36.6474 | 48.9 | 0 | 2.8337 | 58.9056 | 0 | 0 | 0
3708 | 91.6846 | 0 | 91.6846 | 42.9 | 2 | 0 | 4 | 12.0118 | 48.1705 | 12.0118 | 48.1705 | 0 | 0 | 12 | 0 | 5.3978 | 0 | 17.3978 | 0 | 52.4239 | 48.9 | 0 | 2.7505 | 59.3684 | 0 | 0 | 0
3709 | 91.0644 | 0 | 91.0644 | 42.9 | 2 | 0 | 4 | 13.0751 | 49.9894 | 12.1513 | 46.4575 | 0.9238 | 3.5319 | 12 | 0 | 4.4443 | 0 | 16.4443 | 0 | 67.3214 | 48.9 | 0 | 2.7319 | 59.005 | 0 | 0 | -7.1054e-15
3710 | 91.8207 | 0 | 91.8207 | 42.9 | 2 | 7.1054e-15 | 4 | 12.2275 | 44.7532 | 9.3722 | 34.3026 | 2.8553 | 10.4505 | 0.75404 | 0 | 0 | 0 | 0.75404 | 0 | 68 | 48.9 | 0 | 2.7546 | 69.7147 | 0 | 1.5543e-15 | 0
3711 | 93.3915 | 0 | 93.3915 | 42.9 | 2 | 0 | 4 | 13.3694 | 37.2711 | 11.7461 | 32.7455 | 1.6234 | 4.5256 | 0 | 0 | 0 | 0 | 0 | 0 | 68 | 48.9 | 0 | 2.8017 | 82.5355 | 0 | 0 | -1.4211e-14
3712 | 98.5508 | 0 | 98.5508 | 43.7198 | 2 | 6.4502 | 10 | 12.3929 | 23.9879 | 12.3929 | 23.9879 | 0 | 0 | 0 | 0 | 0 | 0 | 0 | 0 | 68 | 55.7198 | 0 | 2.9565 | 71.2802 | 0 | 0 | 0
3713 | 98.9907 | 0 | 98.9907 | 51.225 | 2 | 7.319 | 10 | 13.7196 | 14.7271 | 13.7196 | 14.7271 | 0 | 0 | 0 | 0 | 0 | 0 | 0 | 0 | 68 | 63.225 | 0 | 2.9697 | 63.775 | 0 | 1.4211e-14 | 0
3714 | 105.2422 | 0 | 105.2422 | 49.6407 | 2 | 9.488 | 10 | 13.7925 | 6.7657e-15 | 13.7925 | 6.7657e-15 | 0 | 0 | 0 | 10.3211 | 0 | 10 | 0 | 20.3211 | 45.6856 | 61.6407 | 0 | 3.1573 | 45.0383 | 0 | 0 | 0
3715 | 108.6688 | 0 | 108.6688 | 51.6518 | 2 | 9.7345 | 10 | 14.8435 | 0 | 14.8435 | 0 | 0 | 0 | 0 | 12 | 0 | 8.4391 | 0 | 20.4391 | 23.1988 | 63.6518 | 0 | 3.2601 | 41.3482 | 0 | 0 | 0
3716 | 114.4206 | 0 | 114.4206 | 55 | 12.3583 | 10.3443 | 10 | 14.718 | 0 | 14.718 | 0 | 0 | 0 | 0 | 12 | 0 | 0 | 0 | 12 | 9.8655 | 77.3583 | 0 | 3.4326 | 27.6417 | 0 | 0 | -1.4211e-14
3717 | 113.4097 | 0 | 113.4097 | 55 | 13.9188 | 10.1636 | 10 | 15.4484 | 0 | 15.4484 | 0 | 0 | 0 | 0 | 8.8789 | 0 | 0 | 0 | 8.8789 | 0 | 78.9188 | 0 | 3.4023 | 26.0812 | 0 | 0 | 0
3718 | 107.1402 | 0 | 107.1402 | 55 | 17.0321 | 9.4962 | 10 | 15.6119 | 0 | 15.6119 | 0 | 0 | 0 | 0 | 0 | 0 | 0 | 0 | 0 | 0 | 82.0321 | 0 | 3.2142 | 22.9679 | 0 | 0 | -2.8422e-14
3719 | 103.5021 | 0 | 103.5021 | 55 | 14.3707 | 9.1881 | 10 | 14.9432 | 0 | 14.9432 | 0 | 0 | 0 | 0 | 0 | 0 | 0 | 0 | 0 | 0 | 79.3707 | 0 | 3.1051 | 25.6293 | 0 | 0 | 0
3720 | 96.0096 | 0 | 96.0096 | 55 | 7.2113 | 8.3593 | 10 | 15.439 | 0 | 15.439 | 0 | 0 | 0 | 0 | 0 | 0 | 0 | 0 | 0 | 0 | 72.2113 | 0 | 2.8803 | 32.7887 | 0 | 0 | 0
3721 | 95.8519 | 0 | 95.8519 | 55 | 6.7523 | 8.3062 | 10 | 15.7934 | 0 | 15.7934 | 0 | 0 | 0 | 0 | 0 | 0 | 0 | 0 | 0 | 0 | 71.7523 | 0 | 2.8756 | 33.2477 | 0 | 0 | 0
3722 | 96.074 | 0 | 96.074 | 55 | 7.6597 | 8.4112 | 10 | 15.0031 | 0 | 15.0031 | 0 | 0 | 0 | 0 | 0 | 0 | 0 | 0 | 0 | 0 | 72.6597 | 0 | 2.8822 | 32.3403 | 0 | 0 | -1.4211e-14
3723 | 97.7613 | 0 | 97.7613 | 55 | 7.9073 | 8.4399 | 10 | 16.4141 | 0 | 16.4141 | 0 | 0 | 0 | 0 | 0 | 0 | 0 | 0 | 0 | 0 | 72.9073 | 0 | 2.9328 | 32.0927 | 0 | 0 | 0
3724 | 95.6488 | 0 | 95.6488 | 55 | 6.3601 | 8.2607 | 10 | 16.028 | 0 | 16.028 | 0 | 0 | 0 | 0 | 0 | 0 | 0 | 0 | 0 | 0 | 71.3601 | 0 | 2.8695 | 33.6399 | 0 | 0 | 0
3725 | 99.0498 | 0 | 99.0498 | 55 | 10.745 | 8.7683 | 10 | 14.5365 | 0 | 14.5365 | 0 | 0 | 0 | 0 | 0 | 0 | 0 | 0 | 0 | 0 | 75.745 | 0 | 2.9715 | 29.255 | 0 | 0 | 0
3726 | 97.2138 | 0 | 97.2138 | 55 | 9.9203 | 8.6729 | 10 | 13.6206 | 0 | 13.6206 | 0 | 0 | 0 | 0 | 0 | 0 | 0 | 0 | 0 | 0 | 74.9203 | 0 | 2.9164 | 30.0797 | 0 | 0 | 0
3727 | 97.7871 | 0 | 97.7871 | 52.5191 | 2 | 7.4688 | 10 | 13.298 | 12.5011 | 13.298 | 12.5011 | 0 | 0 | 0 | 0 | 0 | 0 | 0 | 0 | 0 | 64.5191 | 0 | 2.9336 | 40.4809 | 0 | 0 | 0
3728 | 99.968 | 0 | 99.968 | 45.8951 | 2 | 6.702 | 10 | 13.5121 | 21.8587 | 13.5121 | 21.8587 | 0 | 0 | 0 | 0 | 0 | 0 | 0 | 0 | 0 | 57.8951 | 0 | 2.999 | 47.1049 | 0 | 0 | 0
3729 | 97.8847 | 0 | 97.8847 | 42.9 | 2 | 0 | 4 | 15.0476 | 34.7777 | 15.0476 | 34.7777 | 0 | 0 | 0.84055 | 0 | 0 | 0 | 0.84055 | 0 | 0.7565 | 48.9 | 0 | 2.9365 | 61.0862 | 0 | 0 | 0
3730 | 95.4075 | 0 | 95.4075 | 42.9 | 2 | 0 | 4 | 12.3427 | 35.1587 | 12.3427 | 35.1587 | 0 | 0 | 0.99381 | 0 | 0 | 0 | 0.99381 | 0 | 1.6509 | 48.9 | 0 | 2.8622 | 61.0703 | 0 | 0 | 0
3731 | 97.8166 | 0 | 97.8166 | 42.9 | 2 | 0 | 4 | 13.4196 | 42.6821 | 13.4196 | 42.6821 | 0 | 0 | 7.185 | 0 | 0 | 0 | 7.185 | 0 | 8.1174 | 48.9 | 0 | 2.9345 | 60.428 | 0 | 0 | 0
3732 | 94.6201 | 0 | 94.6201 | 42.9 | 2 | 1.4211e-14 | 4 | 11.9514 | 47.1028 | 11.9514 | 47.1028 | 0 | 0 | 12 | 0 | 1.3341 | 0 | 13.3341 | 0 | 20.1474 | 48.9 | 0 | 2.8386 | 59.79 | 0 | 0 | 0
3733 | 92.6923 | 0 | 92.6923 | 42.9 | 2 | 7.1054e-15 | 4 | 12.6136 | 45.4084 | 12.6136 | 45.4084 | 0 | 0 | 12 | 0 | 2.2297 | 0 | 14.2297 | 0 | 33.003 | 48.9 | 0 | 2.7808 | 59.6971 | 0 | 0 | 0
3734 | 95.318 | 0 | 95.318 | 42.9 | 2 | 7.1054e-15 | 4 | 13.4543 | 42.0816 | 13.4543 | 42.0816 | 0 | 0 | 9.1179 | 0 | 0 | 0 | 9.1179 | 0 | 41.2091 | 48.9 | 0 | 2.8595 | 63.2566 | 0 | 0 | 0
3735 | 93.6974 | 0 | 93.6974 | 42.9 | 2 | 0.43763 | 4 | 12.508 | 31.8517 | 12.508 | 31.8517 | 0 | 0 | 0 | 0 | 0 | 0 | 0 | 0 | 41.2091 | 48.9 | 0 | 2.8109 | 75.8104 | 0 | 0 | 0
3736 | 98.0648 | 0 | 98.0648 | 42.9 | 2 | 6.2235 | 8.8616 | 12.4943 | 25.5855 | 12.4943 | 25.5855 | 0 | 0 | 0 | 0 | 0 | 0 | 0 | 0 | 41.2091 | 53.7616 | 0 | 2.9419 | 66.2676 | 0 | 0 | 0
3737 | 102.7811 | 0 | 102.7811 | 52.5513 | 2 | 8.267 | 10 | 11.5202 | 11.5802 | 11.5202 | 11.5802 | 0 | 0 | 0 | 3.8333 | 0 | 3.0292 | 0 | 6.8625 | 33.6643 | 64.5513 | 0 | 3.0834 | 48.6154 | 0 | 0 | 0
3738 | 104.5478 | 0 | 104.5478 | 55 | 3.0415 | 9.2657 | 10 | 15.2406 | 5.5222e-15 | 15.2406 | 5.5222e-15 | 0 | 0 | 0 | 12 | 0 | 0 | 0 | 12 | 20.331 | 68.0415 | 0 | 3.1364 | 36.9585 | 0 | 0 | -1.4211e-14
3739 | 110.0225 | 0 | 110.0225 | 55 | 10.3142 | 10.1076 | 10 | 12.6007 | 0 | 12.6007 | 0 | 0 | 0 | 0 | 12 | 0 | 0 | 0 | 12 | 6.9977 | 75.3142 | 0 | 3.3007 | 29.6858 | 0 | 0 | 0
3740 | 116.1157 | 0 | 116.1157 | 55 | 20.0318 | 10.5725 | 10 | 14.2135 | 0 | 14.2135 | 0 | 0 | 0 | 0 | 6.2979 | 0 | 0 | 0 | 6.2979 | 0 | 85.0318 | 0 | 3.4835 | 19.9682 | 0 | 0 | -1.4211e-14
3741 | 112.5775 | 0 | 112.5775 | 55 | 20.778 | 9.9298 | 10 | 16.8698 | 0 | 16.8698 | 0 | 0 | 0 | 0 | 0 | 0 | 0 | 0 | 0 | 0 | 85.778 | 0 | 3.3773 | 19.222 | 0 | 1.4211e-14 | 0
3742 | 107.3167 | 0 | 107.3167 | 55 | 17.0864 | 9.5024 | 10 | 15.7278 | 0 | 15.7278 | 0 | 0 | 0 | 0 | 0 | 0 | 0 | 0 | 0 | 0 | 82.0864 | 0 | 3.2195 | 22.9136 | 0 | 0 | 0
3743 | 103.5553 | 0 | 103.5553 | 55 | 14.4925 | 9.2022 | 10 | 14.8606 | 0 | 14.8606 | 0 | 0 | 0 | 0 | 0 | 0 | 0 | 0 | 0 | 0 | 79.4925 | 0 | 3.1067 | 25.5075 | 0 | 0 | 0
3744 | 97.2899 | 0 | 97.2899 | 55 | 5.9799 | 8.2167 | 10 | 18.0933 | 0 | 18.0933 | 0 | 0 | 0 | 0 | 0 | 0 | 0 | 0 | 0 | 0 | 70.9799 | 0 | 2.9187 | 34.0201 | 0 | 0 | 0
3745 | 96.4533 | 0 | 96.4533 | 55 | 4.7777 | 8.0776 | 10 | 18.598 | 0 | 18.598 | 0 | 0 | 0 | 0 | 0 | 0 | 0 | 0 | 0 | 0 | 69.7777 | 0 | 2.8936 | 35.2223 | 0 | 0 | 0
3746 | 97.1973 | 0 | 97.1973 | 55 | 6.6992 | 8.3 | 10 | 17.1981 | 0 | 17.1981 | 0 | 0 | 0 | 0 | 0 | 0 | 0 | 0 | 0 | 0 | 71.6992 | 0 | 2.9159 | 33.3008 | 0 | 0 | -1.4211e-14
3747 | 99.8234 | 0 | 99.8234 | 55 | 10.06 | 8.6891 | 10 | 16.0743 | 0 | 16.0743 | 0 | 0 | 0 | 0 | 0 | 0 | 0 | 0 | 0 | 0 | 75.06 | 0 | 2.9947 | 29.94 | 0 | 0 | -1.4211e-14
3748 | 100.4367 | 0 | 100.4367 | 55 | 9.6498 | 8.6416 | 10 | 17.1454 | 0 | 17.1454 | 0 | 0 | 0 | 0 | 0 | 0 | 0 | 0 | 0 | 0 | 74.6498 | 0 | 3.0131 | 30.3502 | 0 | 0 | 0
3749 | 99.3332 | 0 | 99.3332 | 55 | 7.703 | 8.4162 | 10 | 18.214 | 0 | 18.214 | 0 | 0 | 0 | 0 | 0 | 0 | 0 | 0 | 0 | 0 | 72.703 | 0 | 2.98 | 32.297 | 0 | 1.4211e-14 | 0
3750 | 102.9626 | 0 | 102.9626 | 55 | 12.9662 | 9.0255 | 10 | 15.9709 | 0 | 15.9709 | 0 | 0 | 0 | 0 | 0 | 0 | 0 | 0 | 0 | 0 | 77.9662 | 0 | 3.0889 | 27.0338 | 0 | 0 | 0
3751 | 101.3866 | 0 | 101.3866 | 55 | 4.0122 | 7.989 | 10 | 12.6583 | 11.7271 | 12.6583 | 11.7271 | 0 | 0 | 0 | 0 | 0 | 0 | 0 | 0 | 0 | 69.0122 | 0 | 3.0416 | 35.9878 | 0 | 0 | 0
3752 | 99.4014 | 0 | 99.4014 | 43.6032 | 2 | 6.4367 | 10 | 14.4337 | 22.9278 | 14.4337 | 22.9278 | 0 | 0 | 0 | 0 | 0 | 0 | 0 | 0 | 0 | 55.6032 | 0 | 2.982 | 49.3968 | 0 | 0 | 0
3753 | 100.4261 | 0 | 100.4261 | 42.9 | 2 | 5.8451 | 5.5924 | 13.5685 | 30.5201 | 13.5685 | 30.5201 | 0 | 0 | 0 | 0 | 0 | 0 | 0 | 0 | 0 | 50.4924 | 0 | 3.0128 | 54.5076 | 0 | 0 | 0
3754 | 98.4357 | 0 | 98.4357 | 42.9 | 2 | 0 | 4 | 16.0515 | 35.5107 | 16.0515 | 35.5107 | 0 | 0 | 2.0265 | 0 | 0 | 0 | 2.0265 | 0 | 1.8239 | 48.9 | 0 | 2.9531 | 60.9632 | 0 | 0 | 0
3755 | 97.1708 | 0 | 97.1708 | 42.9 | 2 | 0 | 4 | 12.6067 | 37.7558 | 12.6067 | 37.7558 | 0 | 0 | 2.0916 | 0 | 0 | 0 | 2.0916 | 0 | 3.7063 | 48.9 | 0 | 2.9151 | 60.9564 | 0 | 0 | 0
3756 | 97.5926 | 0 | 97.5926 | 42.9 | 2 | 7.1054e-15 | 4 | 13.9476 | 41.3467 | 13.9476 | 41.3467 | 0 | 0 | 6.6017 | 0 | 0 | 0 | 6.6017 | 0 | 9.6479 | 48.9 | 0 | 2.9278 | 60.4885 | 0 | 0 | 0
3757 | 95.8658 | 0 | 95.8658 | 42.9 | 2 | 0 | 4 | 14.5473 | 42.5197 | 14.5473 | 42.5197 | 0 | 0 | 10.1011 | 0 | 0 | 0 | 10.1011 | 0 | 18.7389 | 48.9 | 0 | 2.876 | 60.1254 | 0 | 0 | 0
3758 | 93.9123 | 0 | 93.9123 | 42.9 | 2 | 7.1054e-15 | 4 | 14.5583 | 35.0387 | 14.5583 | 35.0387 | 0 | 0 | 4.5847 | 0 | 0 | 0 | 4.5847 | 0 | 22.8651 | 48.9 | 0 | 2.8174 | 60.6978 | 0 | 0 | 0
3759 | 94.3113 | 0 | 94.3113 | 42.9 | 2 | 2.426 | 4 | 13.7243 | 29.2609 | 13.7243 | 29.2609 | 0 | 0 | 0 | 0 | 0 | 0 | 0 | 0 | 22.8651 | 48.9 | 0 | 2.8293 | 70.9991 | 0 | 0 | 0
3760 | 101.5719 | 0 | 101.5719 | 46.5554 | 2 | 6.7785 | 10 | 15.7736 | 20.4645 | 15.7736 | 20.4645 | 0 | 0 | 0 | 0 | 0 | 0 | 0 | 0 | 22.8651 | 58.5554 | 0 | 3.0472 | 58.4446 | 0 | 0 | 0
3761 | 103.7232 | 0 | 103.7232 | 52.6336 | 2 | 8.1267 | 10 | 14.7432 | 10.6509 | 14.7432 | 10.6509 | 0 | 0 | 0 | 5.5688 | 0 | 0 | 0 | 5.5688 | 16.6776 | 64.6336 | 0 | 3.1117 | 46.7976 | 0 | 0 | 0
3762 | 110.0096 | 0 | 110.0096 | 55 | 7.1396 | 9.7401 | 10 | 16.1298 | 5.4993e-15 | 16.1298 | 5.4993e-15 | 0 | 0 | 0 | 12 | 0 | 0 | 0 | 12 | 3.3443 | 72.1396 | 0 | 3.3003 | 32.8604 | 0 | 0 | 0
3763 | 112.6309 | 0 | 112.6309 | 55 | 17.8719 | 9.9418 | 10 | 16.8073 | 0 | 16.8073 | 0 | 0 | 0 | 0 | 3.0099 | 0 | 0 | 0 | 3.0099 | 0 | 82.8719 | 0 | 3.3789 | 22.1281 | 0 | 0 | 0
3764 | 121.364 | 0 | 121.364 | 55 | 29.0515 | 10.8875 | 10 | 16.4249 | 0 | 16.4249 | 0 | 0 | 0 | 0 | 0 | 0 | 0 | 0 | 0 | 0 | 94.0515 | 0 | 3.6409 | 10.9485 | 0 | 0 | -1.4211e-14
3765 | 117.3272 | 0 | 117.3272 | 55 | 24.6857 | 10.3821 | 10 | 17.2594 | 0 | 17.2594 | 0 | 0 | 0 | 0 | 0 | 0 | 0 | 0 | 0 | 0 | 89.6857 | 0 | 3.5198 | 15.3143 | 0 | 0 | 0
3766 | 112.6864 | 0 | 112.6864 | 55 | 20.3593 | 9.8813 | 10 | 17.4457 | 0 | 17.4457 | 0 | 0 | 0 | 0 | 0 | 0 | 0 | 0 | 0 | 0 | 85.3593 | 0 | 3.3806 | 19.6407 | 0 | 0 | 0
3767 | 108.4941 | 0 | 108.4941 | 55 | 16.6358 | 9.4503 | 10 | 17.4079 | 0 | 17.4079 | 0 | 0 | 0 | 0 | 0 | 0 | 0 | 0 | 0 | 0 | 81.6358 | 0 | 3.2548 | 23.3642 | 0 | 0 | -1.4211e-14
3768 | 93.6628 | 0 | 93.6628 | 55 | 2.2188 | 7.7813 | 10 | 18.6626 | 0 | 18.6626 | 0 | 0 | 0 | 0 | 0 | 0 | 0 | 0 | 0 | 0 | 67.2188 | 0 | 2.8099 | 37.7812 | 0 | 0 | 0
3769 | 93.3618 | 0 | 93.3618 | 55 | 4.5435 | 8.0505 | 10 | 15.7678 | 0 | 15.7678 | 0 | 0 | 0 | 0 | 0 | 0 | 0 | 0 | 0 | 0 | 69.5435 | 0 | 2.8009 | 35.4565 | 0 | 0 | 0
3770 | 97.2793 | 0 | 97.2793 | 55 | 7.9747 | 8.4477 | 10 | 15.8569 | 0 | 15.8569 | 0 | 0 | 0 | 0 | 0 | 0 | 0 | 0 | 0 | 0 | 72.9747 | 0 | 2.9184 | 32.0253 | 0 | 0 | 0
3771 | 98.4622 | 0 | 98.4622 | 55 | 9.1052 | 8.5785 | 10 | 15.7785 | 0 | 15.7785 | 0 | 0 | 0 | 0 | 0 | 0 | 0 | 0 | 0 | 0 | 74.1052 | 0 | 2.9539 | 30.8948 | 0 | 0 | -1.4211e-14
3772 | 98.0728 | 0 | 98.0728 | 55 | 8.8462 | 8.5485 | 10 | 15.6781 | 0 | 15.6781 | 0 | 0 | 0 | 0 | 0 | 0 | 0 | 0 | 0 | 0 | 73.8462 | 0 | 2.9422 | 31.1538 | 0 | 0 | 0
3773 | 98.2634 | 0 | 98.2634 | 55 | 9.0621 | 8.5735 | 10 | 15.6277 | 0 | 15.6277 | 0 | 0 | 0 | 0 | 0 | 0 | 0 | 0 | 0 | 0 | 74.0621 | 0 | 2.9479 | 30.9379 | 0 | 0 | -1.4211e-14
3774 | 95.4877 | 0 | 95.4877 | 55 | 6.762 | 8.3073 | 10 | 15.4184 | 0 | 15.4184 | 0 | 0 | 0 | 0 | 0 | 0 | 0 | 0 | 0 | 0 | 71.762 | 0 | 2.8646 | 33.238 | 0 | 0 | 0
3775 | 99.2318 | 0 | 99.2318 | 55 | 2.6662 | 7.8331 | 10 | 13.9994 | 9.733 | 13.9994 | 9.733 | 0 | 0 | 0 | 0 | 0 | 0 | 0 | 0 | 0 | 67.6662 | 0 | 2.977 | 37.3338 | 0 | 0 | 0
3776 | 98.6231 | 0 | 98.6231 | 46.0093 | 2 | 6.7152 | 10 | 13.0877 | 20.8109 | 13.0877 | 20.8109 | 0 | 0 | 0 | 0 | 0 | 0 | 0 | 0 | 0 | 58.0093 | 0 | 2.9587 | 46.9907 | 0 | 0 | 0
3777 | 98.2188 | 0 | 98.2188 | 42.9 | 2 | 5.8797 | 5.8918 | 15.0468 | 26.5005 | 15.0468 | 26.5005 | 0 | 0 | 0 | 0 | 0 | 0 | 0 | 0 | 0 | 50.7918 | 0 | 2.9466 | 54.2082 | 0 | 1.4211e-14 | 0
3778 | 95.2406 | 0 | 95.2406 | 42.9 | 2 | 1.1702 | 4 | 14.1306 | 31.0398 | 14.1306 | 31.0398 | 0 | 0 | 0 | 0 | 0 | 0 | 0 | 0 | 0 | 48.9 | 0 | 2.8572 | 60.1246 | 0 | 0 | 0
3779 | 97.0756 | 0 | 97.0756 | 42.9 | 2 | 0 | 4 | 13.4898 | 39.6929 | 13.4898 | 39.6929 | 0 | 0 | 5.0071 | 0 | 0 | 0 | 5.0071 | 0 | 4.5064 | 48.9 | 0 | 2.9123 | 60.6539 | 0 | 0 | 0
3780 | 96.2447 | 0 | 96.2447 | 42.9 | 2 | 0 | 4 | 15.3129 | 40.2023 | 15.3129 | 40.2023 | 0 | 0 | 8.1704 | 0 | 0 | 0 | 8.1704 | 0 | 11.8598 | 48.9 | 0 | 2.8873 | 60.3257 | 0 | 0 | 0
3781 | 91.2526 | 0 | 91.2526 | 42.9 | 2 | 0 | 4 | 14.3294 | 41.8749 | 14.3294 | 41.8749 | 0 | 0 | 12 | 0 | 1.8518 | 0 | 13.8518 | 0 | 24.367 | 48.9 | 0 | 2.7376 | 59.7363 | 0 | 0 | 0
3782 | 93.7241 | 0 | 93.7241 | 42.9 | 2 | 0 | 4 | 14.1003 | 34.7135 | 14.1003 | 34.7135 | 0 | 0 | 3.9897 | 0 | 0 | 0 | 3.9897 | 0 | 27.9578 | 48.9 | 0 | 2.8117 | 62.3335 | 0 | 0 | 0
3783 | 93.0896 | 0 | 93.0896 | 42.9 | 2 | 7.1054e-15 | 4 | 15.8639 | 29.0674 | 15.8639 | 29.0674 | 0 | 0 | 0.7417 | 0 | 0 | 0 | 0.7417 | 0 | 28.6253 | 48.9 | 0 | 2.7927 | 62.6705 | 0 | 0 | 0
3784 | 98.1295 | 0 | 98.1295 | 46.5942 | 2 | 6.7829 | 10 | 14.5623 | 18.1901 | 14.5623 | 18.1901 | 0 | 0 | 0 | 0 | 0 | 0 | 0 | 0 | 28.6253 | 58.5942 | 0 | 2.9439 | 59.9798 | 0 | 0 | 0
3785 | 99.9434 | 0 | 99.9434 | 50.701 | 2 | 7.7314 | 10 | 14.4638 | 10.9609 | 14.4638 | 10.9609 | 0 | 0 | 0 | 2.5123 | 0 | 1.574 | 0 | 4.0862 | 24.1267 | 62.701 | 0 | 2.9983 | 51.7867 | 0 | 0 | 0
3786 | 108.3241 | 0 | 108.3241 | 55 | 6.8285 | 9.7041 | 10 | 14.7915 | 4.8207e-15 | 14.7915 | 4.8207e-15 | 0 | 0 | 0 | 12 | 0 | 0 | 0 | 12 | 10.7933 | 71.8285 | 0 | 3.2497 | 33.1715 | 0 | 0 | 0
3787 | 110.0283 | 0 | 110.0283 | 55 | 9.7487 | 9.7775 | 10 | 15.7881 | 0 | 15.7881 | 0 | 0 | 0 | 0 | 9.714 | 0 | 0 | 0 | 9.714 | -1.7764e-15 | 74.7487 | 0 | 3.3008 | 30.2513 | 0 | 1.4211e-14 | 0
3788 | 116.1441 | 0 | 116.1441 | 55 | 23.69 | 10.2669 | 10 | 17.1872 | 0 | 17.1872 | 0 | 0 | 0 | 0 | -1.5987e-15 | 0 | 0 | 0 | -1.5987e-15 | 0 | 88.69 | 0 | 3.4843 | 16.31 | 0 | 0 | -1.4211e-14
3789 | 112.213 | 0 | 112.213 | 55 | 21.1315 | 9.9707 | 10 | 16.1107 | 0 | 16.1107 | 0 | 0 | 0 | 0 | 0 | 0 | 0 | 0 | 0 | 0 | 86.1315 | 0 | 3.3664 | 18.8685 | 0 | 0 | 0
3790 | 108.96 | 0 | 108.96 | 55 | 17.2794 | 9.5248 | 10 | 17.1558 | 0 | 17.1558 | 0 | 0 | 0 | 0 | 0 | 0 | 0 | 0 | 0 | 0 | 82.2794 | 0 | 3.2688 | 22.7206 | 0 | 0 | 0
3791 | 104.5764 | 0 | 104.5764 | 55 | 13.5095 | 9.0884 | 10 | 16.9784 | 0 | 16.9784 | 0 | 0 | 0 | 0 | 0 | 0 | 0 | 0 | 0 | 0 | 78.5095 | 0 | 3.1373 | 26.4905 | 0 | 0 | 0
3792 | 99.3507 | 0 | 99.3507 | 55 | 9.4667 | 8.6204 | 10 | 16.2636 | 0 | 16.2636 | 0 | 0 | 0 | 0 | 0 | 0 | 0 | 0 | 0 | 0 | 74.4667 | 0 | 2.9805 | 45.5333 | 0 | 0 | 0
3793 | 99.3897 | 0 | 99.3897 | 55 | 10.8464 | 8.7801 | 10 | 14.7633 | 0 | 14.7633 | 0 | 0 | 0 | 0 | 0 | 0 | 0 | 0 | 0 | 0 | 75.8464 | 0 | 2.9817 | 44.1536 | 0 | 0 | 0
3794 | 97.5962 | 0 | 97.5962 | 55 | 9.4481 | 8.6182 | 10 | 14.5298 | 0 | 14.5298 | 0 | 0 | 0 | 0 | 0 | 0 | 0 | 0 | 0 | 0 | 74.4481 | 0 | 2.9279 | 45.5519 | 0 | 0 | 0
3795 | 99.1266 | 0 | 99.1266 | 55 | 11.6581 | 8.8741 | 10 | 13.5945 | 0 | 13.5945 | 0 | 0 | 0 | 0 | 0 | 0 | 0 | 0 | 0 | 0 | 76.6581 | 0 | 2.9738 | 43.3419 | 0 | 0 | 0
3796 | 100.6835 | 0 | 100.6835 | 55 | 12.042 | 8.9185 | 10 | 14.723 | 0 | 14.723 | 0 | 0 | 0 | 0 | 0 | 0 | 0 | 0 | 0 | 0 | 77.042 | 0 | 3.0205 | 42.958 | 0 | 0 | -1.4211e-14
3797 | 101.487 | 0 | 101.487 | 55 | 12.7019 | 8.9949 | 10 | 14.7902 | 0 | 14.7902 | 0 | 0 | 0 | 0 | 0 | 0 | 0 | 0 | 0 | 0 | 77.7019 | 0 | 3.0446 | 42.2981 | 0 | 1.4211e-14 | 0
3798 | 102.9444 | 0 | 102.9444 | 55 | 14.3121 | 9.1813 | 10 | 14.451 | 0 | 14.451 | 0 | 0 | 0 | 0 | 0 | 0 | 0 | 0 | 0 | 0 | 79.3121 | 0 | 3.0883 | 40.6879 | 0 | 0 | 0
3799 | 99.8684 | 0 | 99.8684 | 52.7215 | 2.75 | 7.5791 | 10 | 13.4143 | 13.4035 | 13.4143 | 13.4035 | 0 | 0 | 0 | 0 | 0 | 0 | 0 | 0 | 0 | 65.4715 | 0 | 2.9961 | 54.5285 | 0 | 0 | 0
3800 | 99.0365 | 0 | 99.0365 | 42.9 | 2.75 | 6.4264 | 9.864 | 12.8787 | 24.2174 | 12.8787 | 24.2174 | 0 | 0 | 0 | 0 | 0 | 0 | 0 | 0 | 0 | 55.514 | 0 | 2.9711 | 64.486 | 0 | 0 | 0
3801 | 101.4138 | 0 | 101.4138 | 42.9 | 2.75 | 0 | 4 | 11.8752 | 41.1482 | 11.8752 | 41.1482 | 0 | 0 | 1.2596 | 0 | 0 | 0 | 1.2596 | 0 | 1.1336 | 49.65 | 0 | 3.0424 | 75.3706 | 0 | 0 | 0
3802 | 96.9933 | 0 | 96.9933 | 42.9 | 2.75 | 7.1054e-15 | 4 | 12.2896 | 47.2454 | 12.2896 | 47.2454 | 0 | 0 | 12 | 0 | 0.19158 | 0 | 12.1916 | 0 | 12.1102 | 49.65 | 0 | 2.9098 | 74.2364 | 0 | 0 | 0
3803 | 96.2371 | 0 | 96.2371 | 42.9 | 2.75 | 7.1054e-15 | 4 | 11.8485 | 55 | 11.8485 | 55 | 0 | 0 | 12 | 0 | 8.2614 | 0 | 20.2614 | 0 | 30.5269 | 49.65 | 0 | 2.8871 | 73.3991 | 0 | 0 | 0
3804 | 95.3252 | 0 | 95.3252 | 42.9 | 2.75 | 1.4211e-14 | 4 | 12.6458 | 50.5755 | 12.6458 | 50.5755 | 0 | 0 | 12 | 0 | 5.546 | 0 | 17.546 | 0 | 46.4401 | 49.65 | 0 | 2.8598 | 73.6808 | 0 | 0 | 0
3805 | 97.5492 | 0 | 97.5492 | 42.9 | 2.75 | 7.1054e-15 | 4 | 11.8494 | 55 | 11.8494 | 55 | 0 | 0 | 12 | 0 | 6.9502 | 0 | 18.9502 | 0 | 63.6478 | 49.65 | 0 | 2.9265 | 73.5351 | 0 | 0 | 0
3806 | 97.8438 | 0 | 97.8438 | 42.9 | 2.75 | 7.1054e-15 | 4 | 14.04 | 46.047 | 12.3867 | 40.6247 | 1.6533 | 5.4223 | 4.0738 | 0 | 0.74385 | 0 | 4.8176 | 0 | 68 | 49.65 | 0 | 2.9353 | 74.2673 | 0 | 0 | 0
3807 | 95.1059 | 0 | 95.1059 | 42.9 | 2.75 | 0 | 4 | 11.4919 | 38.1868 | 10.515 | 34.9409 | 0.97681 | 3.2459 | 0 | 0 | 0 | 0 | 0 | 0 | 68 | 49.65 | 0 | 2.8532 | 97.0631 | 0 | 0 | 0
3808 | 99.2832 | 0 | 99.2832 | 42.9 | 2.75 | 6.2195 | 8.0765 | 13.887 | 25.4503 | 13.887 | 25.4503 | 0 | 0 | 0 | 0 | 0 | 0 | 0 | 0 | 68 | 53.7265 | 0 | 2.9785 | 88.2735 | 0 | 0 | -1.4211e-14
3809 | 105.5094 | 0 | 105.5094 | 47.9715 | 2.75 | 8.0853 | 10 | 13.4537 | 14.1257 | 13.4537 | 14.1257 | 0 | 0 | 0 | 0 | 0 | 9.1232 | 0 | 9.1232 | 58.1045 | 60.7215 | 0 | 3.1653 | 72.1553 | 0 | 0 | 0
3810 | 109.9922 | 0 | 109.9922 | 52.1066 | 2.75 | 9.9755 | 10 | 13.8443 | 5.7549e-15 | 13.8443 | 5.7549e-15 | 0 | 0 | 0 | 12 | 0 | 9.3159 | 0 | 21.3159 | 34.6667 | 64.8566 | 0 | 3.2998 | 55.1434 | 0 | 0 | -1.4211e-14
3811 | 115.1602 | 0 | 115.1602 | 55 | 12.3459 | 10.3428 | 10 | 15.4715 | 0 | 15.4715 | 0 | 0 | 0 | 0 | 12 | 0 | 0 | 0 | 12 | 21.3333 | 77.3459 | 0 | 3.4548 | 42.6541 | 0 | 0 | 0
3812 | 121.5374 | 0 | 121.5374 | 55 | 17.0578 | 10.8883 | 10 | 16.5913 | 0 | 16.5913 | 0 | 0 | 0 | 0 | 12 | 0 | 0 | 0 | 12 | 8 | 82.0578 | 0 | 3.6461 | 37.9422 | 0 | 0 | -1.4211e-14
3813 | 115.5328 | 0 | 115.5328 | 55 | 17.9874 | 10.4402 | 10 | 14.9052 | 0 | 14.9052 | 0 | 0 | 0 | 0 | 7.2 | 0 | 0 | 0 | 7.2 | 0 | 82.9874 | 0 | 3.466 | 37.0126 | 0 | 1.4211e-14 | 0
3814 | 108.7744 | 0 | 108.7744 | 55 | 19.0999 | 9.7355 | 10 | 14.9389 | 0 | 14.9389 | 0 | 0 | 0 | 0 | 0 | 0 | 0 | 0 | 0 | 0 | 84.0999 | 0 | 3.2632 | 35.9001 | 0 | 0 | -1.4211e-14
3815 | 105.9529 | 0 | 105.9529 | 55 | 14.6468 | 9.22 | 10 | 17.0861 | 0 | 17.0861 | 0 | 0 | 0 | 0 | 0 | 0 | 0 | 0 | 0 | 0 | 79.6468 | 0 | 3.1786 | 40.3532 | 0 | 0 | 0
3816 | 92.5334 | 0 | 92.5334 | 55 | 3.3685 | 7.9144 | 10 | 16.2504 | 0 | 16.2504 | 0 | 0 | 0 | 0 | 0 | 0 | 0 | 0 | 0 | 0 | 68.3685 | 0 | 2.776 | 36.6315 | 0 | 0 | 0
3817 | 93.6622 | 0 | 93.6622 | 55 | 3.6899 | 7.9516 | 10 | 17.0206 | 0 | 17.0206 | 0 | 0 | 0 | 0 | 0 | 0 | 0 | 0 | 0 | 0 | 68.6899 | 0 | 2.8099 | 36.3101 | 0 | 0 | 0
3818 | 94.2441 | 0 | 94.2441 | 55 | 6.9415 | 8.3281 | 10 | 13.9745 | 0 | 13.9745 | 0 | 0 | 0 | 0 | 0 | 0 | 0 | 0 | 0 | 0 | 71.9415 | 0 | 2.8273 | 33.0585 | 0 | 0 | 0
3819 | 95.2593 | 0 | 95.2593 | 55 | 8.5398 | 8.5131 | 10 | 13.2064 | 0 | 13.2064 | 0 | 0 | 0 | 0 | 0 | 0 | 0 | 0 | 0 | 0 | 73.5398 | 0 | 2.8578 | 31.4602 | 0 | 0 | 0
3820 | 93.0607 | 0 | 93.0607 | 55 | 5.9765 | 8.2163 | 10 | 13.8678 | 0 | 13.8678 | 0 | 0 | 0 | 0 | 0 | 0 | 0 | 0 | 0 | 0 | 70.9765 | 0 | 2.7918 | 34.0235 | 0 | 0 | 0
3821 | 96.3215 | 0 | 96.3215 | 55 | 7.4185 | 8.3833 | 10 | 15.5197 | 0 | 15.5197 | 0 | 0 | 0 | 0 | 0 | 0 | 0 | 0 | 0 | 0 | 72.4185 | 0 | 2.8896 | 32.5815 | 0 | 0 | 0
3822 | 94.1193 | 0 | 94.1193 | 55 | 6.9659 | 8.3309 | 10 | 13.8225 | 0 | 13.8225 | 0 | 0 | 0 | 0 | 0 | 0 | 0 | 0 | 0 | 0 | 71.9659 | 0 | 2.8236 | 33.0341 | 0 | 0 | 0
3823 | 94.8962 | 0 | 94.8962 | 50.1136 | 2 | 7.1904 | 10 | 13.4483 | 12.1439 | 13.4483 | 12.1439 | 0 | 0 | 0 | 0 | 0 | 0 | 0 | 0 | 0 | 62.1136 | 0 | 2.8469 | 42.8864 | 0 | 0 | 0
3824 | 95.2538 | 0 | 95.2538 | 42.9 | 2 | 6.0528 | 7.3868 | 13.2256 | 23.6886 | 13.2256 | 23.6886 | 0 | 0 | 0 | 0 | 0 | 0 | 0 | 0 | 0 | 52.2868 | 0 | 2.8576 | 52.7132 | 0 | 0 | 0
3825 | 93.5283 | 0 | 93.5283 | 42.9 | 2 | 7.1054e-15 | 4 | 14.8584 | 36.5633 | 14.8584 | 36.5633 | 0 | 0 | 6.7934 | 0 | 0 | 0 | 6.7934 | 0 | 6.1141 | 48.9 | 0 | 2.8058 | 60.4686 | 0 | 0 | 0
3826 | 92.1311 | 0 | 92.1311 | 42.9 | 2 | 7.1054e-15 | 4 | 13.0441 | 40.9656 | 13.0441 | 40.9656 | 0 | 0 | 10.7786 | 0 | 0 | 0 | 10.7786 | 0 | 15.8148 | 48.9 | 0 | 2.7639 | 60.0551 | 0 | 0 | 0
3827 | 93.5457 | 0 | 93.5457 | 42.9 | 2 | 1.4211e-14 | 4 | 12.6366 | 50.017 | 12.6366 | 50.017 | 0 | 0 | 12 | 0 | 6.008 | 0 | 18.008 | 0 | 32.1539 | 48.9 | 0 | 2.8064 | 59.3051 | 0 | 0 | 0
3828 | 93.2559 | 0 | 93.2559 | 42.9 | 2 | 0 | 4 | 12.1964 | 52.6046 | 12.1964 | 52.6046 | 0 | 0 | 12 | 0 | 8.4451 | 0 | 20.4451 | 0 | 50.7399 | 48.9 | 0 | 2.7977 | 59.0522 | 0 | 0 | 0
3829 | 90.104 | 0 | 90.104 | 42.9 | 2 | 0 | 4 | 11.2332 | 43.5267 | 11.2332 | 43.5267 | 0 | 0 | 11.7613 | 0 | 1.7944 | 0 | 13.5558 | 0 | 62.9795 | 48.9 | 0 | 2.7031 | 59.767 | 0 | 0 | 0
3830 | 87.9353 | 0 | 87.9353 | 42.9 | 2 | 7.1054e-15 | 4 | 14.7831 | 39.7909 | 12.049 | 32.4318 | 2.734 | 7.3591 | 0 | 0 | 5.4455 | 0 | 5.4455 | 0 | 68 | 48.9 | 0 | 2.6381 | 71.5613 | 0 | 2.6645e-15 | 0
3831 | 87.8884 | 0 | 87.8884 | 42.9 | 2 | 0 | 4 | 13.4726 | 32.5056 | 11.4244 | 27.564 | 2.0481 | 4.9416 | 0 | 0 | 0 | 0 | 0 | 0 | 68 | 48.9 | 0 | 2.6367 | 82.4482 | 0 | 1.4211e-14 | 0
3832 | 94.4901 | 0 | 94.4901 | 42.9 | 2 | 5.8048 | 5.2441 | 15.3803 | 23.1609 | 15.3803 | 23.1609 | 0 | 0 | 0 | 0 | 0 | 0 | 0 | 0 | 68 | 50.1441 | 0 | 2.8347 | 76.8559 | 0 | 0 | -1.4211e-14
3833 | 99.6854 | 0 | 99.6854 | 50.3411 | 2 | 7.6766 | 10 | 13.5346 | 12.1602 | 13.5346 | 12.1602 | 0 | 0 | 0 | 0 | 0 | 3.9729 | 0 | 3.9729 | 63.6908 | 62.3411 | 0 | 2.9906 | 60.686 | 0 | 0 | 0
3834 | 103.7961 | 0 | 103.7961 | 48.8316 | 2 | 9.2734 | 10 | 14.4153 | 5.0775e-15 | 14.4153 | 5.0775e-15 | 0 | 0 | 0 | 9.2759 | 0 | 10 | 0 | 19.2759 | 42.5377 | 60.8316 | 0 | 3.1139 | 46.8925 | 0 | 1.4211e-14 | 0
3835 | 107.1894 | 0 | 107.1894 | 53.8935 | 2 | 9.5341 | 10 | 15.2956 | 0 | 15.2956 | 0 | 0 | 0 | 0 | 12 | 0 | 4.4662 | 0 | 16.4662 | 24.3601 | 65.8935 | 0 | 3.2157 | 39.1065 | 0 | 0 | 0
3836 | 114.9111 | 0 | 114.9111 | 55 | 12.3729 | 10.3459 | 10 | 15.1923 | 0 | 15.1923 | 0 | 0 | 0 | 0 | 12 | 0 | 0 | 0 | 12 | 11.0268 | 77.3729 | 0 | 3.4473 | 27.6271 | 0 | 0 | 0
3837 | 107.2319 | 0 | 107.2319 | 55 | 8.9995 | 9.7151 | 10 | 13.5932 | 0 | 13.5932 | 0 | 0 | 0 | 0 | 9.9241 | 0 | 0 | 0 | 9.9241 | -1.7764e-15 | 73.9995 | 0 | 3.217 | 31.0005 | 0 | 0 | 0
3838 | 106.462 | 0 | 106.462 | 55 | 17.0295 | 9.4959 | 10 | 14.9367 | 0 | 14.9367 | 0 | 0 | 0 | 0 | -1.5987e-15 | 0 | 0 | 0 | -1.5987e-15 | 0 | 82.0295 | 0 | 3.1939 | 22.9705 | 0 | 0 | 0
3839 | 98.3089 | 0 | 98.3089 | 55 | 8.6956 | 8.5311 | 10 | 16.0822 | 0 | 16.0822 | 0 | 0 | 0 | 0 | 0 | 0 | 0 | 0 | 0 | 0 | 73.6956 | 0 | 2.9493 | 31.3044 | 0 | 0 | 0
3840 | 89.4284 | 0 | 89.4284 | 55 | 4.0181 | 7.9896 | 10 | 12.4207 | 0 | 12.4207 | 0 | 0 | 0 | 0 | 0 | 0 | 0 | 0 | 0 | 0 | 69.0181 | 0 | 2.6829 | 35.9819 | 0 | 0 | 0
3841 | 90.5166 | 0 | 90.5166 | 55 | 4.505 | 8.046 | 10 | 12.9656 | 0 | 12.9656 | 0 | 0 | 0 | 0 | 0 | 0 | 0 | 0 | 0 | 0 | 69.505 | 0 | 2.7155 | 35.495 | 0 | 0 | 0
3842 | 90.8806 | 0 | 90.8806 | 55 | 4.1637 | 8.0065 | 10 | 13.7104 | 0 | 13.7104 | 0 | 0 | 0 | 0 | 0 | 0 | 0 | 0 | 0 | 0 | 69.1637 | 0 | 2.7264 | 35.8363 | 0 | 0 | 0
3843 | 91.4239 | 0 | 91.4239 | 55 | 5.3789 | 8.1472 | 10 | 12.8979 | 0 | 12.8979 | 0 | 0 | 0 | 0 | 0 | 0 | 0 | 0 | 0 | 0 | 70.3789 | 0 | 2.7427 | 34.6211 | 0 | 0 | 0
3844 | 94.4653 | 0 | 94.4653 | 55 | 8.2408 | 8.4785 | 10 | 12.746 | 0 | 12.746 | 0 | 0 | 0 | 0 | 0 | 0 | 0 | 0 | 0 | 0 | 73.2408 | 0 | 2.834 | 31.7592 | 0 | 0 | 0
3845 | 95.4563 | 0 | 95.4563 | 55 | 10.7557 | 8.7696 | 10 | 10.9311 | 0 | 10.9311 | 0 | 0 | 0 | 0 | 0 | 0 | 0 | 0 | 0 | 0 | 75.7557 | 0 | 2.8637 | 29.2443 | 0 | 0 | 0
3846 | 96.7099 | 0 | 96.7099 | 55 | 12.6136 | 8.9847 | 10 | 10.1117 | 0 | 10.1117 | 0 | 0 | 0 | 0 | 0 | 0 | 0 | 0 | 0 | 0 | 77.6136 | 0 | 2.9013 | 27.3864 | 0 | 0 | 0
3847 | 93.6789 | 0 | 93.6789 | 51.1069 | 2 | 7.3053 | 10 | 11.6412 | 11.6254 | 11.6412 | 11.6254 | 0 | 0 | 0 | 0 | 0 | 0 | 0 | 0 | 0 | 63.1069 | 0 | 2.8104 | 41.8931 | 0 | 1.4211e-14 | 0
3848 | 93.9567 | 0 | 93.9567 | 45.591 | 2 | 6.6668 | 10 | 9.7265 | 19.9724 | 9.7265 | 19.9724 | 0 | 0 | 0 | 0 | 0 | 0 | 0 | 0 | 0 | 57.591 | 0 | 2.8187 | 47.409 | 0 | 0 | 0
3849 | 91.7003 | 0 | 91.7003 | 42.9 | 2 | 2.1637 | 4 | 9.8655 | 30.7711 | 9.8655 | 30.7711 | 0 | 0 | 0 | 0 | 0 | 0 | 0 | 0 | 0 | 48.9 | 0 | 2.751 | 59.2342 | 0 | 0 | -1.4211e-14
3850 | 94.1688 | 0 | 94.1688 | 42.9 | 2 | 0 | 4 | 9.917 | 39.0825 | 9.917 | 39.0825 | 0 | 0 | 3.7307 | 0 | 0 | 0 | 3.7307 | 0 | 3.3576 | 48.9 | 0 | 2.8251 | 60.7864 | 0 | 0 | 0
3851 | 90.8586 | 0 | 90.8586 | 42.9 | 2 | 0 | 4 | 10.0184 | 44.5347 | 10.0184 | 44.5347 | 0 | 0 | 12 | 0 | 0.59453 | 0 | 12.5945 | 0 | 14.7058 | 48.9 | 0 | 2.7258 | 59.8667 | 0 | 0 | 0
3852 | 93.4336 | 0 | 93.4336 | 42.9 | 2 | 7.1054e-15 | 4 | 10.6326 | 41.8251 | 10.6326 | 41.8251 | 0 | 0 | 7.9242 | 0 | 0 | 0 | 7.9242 | 0 | 21.8375 | 48.9 | 0 | 2.803 | 60.8566 | 0 | 1.4211e-14 | 0
3853 | 89.8192 | 0 | 89.8192 | 42.9 | 2 | 0 | 4 | 9.0696 | 40.3799 | 9.0696 | 40.3799 | 0 | 0 | 8.5304 | 0 | 0 | 0 | 8.5304 | 0 | 29.5149 | 48.9 | 0 | 2.6946 | 60.7937 | 0 | 0 | 0
3854 | 88.4951 | 0 | 88.4951 | 42.9 | 2 | 0 | 4 | 10.8333 | 38.0984 | 10.8333 | 38.0984 | 0 | 0 | 9.3366 | 0 | 0 | 0 | 9.3366 | 0 | 37.9178 | 48.9 | 0 | 2.6549 | 60.7101 | 0 | 0 | 0
3855 | 87.1436 | 0 | 87.1436 | 42.9 | 2 | 0 | 4 | 11.2005 | 33.4597 | 11.2005 | 33.4597 | 0 | 0 | 6.4167 | 0 | 0 | 0 | 6.4167 | 0 | 43.6928 | 48.9 | 0 | 2.6143 | 61.013 | 0 | 0 | 0
3856 | 95.4617 | 0 | 95.4617 | 45.6754 | 2 | 6.6766 | 10 | 8.7148 | 22.395 | 8.7148 | 22.395 | 0 | 0 | 0 | 0 | 0 | 0 | 0 | 0 | 43.6928 | 57.6754 | 0 | 2.8639 | 59.83 | 0 | 0 | 0
3857 | 100.18 | 0 | 100.18 | 52.988 | 2 | 7.8938 | 10 | 12.6126 | 11.4832 | 12.6126 | 11.4832 | 0 | 0 | 0 | 2.697 | 0 | 0.50535 | 0 | 3.2023 | 40.1481 | 64.988 | 0 | 3.0054 | 49.3151 | 0 | 0 | 0
3858 | 103.3335 | 0 | 103.3335 | 55 | 5.1827 | 9.5136 | 10 | 11.6372 | 5.351e-15 | 11.6372 | 5.351e-15 | 0 | 0 | 0 | 12 | 0 | 0 | 0 | 12 | 26.8148 | 70.1827 | 0 | 3.1 | 34.8173 | 0 | 0 | 0
3859 | 107.8396 | 0 | 107.8396 | 55 | 8.8407 | 9.937 | 10 | 12.0619 | 0 | 12.0619 | 0 | 0 | 0 | 0 | 12 | 0 | 0 | 0 | 12 | 13.4814 | 73.8407 | 0 | 3.2352 | 31.1593 | 0 | 0 | 0
3860 | 112.7312 | 0 | 112.7312 | 55 | 12.1712 | 10.3226 | 10 | 13.2374 | 0 | 13.2374 | 0 | 0 | 0 | 0 | 12 | 0 | 0 | 0 | 12 | 0.14808 | 77.1712 | 0 | 3.3819 | 27.8288 | 0 | 0 | 0
3861 | 109.3153 | 0 | 109.3153 | 55 | 20.3673 | 9.8977 | 10 | 13.917 | 0 | 13.917 | 0 | 0 | 0 | 0 | 0.13328 | 0 | 0 | 0 | 0.13328 | 0 | 85.3673 | 0 | 3.2795 | 19.6327 | 0 | 0 | 0
3862 | 102.4671 | 0 | 102.4671 | 55 | 15.3721 | 9.304 | 10 | 12.791 | 0 | 12.791 | 0 | 0 | 0 | 0 | 0 | 0 | 0 | 0 | 0 | 0 | 80.3721 | 0 | 3.074 | 24.6279 | 0 | 0 | 0
3863 | 99.4622 | 0 | 99.4622 | 55 | 11.595 | 8.8668 | 10 | 14.0004 | 0 | 14.0004 | 0 | 0 | 0 | 0 | 0 | 0 | 0 | 0 | 0 | 0 | 76.595 | 0 | 2.9839 | 28.405 | 0 | 0 | 0
3864 | 96.4363 | 0 | 96.4363 | 55 | 9.0864 | 8.5764 | 10 | 13.7736 | 0 | 13.7736 | 0 | 0 | 0 | 0 | 0 | 0 | 0 | 0 | 0 | 0 | 74.0864 | 0 | 2.8931 | 30.9136 | 0 | 0 | 0
3865 | 96.0605 | 0 | 96.0605 | 55 | 10.1521 | 8.6997 | 10 | 12.2087 | 0 | 12.2087 | 0 | 0 | 0 | 0 | 0 | 0 | 0 | 0 | 0 | 0 | 75.1521 | 0 | 2.8818 | 29.8479 | 0 | 0 | 0
3866 | 98.0409 | 0 | 98.0409 | 55 | 11.3667 | 8.8403 | 10 | 12.8338 | 0 | 12.8338 | 0 | 0 | 0 | 0 | 0 | 0 | 0 | 0 | 0 | 0 | 76.3667 | 0 | 2.9412 | 28.6333 | 0 | 0 | 0
3867 | 100.0827 | 0 | 100.0827 | 55 | 13.6745 | 9.1075 | 10 | 12.3008 | 0 | 12.3008 | 0 | 0 | 0 | 0 | 0 | 0 | 0 | 0 | 0 | 0 | 78.6745 | 0 | 3.0025 | 26.3255 | 0 | 0 | 0
3868 | 98.9716 | 0 | 98.9716 | 55 | 13.5344 | 9.0913 | 10 | 11.3459 | 0 | 11.3459 | 0 | 0 | 0 | 0 | 0 | 0 | 0 | 0 | 0 | 0 | 78.5344 | 0 | 2.9691 | 26.4656 | 0 | 0 | -1.4211e-14
3869 | 96.6759 | 0 | 96.6759 | 55 | 11.4425 | 8.8491 | 10 | 11.3843 | 0 | 11.3843 | 0 | 0 | 0 | 0 | 0 | 0 | 0 | 0 | 0 | 0 | 76.4425 | 0 | 2.9003 | 28.5575 | 0 | 1.4211e-14 | 0
3870 | 97.7561 | 0 | 97.7561 | 55 | 13.4764 | 9.0845 | 10 | 10.1952 | 0 | 10.1952 | 0 | 0 | 0 | 0 | 0 | 0 | 0 | 0 | 0 | 0 | 78.4764 | 0 | 2.9327 | 26.5236 | 0 | 1.4211e-14 | 0
3871 | 99.2831 | 0 | 99.2831 | 55 | 5.7224 | 8.1869 | 10 | 8.9714 | 11.4023 | 8.9714 | 11.4023 | 0 | 0 | 0 | 0 | 0 | 0 | 0 | 0 | 0 | 70.7224 | 0 | 2.9785 | 34.2776 | 0 | 0 | 0
3872 | 95.9246 | 0 | 95.9246 | 43.6497 | 2 | 6.4421 | 10 | 9.9986 | 23.8342 | 9.9986 | 23.8342 | 0 | 0 | 0 | 0 | 0 | 0 | 0 | 0 | 0 | 55.6497 | 0 | 2.8777 | 49.3503 | 0 | 0 | 0
3873 | 99.553 | 0 | 99.553 | 42.9 | 2 | 5.8082 | 5.2743 | 10.5631 | 33.0073 | 10.5631 | 33.0073 | 0 | 0 | 0 | 0 | 0 | 0 | 0 | 0 | 0 | 50.1743 | 0 | 2.9866 | 54.8257 | 0 | 0 | 0
3874 | 96.3049 | 0 | 96.3049 | 42.9 | 2 | 0 | 4 | 9.082 | 40.1087 | 9.082 | 40.1087 | 0 | 0 | 1.7859 | 0 | 0 | 0 | 1.7859 | 0 | 1.6073 | 48.9 | 0 | 2.8891 | 60.9881 | 0 | 0 | 0
3875 | 95.3628 | 0 | 95.3628 | 42.9 | 2 | 0 | 4 | 10.0666 | 42.5338 | 10.0666 | 42.5338 | 0 | 0 | 6.1376 | 0 | 0 | 0 | 6.1376 | 0 | 7.1311 | 48.9 | 0 | 2.8609 | 60.5366 | 0 | 0 | 0
3876 | 96.3353 | 0 | 96.3353 | 42.9 | 2 | 1.4211e-14 | 4 | 8.176 | 51.3606 | 8.176 | 51.3606 | 0 | 0 | 12 | 0 | 0.10134 | 0 | 12.1013 | 0 | 18.0246 | 48.9 | 0 | 2.8901 | 59.9179 | 0 | 0 | 0
3877 | 95.9097 | 0 | 95.9097 | 42.9 | 2 | 0 | 4 | 11.0722 | 51.8885 | 11.0722 | 51.8885 | 0 | 0 | 12 | 0 | 3.9509 | 0 | 15.9509 | 0 | 32.4671 | 48.9 | 0 | 2.8773 | 59.5185 | 0 | 0 | 0
3878 | 93.0928 | 0 | 93.0928 | 42.9 | 2 | 0 | 4 | 10.2365 | 42.7078 | 10.2365 | 42.7078 | 0 | 0 | 8.7515 | 0 | 0 | 0 | 8.7515 | 0 | 40.3435 | 48.9 | 0 | 2.7928 | 63.7099 | 0 | 0 | 0
3879 | 93.3008 | 0 | 93.3008 | 42.9 | 2 | 5.6993 | 4.3333 | 10.3079 | 28.0602 | 10.3079 | 28.0602 | 0 | 0 | 0 | 0 | 0 | 0 | 0 | 0 | 40.3435 | 49.2333 | 0 | 2.799 | 71.2111 | 0 | 0 | 0
3880 | 96.8187 | 0 | 96.8187 | 45.2736 | 2 | 6.6301 | 10 | 9.801 | 23.1141 | 9.801 | 23.1141 | 0 | 0 | 0 | 0 | 0 | 0 | 0 | 0 | 40.3435 | 57.2736 | 0 | 2.9046 | 63.1709 | 0 | 0 | 0
3881 | 101.7878 | 0 | 101.7878 | 54.5314 | 2 | 8.4231 | 10 | 9.7467 | 10.8558 | 9.7467 | 10.8558 | 0 | 0 | 0 | 2.7864 | 0 | 3.4444 | 0 | 6.2308 | 33.5115 | 66.5314 | 0 | 3.0536 | 47.6822 | 0 | 1.4211e-14 | 0
3882 | 108.1031 | 0 | 108.1031 | 55 | 10.9195 | 10.1777 | 10 | 10.006 | 5.487e-15 | 10.006 | 5.487e-15 | 0 | 0 | 0 | 12 | 0 | 0 | 0 | 12 | 20.1782 | 75.9195 | 0 | 3.2431 | 29.0805 | 0 | 0 | 0
3883 | 111.3047 | 0 | 111.3047 | 55 | 12.7019 | 10.384 | 10 | 11.2187 | 0 | 11.2187 | 0 | 0 | 0 | 0 | 12 | 0 | 0 | 0 | 12 | 6.8449 | 77.7019 | 0 | 3.3391 | 27.2981 | 0 | 0 | 0
3884 | 116.1044 | 0 | 116.1044 | 55 | 21.6761 | 10.7469 | 10 | 12.521 | 0 | 12.521 | 0 | 0 | 0 | 0 | 6.1604 | 0 | 0 | 0 | 6.1604 | 0 | 86.6761 | 0 | 3.4831 | 18.3239 | 0 | 1.4211e-14 | 0
3885 | 113.8124 | 0 | 113.8124 | 55 | 27.2509 | 10.6791 | 10 | 10.8824 | 0 | 10.8824 | 0 | 0 | 0 | 0 | 0 | 0 | 0 | 0 | 0 | 0 | 92.2509 | 0 | 3.4144 | 12.7491 | 0 | 0 | 0
3886 | 109.8467 | 0 | 109.8467 | 55 | 22.8586 | 10.1706 | 10 | 11.8175 | 0 | 11.8175 | 0 | 0 | 0 | 0 | 0 | 0 | 0 | 0 | 0 | 0 | 87.8586 | 0 | 3.2954 | 17.1414 | 0 | 0 | 0
3887 | 103.0508 | 0 | 103.0508 | 55 | 16.0767 | 9.3856 | 10 | 12.5885 | 0 | 12.5885 | 0 | 0 | 0 | 0 | 0 | 0 | 0 | 0 | 0 | 0 | 81.0767 | 0 | 3.0915 | 23.9233 | 0 | 0 | 0
3888 | 97.2496 | 0 | 97.2496 | 55 | 10.1202 | 8.696 | 10 | 13.4333 | 0 | 13.4333 | 0 | 0 | 0 | 0 | 0 | 0 | 0 | 0 | 0 | 0 | 75.1202 | 0 | 2.9175 | 44.8798 | 0 | 0 | 0
3889 | 97.8907 | 0 | 97.8907 | 55 | 9.4304 | 8.6162 | 10 | 14.8442 | 0 | 14.8442 | 0 | 0 | 0 | 0 | 0 | 0 | 0 | 0 | 0 | 0 | 74.4304 | 0 | 2.9367 | 45.5696 | 0 | 0 | 0
3890 | 96.4438 | 0 | 96.4438 | 55 | 9.2933 | 8.6003 | 10 | 13.5502 | 0 | 13.5502 | 0 | 0 | 0 | 0 | 0 | 0 | 0 | 0 | 0 | 0 | 74.2933 | 0 | 2.8933 | 45.7067 | 0 | 0 | 0
3891 | 97.5862 | 0 | 97.5862 | 55 | 10.2688 | 8.7132 | 10 | 13.6042 | 0 | 13.6042 | 0 | 0 | 0 | 0 | 0 | 0 | 0 | 0 | 0 | 0 | 75.2688 | 0 | 2.9276 | 44.7312 | 0 | 0 | -1.4211e-14
3892 | 97.7316 | 0 | 97.7316 | 55 | 9.7412 | 8.6522 | 10 | 14.3383 | 0 | 14.3383 | 0 | 0 | 0 | 0 | 0 | 0 | 0 | 0 | 0 | 0 | 74.7412 | 0 | 2.9319 | 45.2588 | 0 | 1.4211e-14 | 0
3893 | 100.1309 | 0 | 100.1309 | 55 | 14.3145 | 9.1816 | 10 | 11.6349 | 0 | 11.6349 | 0 | 0 | 0 | 0 | 0 | 0 | 0 | 0 | 0 | 0 | 79.3145 | 0 | 3.0039 | 40.6855 | 0 | 0 | 0
3894 | 101.1349 | 0 | 101.1349 | 55 | 16.3331 | 9.4152 | 10 | 10.3866 | 0 | 10.3866 | 0 | 0 | 0 | 0 | 0 | 0 | 0 | 0 | 0 | 0 | 81.3331 | 0 | 3.034 | 38.6669 | 0 | 0 | 0
3895 | 101.8845 | 0 | 101.8845 | 55 | 5.8691 | 8.2039 | 10 | 11.7175 | 11.094 | 11.7175 | 11.094 | 0 | 0 | 0 | 0 | 0 | 0 | 0 | 0 | 0 | 70.8691 | 0 | 3.0565 | 49.1309 | 0 | 0 | 0
3896 | 99.3212 | 0 | 99.3212 | 45.2848 | 2.75 | 6.7182 | 10 | 10.0329 | 24.5353 | 10.0329 | 24.5353 | 0 | 0 | 0 | 0 | 0 | 0 | 0 | 0 | 0 | 58.0348 | 0 | 2.9796 | 61.9652 | 0 | 0 | 0
3897 | 97.7786 | 0 | 97.7786 | 42.9 | 2.75 | 6.0606 | 6.704 | 11.0469 | 28.3171 | 11.0469 | 28.3171 | 0 | 0 | 0 | 0 | 0 | 0 | 0 | 0 | 0 | 52.354 | 0 | 2.9334 | 67.646 | 0 | 0 | 0
3898 | 96.9382 | 0 | 96.9382 | 42.9 | 2.75 | 0 | 4 | 10.4683 | 40.6339 | 10.4683 | 40.6339 | 0 | 0 | 3.814 | 0 | 0 | 0 | 3.814 | 0 | 3.4326 | 49.65 | 0 | 2.9081 | 75.1055 | 0 | 0 | 0
3899 | 96.2508 | 0 | 96.2508 | 42.9 | 2.75 | 7.1054e-15 | 4 | 10.8491 | 44.7371 | 10.8491 | 44.7371 | 0 | 0 | 8.9855 | 0 | 0 | 0 | 8.9855 | 0 | 11.5195 | 49.65 | 0 | 2.8875 | 74.569 | 0 | 0 | 0
3900 | 95.4815 | 0 | 95.4815 | 42.9 | 2.75 | 0 | 4 | 11.144 | 46.0061 | 11.144 | 46.0061 | 0 | 0 | 11.3186 | 0 | 0 | 0 | 11.3186 | 0 | 21.7062 | 49.65 | 0 | 2.8644 | 74.3269 | 0 | 0 | 0
3901 | 96.9977 | 0 | 96.9977 | 42.9 | 2.75 | 0 | 4 | 10.725 | 45.0263 | 10.725 | 45.0263 | 0 | 0 | 8.4036 | 0 | 0 | 0 | 8.4036 | 0 | 29.2695 | 49.65 | 0 | 2.9099 | 74.6294 | 0 | 0 | 0
3902 | 97.616 | 0 | 97.616 | 42.9 | 2.75 | 0 | 4 | 11.8204 | 40.0884 | 11.8204 | 40.0884 | 0 | 0 | 3.9427 | 0 | 0 | 0 | 3.9427 | 0 | 32.8179 | 49.65 | 0 | 2.9285 | 75.0922 | 0 | 0 | 0
3903 | 93.5577 | 0 | 93.5577 | 42.9 | 2.75 | 7.1054e-15 | 4 | 11.4394 | 33.3258 | 11.4394 | 33.3258 | 0 | 0 | 0.85755 | 0 | 0 | 0 | 0.85755 | 0 | 33.5897 | 49.65 | 0 | 2.8067 | 75.4123 | 0 | 0 | 0
3904 | 100.401 | 0 | 100.401 | 45.8106 | 2.75 | 6.7791 | 10 | 11.9393 | 23.1221 | 11.9393 | 23.1221 | 0 | 0 | 0 | 0 | 0 | 0 | 0 | 0 | 33.5897 | 58.5606 | 0 | 3.012 | 73.4394 | 0 | 0 | 0
3905 | 102.2784 | 0 | 102.2784 | 54.1382 | 2.75 | 8.0286 | 10 | 12.0315 | 12.8632 | 12.0315 | 12.8632 | 0 | 0 | 0 | 2.4669 | 0 | 0 | 0 | 2.4669 | 30.8488 | 66.8882 | 0 | 3.0684 | 62.6449 | 0 | 1.4211e-14 | 0
3906 | 107.7467 | 0 | 107.7467 | 55 | 8.5942 | 9.9085 | 10 | 12.244 | 5.7699e-15 | 12.244 | 5.7699e-15 | 0 | 0 | 0 | 12 | 0 | 0 | 0 | 12 | 17.5154 | 73.5942 | 0 | 3.2324 | 46.4058 | 0 | 0 | 0
3907 | 114.7516 | 0 | 114.7516 | 55 | 13.3794 | 10.4624 | 10 | 13.9098 | 0 | 13.9098 | 0 | 0 | 0 | 0 | 12 | 0 | 0 | 0 | 12 | 4.1821 | 78.3794 | 0 | 3.4425 | 41.6206 | 0 | 1.4211e-14 | 0
3908 | 120.4387 | 0 | 120.4387 | 55 | 27.7478 | 11.1723 | 10 | 12.7547 | 0 | 12.7547 | 0 | 0 | 0 | 0 | 3.7639 | 0 | 0 | 0 | 3.7639 | 0 | 92.7478 | 0 | 3.6132 | 27.2522 | 0 | 0 | 0
3909 | 113.235 | 0 | 113.235 | 55 | 23.4401 | 10.238 | 10 | 14.557 | 0 | 14.557 | 0 | 0 | 0 | 0 | 0 | 0 | 0 | 0 | 0 | 0 | 88.4401 | 0 | 3.3971 | 31.5599 | 0 | 0 | 0
3910 | 110.1399 | 0 | 110.1399 | 55 | 21.5798 | 10.0226 | 10 | 13.5374 | 0 | 13.5374 | 0 | 0 | 0 | 0 | 0 | 0 | 0 | 0 | 0 | 0 | 86.5798 | 0 | 3.3042 | 33.4202 | 0 | 0 | 0
3911 | 107.5683 | 0 | 107.5683 | 55 | 18.5291 | 9.6695 | 10 | 14.3697 | 0 | 14.3697 | 0 | 0 | 0 | 0 | 0 | 0 | 0 | 0 | 0 | 0 | 83.5291 | 0 | 3.227 | 36.4709 | 0 | 0 | 0
3912 | 95.4947 | 0 | 95.4947 | 55 | 8.9819 | 8.5643 | 10 | 12.9485 | 0 | 12.9485 | 0 | 0 | 0 | 0 | 0 | 0 | 0 | 0 | 0 | 0 | 73.9819 | 0 | 2.8648 | 31.0181 | 0 | 0 | 0
3913 | 95.4097 | 0 | 95.4097 | 55 | 8.2764 | 8.4826 | 10 | 13.6508 | 0 | 13.6508 | 0 | 0 | 0 | 0 | 0 | 0 | 0 | 0 | 0 | 0 | 73.2764 | 0 | 2.8623 | 31.7236 | 0 | 0 | 0
3914 | 97.0658 | 0 | 97.0658 | 55 | 10.5176 | 8.742 | 10 | 12.8062 | 0 | 12.8062 | 0 | 0 | 0 | 0 | 0 | 0 | 0 | 0 | 0 | 0 | 75.5176 | 0 | 2.912 | 29.4824 | 0 | 0 | -1.4211e-14
3915 | 96.8524 | 0 | 96.8524 | 55 | 11.5418 | 8.8606 | 10 | 11.45 | 0 | 11.45 | 0 | 0 | 0 | 0 | 0 | 0 | 0 | 0 | 0 | 0 | 76.5418 | 0 | 2.9056 | 28.4582 | 0 | 0 | 0
3916 | 98.7854 | 0 | 98.7854 | 55 | 12.4597 | 8.9668 | 10 | 12.3589 | 0 | 12.3589 | 0 | 0 | 0 | 0 | 0 | 0 | 0 | 0 | 0 | 0 | 77.4597 | 0 | 2.9636 | 27.5403 | 0 | 0 | 0
3917 | 96.0248 | 0 | 96.0248 | 55 | 9.5463 | 8.6296 | 10 | 12.849 | 0 | 12.849 | 0 | 0 | 0 | 0 | 0 | 0 | 0 | 0 | 0 | 0 | 74.5463 | 0 | 2.8807 | 30.4537 | 0 | 0 | 0
3918 | 95.5712 | 0 | 95.5712 | 55 | 9.6074 | 8.6367 | 10 | 12.3272 | 0 | 12.3272 | 0 | 0 | 0 | 0 | 0 | 0 | 0 | 0 | 0 | 0 | 74.6074 | 0 | 2.8671 | 30.3926 | 0 | 0 | 0
3919 | 98.1496 | 0 | 98.1496 | 55 | 2.4616 | 7.8095 | 10 | 12.5494 | 10.3291 | 12.5494 | 10.3291 | 0 | 0 | 0 | 0 | 0 | 0 | 0 | 0 | 0 | 67.4616 | 0 | 2.9445 | 37.5384 | 0 | 0 | 0
3920 | 94.8131 | 0 | 94.8131 | 43.9729 | 2 | 6.4795 | 10 | 11.1938 | 21.1669 | 11.1938 | 21.1669 | 0 | 0 | 0 | 0 | 0 | 0 | 0 | 0 | 0 | 55.9729 | 0 | 2.8444 | 49.0271 | 0 | 0 | 0
3921 | 94.5433 | 0 | 94.5433 | 42.9 | 2 | 5.7538 | 4.8044 | 9.1609 | 29.9242 | 9.1609 | 29.9242 | 0 | 0 | 0 | 0 | 0 | 0 | 0 | 0 | 0 | 49.7044 | 0 | 2.8363 | 55.2956 | 0 | 0 | 0
3922 | 94.5807 | 0 | 94.5807 | 42.9 | 2 | 1.6478 | 4 | 9.0879 | 34.9451 | 9.0879 | 34.9451 | 0 | 0 | 0 | 0 | 0 | 0 | 0 | 0 | 0 | 48.9 | 0 | 2.8374 | 59.6966 | 0 | 0 | 0
3923 | 93.127 | 0 | 93.127 | 42.9 | 2 | 7.1054e-15 | 4 | 8.9378 | 40.5181 | 8.9378 | 40.5181 | 0 | 0 | 5.2289 | 0 | 0 | 0 | 5.2289 | 0 | 4.706 | 48.9 | 0 | 2.7938 | 60.6309 | 0 | 0 | 0
3924 | 96.0259 | 0 | 96.0259 | 42.9 | 2 | 7.1054e-15 | 4 | 8.9289 | 43.0722 | 8.9289 | 43.0722 | 0 | 0 | 4.8752 | 0 | 0 | 0 | 4.8752 | 0 | 9.0937 | 48.9 | 0 | 2.8808 | 60.6676 | 0 | 0 | 0
3925 | 93.5378 | 0 | 93.5378 | 42.9 | 2 | 0 | 4 | 10.3814 | 37.8967 | 10.3814 | 37.8967 | 0 | 0 | 3.6403 | 0 | 0 | 0 | 3.6403 | 0 | 12.37 | 48.9 | 0 | 2.8061 | 60.7957 | 0 | 0 | 0
3926 | 91.7495 | 0 | 91.7495 | 42.9 | 2 | 1.4211e-14 | 4 | 9.3049 | 37.5155 | 9.3049 | 37.5155 | 0 | 0 | 3.9709 | 0 | 0 | 0 | 3.9709 | 0 | 15.9438 | 48.9 | 0 | 2.7525 | 60.7614 | 0 | 0 | 0
3927 | 90.9463 | 0 | 90.9463 | 42.9 | 2 | 2.4647 | 4 | 11.1378 | 28.4438 | 11.1378 | 28.4438 | 0 | 0 | 0 | 0 | 0 | 0 | 0 | 0 | 15.9438 | 48.9 | 0 | 2.7284 | 70.9645 | 0 | 0 | 0
3928 | 97.8163 | 0 | 97.8163 | 49.2321 | 2 | 7.0883 | 10 | 9.6357 | 19.8602 | 9.6357 | 19.8602 | 0 | 0 | 0 | 0 | 0 | 0 | 0 | 0 | 15.9438 | 61.2321 | 0 | 2.9345 | 55.7679 | 0 | 0 | 0
3929 | 101.8977 | 0 | 101.8977 | 52.881 | 2 | 8.2424 | 10 | 11.413 | 11.0404 | 11.413 | 11.0404 | 0 | 0 | 0 | 6.3209 | 0 | 0 | 0 | 6.3209 | 8.9205 | 64.881 | 0 | 3.0569 | 45.7981 | 0 | 0 | 0
3930 | 106.9237 | 0 | 106.9237 | 55 | 13.5086 | 10.0177 | 10 | 10.369 | 5.1788e-15 | 10.369 | 5.1788e-15 | 0 | 0 | 0 | 8.0285 | 0 | 0 | 0 | 8.0285 | 0 | 78.5086 | 0 | 3.2077 | 26.4914 | 0 | 0 | 0
3931 | 109.837 | 0 | 109.837 | 55 | 22.7976 | 10.1636 | 10 | 11.8758 | 0 | 11.8758 | 0 | 0 | 0 | 0 | 0 | 0 | 0 | 0 | 0 | 0 | 87.7976 | 0 | 3.2951 | 17.2024 | 0 | 0 | 0
3932 | 115.3627 | 0 | 115.3627 | 55 | 28.8301 | 10.8619 | 10 | 10.6707 | 0 | 10.6707 | 0 | 0 | 0 | 0 | 0 | 0 | 0 | 0 | 0 | 0 | 93.8301 | 0 | 3.4609 | 11.1699 | 0 | 1.4211e-14 | 0
3933 | 113.2638 | 0 | 113.2638 | 55 | 26.3931 | 10.5798 | 10 | 11.2909 | 0 | 11.2909 | 0 | 0 | 0 | 0 | 0 | 0 | 0 | 0 | 0 | 0 | 91.3931 | 0 | 3.3979 | 13.6069 | 0 | 0 | 0
3934 | 106.604 | 0 | 106.604 | 55 | 19.4025 | 9.7706 | 10 | 12.4309 | 0 | 12.4309 | 0 | 0 | 0 | 0 | 0 | 0 | 0 | 0 | 0 | 0 | 84.4025 | 0 | 3.1981 | 20.5975 | 0 | 0 | 0
3935 | 100.7057 | 0 | 100.7057 | 55 | 14.911 | 9.2506 | 10 | 11.5441 | 0 | 11.5441 | 0 | 0 | 0 | 0 | 0 | 0 | 0 | 0 | 0 | 0 | 79.911 | 0 | 3.0212 | 25.089 | 0 | 0 | 0
3936 | 95.4223 | 0 | 95.4223 | 55 | 8.5814 | 8.5179 | 10 | 13.3229 | 0 | 13.3229 | 0 | 0 | 0 | 0 | 0 | 0 | 0 | 0 | 0 | 0 | 73.5814 | 0 | 2.8627 | 31.4186 | 0 | 0 | 0
3937 | 96.21 | 0 | 96.21 | 55 | 8.0247 | 8.4534 | 10 | 14.7318 | 0 | 14.7318 | 0 | 0 | 0 | 0 | 0 | 0 | 0 | 0 | 0 | 0 | 73.0247 | 0 | 2.8863 | 31.9753 | 0 | 0 | 0
3938 | 94.8433 | 0 | 94.8433 | 55 | 7.3629 | 8.3768 | 10 | 14.1036 | 0 | 14.1036 | 0 | 0 | 0 | 0 | 0 | 0 | 0 | 0 | 0 | 0 | 72.3629 | 0 | 2.8453 | 32.6371 | 0 | 0 | 0
3939 | 98.7001 | 0 | 98.7001 | 55 | 11.715 | 8.8806 | 10 | 13.1045 | 0 | 13.1045 | 0 | 0 | 0 | 0 | 0 | 0 | 0 | 0 | 0 | 0 | 76.715 | 0 | 2.961 | 28.285 | 0 | 1.4211e-14 | 0
3940 | 97.1079 | 0 | 97.1079 | 55 | 9.1892 | 8.5882 | 10 | 14.3305 | 0 | 14.3305 | 0 | 0 | 0 | 0 | 0 | 0 | 0 | 0 | 0 | 0 | 74.1892 | 0 | 2.9132 | 30.8108 | 0 | 0 | 0
3941 | 98.959 | 0 | 98.959 | 55 | 12.0177 | 8.9157 | 10 | 13.0256 | 0 | 13.0256 | 0 | 0 | 0 | 0 | 0 | 0 | 0 | 0 | 0 | 0 | 77.0177 | 0 | 2.9688 | 27.9823 | 0 | 0 | 0
3942 | 100.0445 | 0 | 100.0445 | 55 | 13.3216 | 9.0666 | 10 | 12.6563 | 0 | 12.6563 | 0 | 0 | 0 | 0 | 0 | 0 | 0 | 0 | 0 | 0 | 78.3216 | 0 | 3.0013 | 26.6784 | 0 | 0 | 0
3943 | 98.5848 | 0 | 98.5848 | 55 | 2.3106 | 7.792 | 10 | 12.8961 | 10.586 | 12.8961 | 10.586 | 0 | 0 | 0 | 0 | 0 | 0 | 0 | 0 | 0 | 67.3106 | 0 | 2.9575 | 37.6894 | 0 | 0 | 0
3944 | 99.0043 | 0 | 99.0043 | 46.9567 | 2 | 6.8249 | 10 | 10.7963 | 22.4263 | 10.7963 | 22.4263 | 0 | 0 | 0 | 0 | 0 | 0 | 0 | 0 | 0 | 58.9567 | 0 | 2.9701 | 46.0433 | 0 | 0 | 0
3945 | 96.9349 | 0 | 96.9349 | 42.9 | 2 | 3.5752 | 4 | 11.6038 | 32.8559 | 11.6038 | 32.8559 | 0 | 0 | 0 | 0 | 0 | 0 | 0 | 0 | 0 | 48.9 | 0 | 2.908 | 57.9692 | 0 | 0 | 0
3946 | 95.9008 | 0 | 95.9008 | 42.9 | 2 | 0 | 4 | 10.6679 | 39.524 | 10.6679 | 39.524 | 0 | 0 | 3.1911 | 0 | 0 | 0 | 3.1911 | 0 | 2.872 | 48.9 | 0 | 2.877 | 60.8423 | 0 | 0 | 0
3947 | 96.5428 | 0 | 96.5428 | 42.9 | 2 | 0 | 4 | 9.9253 | 49.1724 | 9.9253 | 49.1724 | 0 | 0 | 11.455 | 0 | 0 | 0 | 11.455 | 0 | 13.1815 | 48.9 | 0 | 2.8963 | 59.985 | 0 | 0 | 0
3948 | 95.0293 | 0 | 95.0293 | 42.9 | 2 | 7.1054e-15 | 4 | 11.8142 | 48.0325 | 11.8142 | 48.0325 | 0 | 0 | 12 | 0 | 1.7174 | 0 | 13.7174 | 0 | 25.5648 | 48.9 | 0 | 2.8509 | 59.7502 | 0 | 0 | 0
3949 | 92.7464 | 0 | 92.7464 | 42.9 | 2 | 0 | 4 | 10.449 | 41.5701 | 10.449 | 41.5701 | 0 | 0 | 8.1727 | 0 | 0 | 0 | 8.1727 | 0 | 32.9203 | 48.9 | 0 | 2.7824 | 61.7853 | 0 | 0 | 0
3950 | 93.686 | 0 | 93.686 | 42.9 | 2 | 0 | 4 | 12.3199 | 43.236 | 12.3199 | 43.236 | 0 | 0 | 10.7699 | 0 | 0 | 0 | 10.7699 | 0 | 42.6132 | 48.9 | 0 | 2.8106 | 61.5158 | 0 | 0 | 0
3951 | 93.4099 | 0 | 93.4099 | 42.9 | 2 | 1.7558 | 4 | 11.5915 | 31.1625 | 11.5915 | 31.1625 | 0 | 0 | 0 | 0 | 0 | 0 | 0 | 0 | 42.6132 | 48.9 | 0 | 2.8023 | 73.0596 | 0 | 1.4211e-14 | 0
3952 | 96.3714 | 0 | 96.3714 | 45.1643 | 2 | 6.6174 | 10 | 9.4091 | 23.1806 | 9.4091 | 23.1806 | 0 | 0 | 0 | 0 | 0 | 0 | 0 | 0 | 42.6132 | 57.1643 | 0 | 2.8911 | 61.2955 | 0 | 0 | 0
3953 | 104.228 | 0 | 104.228 | 51.9665 | 2 | 8.4942 | 10 | 11.7409 | 10.6161 | 11.7409 | 10.6161 | 0 | 0 | 0 | 7.9505 | 0 | 1.4598 | 0 | 9.4103 | 32.196 | 63.9665 | 0 | 3.1268 | 45.0831 | 0 | 0 | 0
3954 | 104.7837 | 0 | 104.7837 | 55 | 5.1657 | 9.5116 | 10 | 13.1064 | 5.8394e-15 | 13.1064 | 5.8394e-15 | 0 | 0 | 0 | 12 | 0 | 0 | 0 | 12 | 18.8626 | 70.1657 | 0 | 3.1435 | 34.8343 | 0 | 0 | 0
3955 | 110.8022 | 0 | 110.8022 | 55 | 10.3476 | 10.1115 | 10 | 13.343 | 0 | 13.343 | 0 | 0 | 0 | 0 | 12 | 0 | 0 | 0 | 12 | 5.5293 | 75.3476 | 0 | 3.3241 | 29.6524 | 0 | 0 | 0
3956 | 116.7356 | 0 | 116.7356 | 55 | 23.9078 | 10.8682 | 10 | 11.9832 | 0 | 11.9832 | 0 | 0 | 0 | 0 | 4.9764 | 0 | 0 | 0 | 4.9764 | 0 | 88.9078 | 0 | 3.5021 | 16.0922 | 0 | 0 | 0
3957 | 115.1429 | 0 | 115.1429 | 55 | 27.0519 | 10.6561 | 10 | 12.435 | 0 | 12.435 | 0 | 0 | 0 | 0 | 0 | 0 | 0 | 0 | 0 | 0 | 92.0519 | 0 | 3.4543 | 12.9481 | 0 | 0 | -1.4211e-14
3958 | 107.0597 | 0 | 107.0597 | 55 | 18.9145 | 9.7141 | 10 | 13.4311 | 0 | 13.4311 | 0 | 0 | 0 | 0 | 0 | 0 | 0 | 0 | 0 | 0 | 83.9145 | 0 | 3.2118 | 21.0855 | 0 | 0 | 0
3959 | 106.301 | 0 | 106.301 | 55 | 17.1008 | 9.5041 | 10 | 14.6961 | 0 | 14.6961 | 0 | 0 | 0 | 0 | 0 | 0 | 0 | 0 | 0 | 0 | 82.1008 | 0 | 3.189 | 22.8992 | 0 | 0 | 0
3960 | 100.806 | 0 | 100.806 | 55 | 10.7521 | 8.7692 | 10 | 16.2847 | 0 | 16.2847 | 0 | 0 | 0 | 0 | 0 | 0 | 0 | 0 | 0 | 0 | 75.7521 | 0 | 3.0242 | 44.2479 | 0 | 0 | 0
3961 | 100.5274 | 0 | 100.5274 | 55 | 10.997 | 8.7975 | 10 | 15.7329 | 0 | 15.7329 | 0 | 0 | 0 | 0 | 0 | 0 | 0 | 0 | 0 | 0 | 75.997 | 0 | 3.0158 | 44.003 | 0 | 0 | 0
3962 | 101.6737 | 0 | 101.6737 | 55 | 11.8316 | 8.8941 | 10 | 15.948 | 0 | 15.948 | 0 | 0 | 0 | 0 | 0 | 0 | 0 | 0 | 0 | 0 | 76.8316 | 0 | 3.0502 | 43.1684 | 0 | 0 | 0
3963 | 102.5446 | 0 | 102.5446 | 55 | 14.4056 | 9.1921 | 10 | 13.947 | 0 | 13.947 | 0 | 0 | 0 | 0 | 0 | 0 | 0 | 0 | 0 | 0 | 79.4056 | 0 | 3.0763 | 40.5944 | 0 | 0 | 0
3964 | 100.3112 | 0 | 100.3112 | 55 | 11.1967 | 8.8206 | 10 | 15.2938 | 0 | 15.2938 | 0 | 0 | 0 | 0 | 0 | 0 | 0 | 0 | 0 | 0 | 76.1967 | 0 | 3.0093 | 43.8033 | 0 | 0 | 0
3965 | 99.8206 | 0 | 99.8206 | 55 | 12.3584 | 8.9551 | 10 | 13.507 | 0 | 13.507 | 0 | 0 | 0 | 0 | 0 | 0 | 0 | 0 | 0 | 0 | 77.3584 | 0 | 2.9946 | 42.6416 | 0 | 0 | 0
3966 | 99.7014 | 0 | 99.7014 | 55 | 11.6168 | 8.8693 | 10 | 14.2153 | 0 | 14.2153 | 0 | 0 | 0 | 0 | 0 | 0 | 0 | 0 | 0 | 0 | 76.6168 | 0 | 2.991 | 43.3832 | 0 | 0 | 0
3967 | 103.0198 | 0 | 103.0198 | 54.5393 | 2.75 | 7.7895 | 10 | 12.4511 | 15.4899 | 12.4511 | 15.4899 | 0 | 0 | 0 | 0 | 0 | 0 | 0 | 0 | 0 | 67.2893 | 0 | 3.0906 | 52.7107 | 0 | 0 | 0
3968 | 102.0375 | 0 | 102.0375 | 42.9 | 2.75 | 6.2773 | 8.5759 | 12.4587 | 29.0756 | 12.4587 | 29.0756 | 0 | 0 | 0 | 0 | 0 | 0 | 0 | 0 | 0 | 54.2259 | 0 | 3.0611 | 65.7741 | 0 | 0 | 0
3969 | 102.2509 | 0 | 102.2509 | 42.9 | 2.75 | 1.8743 | 4 | 12.3069 | 38.4197 | 12.3069 | 38.4197 | 0 | 0 | 0 | 0 | 0 | 0 | 0 | 0 | 0 | 49.65 | 0 | 3.0675 | 73.8214 | 0 | 0 | 0
3970 | 101.9914 | 0 | 101.9914 | 42.9 | 2.75 | 0 | 4 | 12.1932 | 48.2113 | 12.1932 | 48.2113 | 0 | 0 | 8.0631 | 0 | 0 | 0 | 8.0631 | 0 | 7.2568 | 49.65 | 0 | 3.0597 | 74.6647 | 0 | 0 | 0
3971 | 100.7415 | 0 | 100.7415 | 42.9 | 2.75 | 0 | 4 | 10.0557 | 52.3591 | 10.0557 | 52.3591 | 0 | 0 | 11.3233 | 0 | 0 | 0 | 11.3233 | 0 | 17.4478 | 49.65 | 0 | 3.0222 | 74.3264 | 0 | 0 | 0
3972 | 99.4267 | 0 | 99.4267 | 42.9 | 2.75 | 7.1054e-15 | 4 | 11.739 | 55 | 11.739 | 55 | 0 | 0 | 12 | 0 | 4.9623 | 0 | 16.9623 | 0 | 32.8228 | 49.65 | 0 | 2.9828 | 73.7414 | 0 | 0 | 0
3973 | 96.5086 | 0 | 96.5086 | 42.9 | 2.75 | 0 | 4 | 11.5946 | 54.6681 | 11.5946 | 54.6681 | 0 | 0 | 12 | 0 | 7.4041 | 0 | 19.4041 | 0 | 50.449 | 49.65 | 0 | 2.8953 | 73.488 | 0 | 0 | 0
3974 | 98.6144 | 0 | 98.6144 | 42.9 | 2.75 | 0 | 4 | 12.3694 | 50.0209 | 12.3694 | 50.0209 | 0 | 0 | 9.9469 | 0 | 3.4789 | 0 | 13.4258 | 0 | 62.6087 | 49.65 | 0 | 2.9584 | 74.1083 | 0 | 0 | 0
3975 | 98.1318 | 0 | 98.1318 | 42.9 | 2.75 | 0 | 4 | 13.2229 | 40.4241 | 13.2229 | 40.4241 | 0 | 0 | 0 | 0 | 5.1652 | 0 | 5.1652 | 0 | 67.3707 | 49.65 | 0 | 2.944 | 86.9653 | 0 | 0 | 0
3976 | 102.9293 | 0 | 102.9293 | 44.8213 | 2.75 | 6.6645 | 10 | 12.9564 | 25.737 | 12.9564 | 25.737 | 0 | 0 | 0 | 0 | 0 | 0 | 0 | 0 | 67.3707 | 57.5713 | 0 | 3.0879 | 84.4287 | 0 | 0 | 0
3977 | 105.7512 | 0 | 105.7512 | 52.9357 | 2.75 | 7.9074 | 10 | 13.7101 | 15.8256 | 13.7101 | 15.8256 | 0 | 0 | 0 | 0 | 0 | 2.6223 | 0 | 2.6223 | 64.5264 | 65.6857 | 0 | 3.1725 | 73.692 | 0 | 0 | 0
3978 | 112.2606 | 0 | 112.2606 | 54.377 | 2.75 | 10.3175 | 10 | 12.8162 | 6.806e-15 | 12.8162 | 6.806e-15 | 0 | 0 | 0 | 12 | 0 | 10 | 0 | 22 | 40.3465 | 67.127 | 0 | 3.3678 | 52.873 | 0 | 0 | 0
3979 | 117.3037 | 0 | 117.3037 | 55 | 8.9612 | 10.5572 | 10 | 15.5487 | 0 | 15.5487 | 0 | 0 | 0 | 0 | 12 | 0 | 5.2366 | 0 | 17.2366 | 21.3333 | 73.9612 | 0 | 3.5191 | 46.0388 | 0 | 0 | 0
3980 | 120.928 | 0 | 120.928 | 55 | 19.3038 | 11.1483 | 10 | 13.4759 | 0 | 13.4759 | 0 | 0 | 0 | 0 | 12 | 0 | 0 | 0 | 12 | 8 | 84.3038 | 0 | 3.6278 | 35.6962 | 0 | 1.4211e-14 | 0
3981 | 117.4029 | 0 | 117.4029 | 55 | 20.2881 | 10.7066 | 10 | 14.2083 | 0 | 14.2083 | 0 | 0 | 0 | 0 | 7.2 | 0 | 0 | 0 | 7.2 | 0 | 85.2881 | 0 | 3.5221 | 34.7119 | 0 | 1.4211e-14 | 0
3982 | 110.6173 | 0 | 110.6173 | 55 | 19.7225 | 9.8076 | 10 | 16.0872 | 0 | 16.0872 | 0 | 0 | 0 | 0 | 0 | 0 | 0 | 0 | 0 | 0 | 84.7225 | 0 | 3.3185 | 35.2775 | 0 | 0 | -1.4211e-14
3983 | 106.2995 | 0 | 106.2995 | 55 | 15.992 | 9.3757 | 10 | 15.9317 | 0 | 15.9317 | 0 | 0 | 0 | 0 | 0 | 0 | 0 | 0 | 0 | 0 | 80.992 | 0 | 3.189 | 39.008 | 0 | 0 | 0
3984 | 93.6769 | 0 | 93.6769 | 55 | 6.304 | 8.2543 | 10 | 14.1186 | 0 | 14.1186 | 0 | 0 | 0 | 0 | 0 | 0 | 0 | 0 | 0 | 0 | 71.304 | 0 | 2.8103 | 33.696 | 0 | 0 | 0
3985 | 94.9162 | 0 | 94.9162 | 55 | 7.653 | 8.4104 | 10 | 13.8528 | 0 | 13.8528 | 0 | 0 | 0 | 0 | 0 | 0 | 0 | 0 | 0 | 0 | 72.653 | 0 | 2.8475 | 32.347 | 0 | 0 | 0
3986 | 95.3538 | 0 | 95.3538 | 55 | 8.4277 | 8.5001 | 10 | 13.426 | 0 | 13.426 | 0 | 0 | 0 | 0 | 0 | 0 | 0 | 0 | 0 | 0 | 73.4277 | 0 | 2.8606 | 31.5723 | 0 | 0 | 0
3987 | 96.6977 | 0 | 96.6977 | 55 | 10.1842 | 8.7034 | 10 | 12.8101 | 0 | 12.8101 | 0 | 0 | 0 | 0 | 0 | 0 | 0 | 0 | 0 | 0 | 75.1842 | 0 | 2.9009 | 29.8158 | 0 | 0 | 0
3988 | 97.4445 | 0 | 97.4445 | 55 | 10.0539 | 8.6884 | 10 | 13.7023 | 0 | 13.7023 | 0 | 0 | 0 | 0 | 0 | 0 | 0 | 0 | 0 | 0 | 75.0539 | 0 | 2.9233 | 29.9461 | 0 | 1.4211e-14 | 0
3989 | 97.6507 | 0 | 97.6507 | 55 | 10.8913 | 8.7853 | 10 | 12.9741 | 0 | 12.9741 | 0 | 0 | 0 | 0 | 0 | 0 | 0 | 0 | 0 | 0 | 75.8913 | 0 | 2.9295 | 29.1087 | 0 | 0 | 0
3990 | 98.0984 | 0 | 98.0984 | 55 | 11.743 | 8.8839 | 10 | 12.4715 | 0 | 12.4715 | 0 | 0 | 0 | 0 | 0 | 0 | 0 | 0 | 0 | 0 | 76.743 | 0 | 2.943 | 28.257 | 0 | 0 | 0
3991 | 96.8953 | 0 | 96.8953 | 54.2061 | 2 | 7.6641 | 10 | 11.456 | 11.5691 | 11.456 | 11.5691 | 0 | 0 | 0 | 0 | 0 | 0 | 0 | 0 | 0 | 66.2061 | 0 | 2.9069 | 38.7939 | 0 | 0 | 0
3992 | 99.1433 | 0 | 99.1433 | 45.3068 | 2 | 6.6339 | 10 | 10.9485 | 24.2541 | 10.9485 | 24.2541 | 0 | 0 | 0 | 0 | 0 | 0 | 0 | 0 | 0 | 57.3068 | 0 | 2.9743 | 47.6932 | 0 | 1.4211e-14 | 0
3993 | 99.2778 | 0 | 99.2778 | 42.9 | 2 | 4.2106 | 4 | 12.0712 | 34.096 | 12.0712 | 34.096 | 0 | 0 | 0 | 0 | 0 | 0 | 0 | 0 | 0 | 48.9 | 0 | 2.9783 | 57.3997 | 0 | 0 | 0
3994 | 96.536 | 0 | 96.536 | 42.9 | 2 | 0 | 4 | 10.1292 | 44.9528 | 10.1292 | 44.9528 | 0 | 0 | 7.4461 | 0 | 0 | 0 | 7.4461 | 0 | 6.7015 | 48.9 | 0 | 2.8961 | 60.4009 | 0 | 0 | 0
3995 | 96.7232 | 0 | 96.7232 | 42.9 | 2 | 0 | 4 | 11.6308 | 43.1368 | 11.6308 | 43.1368 | 0 | 0 | 6.9444 | 0 | 0 | 0 | 6.9444 | 0 | 12.9514 | 48.9 | 0 | 2.9017 | 60.4529 | 0 | 0 | 0
3996 | 97.2113 | 0 | 97.2113 | 42.9 | 2 | 0 | 4 | 11.3661 | 46.1992 | 11.3661 | 46.1992 | 0 | 0 | 9.2541 | 0 | 0 | 0 | 9.2541 | 0 | 21.2801 | 48.9 | 0 | 2.9163 | 60.2133 | 0 | 0 | 0
3997 | 92.9743 | 0 | 92.9743 | 42.9 | 2 | 0 | 4 | 10.5411 | 46.948 | 10.5411 | 46.948 | 0 | 0 | 12 | 0 | 1.4148 | 0 | 13.4148 | 0 | 33.3845 | 48.9 | 0 | 2.7892 | 59.7816 | 0 | 0 | 0
3998 | 92.1454 | 0 | 92.1454 | 42.9 | 2 | 7.1054e-15 | 4 | 10.5596 | 35.4555 | 10.5596 | 35.4555 | 0 | 0 | 2.7697 | 0 | 0 | 0 | 2.7697 | 0 | 35.8772 | 48.9 | 0 | 2.7644 | 62.0887 | 0 | 0 | 0
3999 | 94.0537 | 0 | 94.0537 | 42.9 | 2 | 4.5915 | 4 | 11.5953 | 28.967 | 11.5953 | 28.967 | 0 | 0 | 0 | 0 | 0 | 0 | 0 | 0 | 35.8772 | 48.9 | 0 | 2.8216 | 70.261 | 0 | 0 | 0
4000 | 96.6992 | 0 | 96.6992 | 45.0989 | 2 | 6.6099 | 10 | 10.0747 | 22.9157 | 10.0747 | 22.9157 | 0 | 0 | 0 | 0 | 0 | 0 | 0 | 0 | 35.8772 | 57.0989 | 0 | 2.901 | 61.1037 | 0 | 0 | 0
4001 | 101.3361 | 0 | 101.3361 | 53.3763 | 2 | 8.0059 | 10 | 11.9097 | 12.2624 | 11.9097 | 12.2624 | 0 | 0 | 0 | 2.5793 | 0 | 1.2026 | 0 | 3.7819 | 31.7069 | 65.3763 | 0 | 3.0401 | 49.0443 | 0 | 0 | 0
4002 | 106.2433 | 0 | 106.2433 | 55 | 8.8049 | 9.9329 | 10 | 10.5055 | 5.563e-15 | 10.5055 | 5.563e-15 | 0 | 0 | 0 | 12 | 0 | 0 | 0 | 12 | 18.3736 | 73.8049 | 0 | 3.1873 | 31.1951 | 0 | 0 | 0
4003 | 112.996 | 0 | 112.996 | 55 | 13.9821 | 10.5322 | 10 | 11.4817 | 0 | 11.4817 | 0 | 0 | 0 | 0 | 12 | 0 | 0 | 0 | 12 | 5.0402 | 78.9821 | 0 | 3.3899 | 26.0179 | 0 | 0 | 0
4004 | 116.9025 | 0 | 116.9025 | 55 | 23.6013 | 10.7817 | 10 | 12.9833 | 0 | 12.9833 | 0 | 0 | 0 | 0 | 4.5362 | 0 | 0 | 0 | 4.5362 | 0 | 88.6013 | 0 | 3.5071 | 16.3987 | 0 | 0 | 0
4005 | 113.4429 | 0 | 113.4429 | 55 | 24.2624 | 10.3331 | 10 | 13.8474 | 0 | 13.8474 | 0 | 0 | 0 | 0 | 0 | 0 | 0 | 0 | 0 | 0 | 89.2624 | 0 | 3.4033 | 15.7376 | 0 | 1.4211e-14 | 0
4006 | 108.1845 | 0 | 108.1845 | 55 | 21.0046 | 9.956 | 10 | 12.2239 | 0 | 12.2239 | 0 | 0 | 0 | 0 | 0 | 0 | 0 | 0 | 0 | 0 | 86.0046 | 0 | 3.2455 | 18.9954 | 0 | 0 | 0
4007 | 103.8504 | 0 | 103.8504 | 55 | 15.7264 | 9.345 | 10 | 13.779 | 0 | 13.779 | 0 | 0 | 0 | 0 | 0 | 0 | 0 | 0 | 0 | 0 | 80.7264 | 0 | 3.1155 | 24.2736 | 0 | 0 | 0
4008 | 94.4071 | 0 | 94.4071 | 55 | 7.0059 | 8.3355 | 10 | 14.0657 | 0 | 14.0657 | 0 | 0 | 0 | 0 | 0 | 0 | 0 | 0 | 0 | 0 | 72.0059 | 0 | 2.8322 | 32.9941 | 0 | 0 | 0
4009 | 97.2132 | 0 | 97.2132 | 55 | 9.2764 | 8.5983 | 10 | 14.3385 | 0 | 14.3385 | 0 | 0 | 0 | 0 | 0 | 0 | 0 | 0 | 0 | 0 | 74.2764 | 0 | 2.9164 | 30.7236 | 0 | 0 | 0
4010 | 95.6339 | 0 | 95.6339 | 55 | 9.0203 | 8.5687 | 10 | 13.045 | 0 | 13.045 | 0 | 0 | 0 | 0 | 0 | 0 | 0 | 0 | 0 | 0 | 74.0203 | 0 | 2.869 | 30.9797 | 0 | 0 | 0
4011 | 99.5028 | 0 | 99.5028 | 55 | 11.7878 | 8.8891 | 10 | 13.826 | 0 | 13.826 | 0 | 0 | 0 | 0 | 0 | 0 | 0 | 0 | 0 | 0 | 76.7878 | 0 | 2.9851 | 28.2122 | 0 | 1.4211e-14 | 0
4012 | 101.1012 | 0 | 101.1012 | 55 | 13.4883 | 9.0859 | 10 | 13.527 | 0 | 13.527 | 0 | 0 | 0 | 0 | 0 | 0 | 0 | 0 | 0 | 0 | 78.4883 | 0 | 3.033 | 26.5117 | 0 | 0 | 0
4013 | 100.3973 | 0 | 100.3973 | 55 | 13.8279 | 9.1252 | 10 | 12.4441 | 0 | 12.4441 | 0 | 0 | 0 | 0 | 0 | 0 | 0 | 0 | 0 | 0 | 78.8279 | 0 | 3.0119 | 26.1721 | 0 | 0 | 0
4014 | 101.0722 | 0 | 101.0722 | 55 | 14.8109 | 9.239 | 10 | 12.0223 | 0 | 12.0223 | 0 | 0 | 0 | 0 | 0 | 0 | 0 | 0 | 0 | 0 | 79.8109 | 0 | 3.0322 | 25.1891 | 0 | 0 | -1.4211e-14
4015 | 99.017 | 0 | 99.017 | 53.2768 | 2 | 7.5565 | 10 | 12.2157 | 13.9681 | 12.2157 | 13.9681 | 0 | 0 | 0 | 0 | 0 | 0 | 0 | 0 | 0 | 65.2768 | 0 | 2.9705 | 39.7232 | 0 | 0 | 0
4016 | 99.4294 | 0 | 99.4294 | 46.4312 | 2 | 6.7641 | 10 | 11.7889 | 22.4452 | 11.7889 | 22.4452 | 0 | 0 | 0 | 0 | 0 | 0 | 0 | 0 | 0 | 58.4312 | 0 | 2.9829 | 46.5688 | 0 | 0 | 0
4017 | 100.1743 | 0 | 100.1743 | 42.9 | 2 | 5.7054 | 4.3856 | 10.2745 | 34.9088 | 10.2745 | 34.9088 | 0 | 0 | 0 | 0 | 0 | 0 | 0 | 0 | 0 | 49.2856 | 0 | 3.0052 | 55.7144 | 0 | 0 | 0
4018 | 95.9958 | 0 | 95.9958 | 42.9 | 2 | 7.1054e-15 | 4 | 12.0357 | 42.684 | 12.0357 | 42.684 | 0 | 0 | 7.6238 | 0 | 0 | 0 | 7.6238 | 0 | 6.8614 | 48.9 | 0 | 2.8799 | 60.3824 | 0 | 0 | 0
4019 | 97.8286 | 0 | 97.8286 | 42.9 | 2 | 7.1054e-15 | 4 | 9.87 | 49.592 | 9.87 | 49.592 | 0 | 0 | 10.5334 | 0 | 0 | 0 | 10.5334 | 0 | 16.3415 | 48.9 | 0 | 2.9349 | 60.0806 | 0 | 0 | 0
4020 | 97.4223 | 0 | 97.4223 | 42.9 | 2 | 0 | 4 | 9.9438 | 50.2657 | 9.9438 | 50.2657 | 0 | 0 | 11.6872 | 0 | 0 | 0 | 11.6872 | 0 | 26.86 | 48.9 | 0 | 2.9227 | 59.9609 | 0 | 0 | 0
4021 | 96.2172 | 0 | 96.2172 | 42.9 | 2 | 0 | 4 | 9.799 | 45.3649 | 9.799 | 45.3649 | 0 | 0 | 7.8467 | 0 | 0 | 0 | 7.8467 | 0 | 33.922 | 48.9 | 0 | 2.8865 | 60.3593 | 0 | 0 | 0
4022 | 93.8503 | 0 | 93.8503 | 42.9 | 2 | 0 | 4 | 11.5351 | 41.4612 | 11.5351 | 41.4612 | 0 | 0 | 8.046 | 0 | 0 | 0 | 8.046 | 0 | 41.1634 | 48.9 | 0 | 2.8155 | 60.3386 | 0 | 0 | 0
4023 | 92.1942 | 0 | 92.1942 | 42.9 | 2 | 0 | 4 | 10.7035 | 33.9966 | 10.7035 | 33.9966 | 0 | 0 | 1.4059 | 0 | 0 | 0 | 1.4059 | 0 | 42.4287 | 48.9 | 0 | 2.7658 | 61.0276 | 0 | 0 | 0
4024 | 97.1041 | 0 | 97.1041 | 43.4544 | 2 | 6.4195 | 10 | 11.4203 | 23.8099 | 11.4203 | 23.8099 | 0 | 0 | 0 | 0 | 0 | 0 | 0 | 0 | 42.4287 | 55.4544 | 0 | 2.9131 | 61.5456 | 0 | 0 | 0
4025 | 100.7424 | 0 | 100.7424 | 55 | 2.2576 | 7.8236 | 10 | 13.0519 | 12.283 | 13.0519 | 12.283 | 0 | 0 | 0 | 0.32633 | 0 | 0 | 0 | 0.32633 | 42.0661 | 67.2576 | 0 | 3.0223 | 49.4161 | 0 | 0 | 0
4026 | 106.5206 | 0 | 106.5206 | 55 | 8.0315 | 9.8434 | 10 | 11.6457 | 6.1297e-15 | 11.6457 | 6.1297e-15 | 0 | 0 | 0 | 12 | 0 | 0 | 0 | 12 | 28.7328 | 73.0315 | 0 | 3.1956 | 31.9685 | 0 | 0 | 0
4027 | 112.6205 | 0 | 112.6205 | 55 | 12.5629 | 10.3679 | 10 | 12.6896 | 0 | 12.6896 | 0 | 0 | 0 | 0 | 12 | 0 | 0 | 0 | 12 | 15.3995 | 77.5629 | 0 | 3.3786 | 27.4371 | 0 | 0 | 0
4028 | 117.326 | 0 | 117.326 | 55 | 16.0728 | 10.7742 | 10 | 13.4789 | 0 | 13.4789 | 0 | 0 | 0 | 0 | 12 | 0 | 0 | 0 | 12 | 2.0661 | 81.0728 | 0 | 3.5198 | 23.9272 | 0 | 0 | 0
4029 | 111.5978 | 0 | 111.5978 | 55 | 21.4377 | 10.2214 | 10 | 13.0792 | 0 | 13.0792 | 0 | 0 | 0 | 0 | 1.8595 | 0 | 0 | 0 | 1.8595 | 0 | 86.4377 | 0 | 3.3479 | 18.5623 | 0 | 1.4211e-14 | 0
4030 | 108.5041 | 0 | 108.5041 | 55 | 18.5405 | 9.6708 | 10 | 15.2929 | 0 | 15.2929 | 0 | 0 | 0 | 0 | 0 | 0 | 0 | 0 | 0 | 0 | 83.5405 | 0 | 3.2551 | 21.4595 | 0 | 1.4211e-14 | 0
4031 | 103.5589 | 0 | 103.5589 | 55 | 15.5197 | 9.3211 | 10 | 13.7182 | 0 | 13.7182 | 0 | 0 | 0 | 0 | 0 | 0 | 0 | 0 | 0 | 0 | 80.5197 | 0 | 3.1068 | 24.4803 | 0 | 0 | 0
4032 | 95.492 | 0 | 95.492 | 55 | 6.8331 | 8.3155 | 10 | 15.3434 | 0 | 15.3434 | 0 | 0 | 0 | 0 | 0 | 0 | 0 | 0 | 0 | 0 | 71.8331 | 0 | 2.8648 | 48.1669 | 0 | 0 | 0
4033 | 96.2328 | 0 | 96.2328 | 55 | 9.8451 | 8.6642 | 10 | 12.7235 | 0 | 12.7235 | 0 | 0 | 0 | 0 | 0 | 0 | 0 | 0 | 0 | 0 | 74.8451 | 0 | 2.887 | 45.1549 | 0 | 0 | 0
4034 | 101.401 | 0 | 101.401 | 55 | 13.3825 | 9.0737 | 10 | 13.9449 | 0 | 13.9449 | 0 | 0 | 0 | 0 | 0 | 0 | 0 | 0 | 0 | 0 | 78.3825 | 0 | 3.042 | 41.6175 | 0 | 0 | -1.4211e-14
4035 | 101.0494 | 0 | 101.0494 | 55 | 12.4134 | 8.9615 | 10 | 14.6746 | 0 | 14.6746 | 0 | 0 | 0 | 0 | 0 | 0 | 0 | 0 | 0 | 0 | 77.4134 | 0 | 3.0315 | 42.5866 | 0 | 1.4211e-14 | 0
4036 | 99.9284 | 0 | 99.9284 | 55 | 12.3854 | 8.9582 | 10 | 13.5848 | 0 | 13.5848 | 0 | 0 | 0 | 0 | 0 | 0 | 0 | 0 | 0 | 0 | 77.3854 | 0 | 2.9979 | 42.6146 | 0 | 0 | 0
4037 | 100.9009 | 0 | 100.9009 | 55 | 14.3545 | 9.1862 | 10 | 12.3603 | 0 | 12.3603 | 0 | 0 | 0 | 0 | 0 | 0 | 0 | 0 | 0 | 0 | 79.3545 | 0 | 3.027 | 40.6455 | 0 | 0 | 0
4038 | 100.8064 | 0 | 100.8064 | 55 | 15.0109 | 9.2622 | 10 | 11.5333 | 0 | 11.5333 | 0 | 0 | 0 | 0 | 0 | 0 | 0 | 0 | 0 | 0 | 80.0109 | 0 | 3.0242 | 39.9891 | 0 | 0 | 0
4039 | 101.6735 | 0 | 101.6735 | 55 | 6.2278 | 8.2454 | 10 | 11.0525 | 11.1477 | 11.0525 | 11.1477 | 0 | 0 | 0 | 0 | 0 | 0 | 0 | 0 | 0 | 71.2278 | 0 | 3.0502 | 48.7722 | 0 | 0 | 0
4040 | 98.6115 | 0 | 98.6115 | 43.2425 | 2.75 | 6.4818 | 10 | 12.251 | 23.8862 | 12.251 | 23.8862 | 0 | 0 | 0 | 0 | 0 | 0 | 0 | 0 | 0 | 55.9925 | 0 | 2.9583 | 64.0075 | 0 | 0 | 0
4041 | 97.7624 | 0 | 97.7624 | 42.9 | 2.75 | 5.9481 | 5.7326 | 11.0839 | 29.3477 | 11.0839 | 29.3477 | 0 | 0 | 0 | 0 | 0 | 0 | 0 | 0 | 0 | 51.3826 | 0 | 2.9329 | 68.6174 | 0 | 0 | 0
4042 | 98.056 | 0 | 98.056 | 42.9 | 2.75 | 0 | 4 | 10.7551 | 38.587 | 10.7551 | 38.587 | 0 | 0 | 0.93612 | 0 | 0 | 0 | 0.93612 | 0 | 0.84251 | 49.65 | 0 | 2.9417 | 75.4041 | 0 | 0 | 0
4043 | 98.3937 | 0 | 98.3937 | 42.9 | 2.75 | 0 | 4 | 10.8644 | 42.806 | 10.8644 | 42.806 | 0 | 0 | 4.9266 | 0 | 0 | 0 | 4.9266 | 0 | 5.2765 | 49.65 | 0 | 2.9518 | 74.9901 | 0 | 0 | 0
4044 | 97.506 | 0 | 97.506 | 42.9 | 2.75 | 7.1054e-15 | 4 | 9.4179 | 41.6048 | 9.4179 | 41.6048 | 0 | 0 | 3.1667 | 0 | 0 | 0 | 3.1667 | 0 | 8.1265 | 49.65 | 0 | 2.9252 | 75.1727 | 0 | 1.4211e-14 | 0
4045 | 98.3491 | 0 | 98.3491 | 42.9 | 2.75 | 0 | 4 | 10.0154 | 46.4263 | 10.0154 | 46.4263 | 0 | 0 | 7.7426 | 0 | 0 | 0 | 7.7426 | 0 | 15.0949 | 49.65 | 0 | 2.9505 | 74.6979 | 0 | 0 | 0
4046 | 96.0924 | 0 | 96.0924 | 42.9 | 2.75 | 0.30078 | 4 | 9.3769 | 36.7647 | 9.3769 | 36.7647 | 0 | 0 | 0 | 0 | 0 | 0 | 0 | 0 | 15.0949 | 49.65 | 0 | 2.8828 | 87.2317 | 0 | 0 | 0
4047 | 96.0923 | 0 | 96.0923 | 42.9 | 2.75 | 2.7382 | 4 | 12.0175 | 31.6866 | 12.0175 | 31.6866 | 0 | 0 | 0 | 0 | 0 | 0 | 0 | 0 | 15.0949 | 49.65 | 0 | 2.8828 | 85.0472 | 0 | 0 | 0
4048 | 98.0725 | 0 | 98.0725 | 42.9 | 2.75 | 6.3523 | 9.2241 | 12.0831 | 24.763 | 12.0831 | 24.763 | 0 | 0 | 0 | 0 | 0 | 0 | 0 | 0 | 15.0949 | 54.8741 | 0 | 2.9422 | 77.1259 | 0 | 0 | 0
4049 | 106.2987 | 0 | 106.2987 | 51.7645 | 2.75 | 8.7465 | 10 | 10.5163 | 11.4792 | 10.5163 | 11.4792 | 0 | 0 | 0 | 11.0421 | 0 | 0 | 0 | 11.0421 | 2.8258 | 64.5145 | 0 | 3.189 | 56.4434 | 0 | 0 | 0
4050 | 109.8674 | 0 | 109.8674 | 55 | 22.522 | 10.4261 | 10 | 9.3761 | 5.2381e-15 | 9.3761 | 5.2381e-15 | 0 | 0 | 0 | 2.5433 | 0 | 0 | 0 | 2.5433 | 0 | 87.522 | 0 | 3.296 | 32.478 | 0 | 0 | 0
4051 | 112.2563 | 0 | 112.2563 | 55 | 25.73 | 10.503 | 10 | 11.0233 | 0 | 11.0233 | 0 | 0 | 0 | 0 | 0 | 0 | 0 | 0 | 0 | 0 | 90.73 | 0 | 3.3677 | 29.27 | 0 | 0 | 0
4052 | 121.4936 | 0 | 121.4936 | 55 | 31.2325 | 11.14 | 10 | 14.121 | 0 | 14.121 | 0 | 0 | 0 | 0 | 0 | 0 | 0 | 0 | 0 | 0 | 96.2325 | 0 | 3.6448 | 23.7675 | 0 | 0 | 0
4053 | 116.1316 | 0 | 116.1316 | 55 | 26.9531 | 10.6446 | 10 | 13.5339 | 0 | 13.5339 | 0 | 0 | 0 | 0 | 0 | 0 | 0 | 0 | 0 | 0 | 91.9531 | 0 | 3.4839 | 28.0469 | 0 | 0 | 0
4054 | 109.5424 | 0 | 109.5424 | 55 | 20.6086 | 9.9102 | 10 | 14.0236 | 0 | 14.0236 | 0 | 0 | 0 | 0 | 0 | 0 | 0 | 0 | 0 | 0 | 85.6086 | 0 | 3.2863 | 34.3914 | 0 | 1.4211e-14 | 0
4055 | 106.0528 | 0 | 106.0528 | 55 | 16.0991 | 9.3882 | 10 | 15.5656 | 0 | 15.5656 | 0 | 0 | 0 | 0 | 0 | 0 | 0 | 0 | 0 | 0 | 81.0991 | 0 | 3.1816 | 38.9009 | 0 | 0 | -1.4211e-14
4056 | 93.2218 | 0 | 93.2218 | 55 | 8.1602 | 8.4691 | 10 | 11.5924 | 0 | 11.5924 | 0 | 0 | 0 | 0 | 0 | 0 | 0 | 0 | 0 | 0 | 73.1602 | 0 | 2.7967 | 46.8398 | 0 | 0 | 0
4057 | 93.268 | 0 | 93.268 | 55 | 8.4618 | 8.504 | 10 | 11.3022 | 0 | 11.3022 | 0 | 0 | 0 | 0 | 0 | 0 | 0 | 0 | 0 | 0 | 73.4618 | 0 | 2.798 | 46.5382 | 0 | 1.4211e-14 | 0
4058 | 96.0984 | 0 | 96.0984 | 55 | 11.3927 | 8.8433 | 10 | 10.8624 | 0 | 10.8624 | 0 | 0 | 0 | 0 | 0 | 0 | 0 | 0 | 0 | 0 | 76.3927 | 0 | 2.883 | 43.6073 | 0 | 0 | 0
4059 | 96.398 | 0 | 96.398 | 55 | 10.6223 | 8.7541 | 10 | 12.0216 | 0 | 12.0216 | 0 | 0 | 0 | 0 | 0 | 0 | 0 | 0 | 0 | 0 | 75.6223 | 0 | 2.8919 | 44.3777 | 0 | 0 | 0
4060 | 94.1817 | 0 | 94.1817 | 55 | 9.7802 | 8.6567 | 10 | 10.7448 | 0 | 10.7448 | 0 | 0 | 0 | 0 | 0 | 0 | 0 | 0 | 0 | 0 | 74.7802 | 0 | 2.8254 | 45.2198 | 0 | 0 | 0
4061 | 97.5884 | 0 | 97.5884 | 55 | 15.7587 | 9.3487 | 10 | 7.481 | 0 | 7.481 | 0 | 0 | 0 | 0 | 0 | 0 | 0 | 0 | 0 | 0 | 80.7587 | 0 | 2.9277 | 39.2413 | 0 | 0 | 0
4062 | 98.642 | 0 | 98.642 | 55 | 15.6604 | 9.3374 | 10 | 8.6442 | 0 | 8.6442 | 0 | 0 | 0 | 0 | 0 | 0 | 0 | 0 | 0 | 0 | 80.6604 | 0 | 2.9593 | 39.3396 | 0 | 0 | 0
4063 | 98.4291 | 0 | 98.4291 | 55 | 3.2345 | 7.8989 | 10 | 9.1182 | 13.1775 | 9.1182 | 13.1775 | 0 | 0 | 0 | 0 | 0 | 0 | 0 | 0 | 0 | 68.2345 | 0 | 2.9529 | 51.7655 | 0 | 0 | 0
4064 | 97.1994 | 0 | 97.1994 | 42.9 | 2.75 | 6.1213 | 7.2285 | 9.77 | 28.4296 | 9.77 | 28.4296 | 0 | 0 | 0 | 0 | 0 | 0 | 0 | 0 | 0 | 52.8785 | 0 | 2.916 | 67.1215 | 0 | 0 | 0
4065 | 97.2059 | 0 | 97.2059 | 42.9 | 2.75 | 2.861 | 4 | 8.9936 | 35.7013 | 8.9936 | 35.7013 | 0 | 0 | 0 | 0 | 0 | 0 | 0 | 0 | 0 | 49.65 | 0 | 2.9162 | 72.9371 | 0 | 1.4211e-14 | 0
4066 | 95.5518 | 0 | 95.5518 | 42.9 | 2.75 | 1.4211e-14 | 4 | 9.0398 | 45.2699 | 9.0398 | 45.2699 | 0 | 0 | 8.4079 | 0 | 0 | 0 | 8.4079 | 0 | 7.5671 | 49.65 | 0 | 2.8666 | 74.6289 | 0 | 0 | 0
4067 | 96.421 | 0 | 96.421 | 42.9 | 2.75 | 0 | 4 | 8.0259 | 51.8885 | 8.0259 | 51.8885 | 0 | 0 | 12 | 0 | 1.1434 | 0 | 13.1434 | 0 | 19.4213 | 49.65 | 0 | 2.8926 | 74.1376 | 0 | 0 | 0
4068 | 94.2814 | 0 | 94.2814 | 42.9 | 2.75 | 0 | 4 | 7.6807 | 51.4683 | 7.6807 | 51.4683 | 0 | 0 | 12 | 0 | 2.5176 | 0 | 14.5176 | 0 | 32.5424 | 49.65 | 0 | 2.8284 | 73.995 | 0 | 0 | 0
4069 | 92.6357 | 0 | 92.6357 | 42.9 | 2.75 | 0 | 4 | 10.1132 | 50.2722 | 10.1132 | 50.2722 | 0 | 0 | 12 | 0 | 5.3997 | 0 | 17.3997 | 0 | 48.3206 | 49.65 | 0 | 2.7791 | 73.696 | 0 | 0 | 0
4070 | 93.0664 | 0 | 93.0664 | 42.9 | 2.75 | 0 | 4 | 8.9067 | 44.5177 | 8.9067 | 44.5177 | 0 | 0 | 8.9254 | 0 | 1.0825 | 0 | 10.0079 | 0 | 57.3516 | 49.65 | 0 | 2.792 | 74.4629 | 0 | 0 | 0
4071 | 92.5492 | 0 | 92.5492 | 42.9 | 2.75 | 0 | 4 | 10.3005 | 38.1716 | 10.3005 | 38.1716 | 0 | 0 | 0 | 0 | 5.5728 | 0 | 5.5728 | 0 | 62.4895 | 49.65 | 0 | 2.7765 | 86.9231 | 0 | 0 | 0
4072 | 95.2286 | 0 | 95.2286 | 43.7288 | 2.75 | 6.5381 | 10 | 8.2137 | 23.998 | 8.2137 | 23.998 | 0 | 0 | 0 | 0 | 0 | 0 | 0 | 0 | 62.4895 | 56.4788 | 0 | 2.8569 | 85.5212 | 0 | 0 | -1.4211e-14
4073 | 102.6006 | 0 | 102.6006 | 55 | 3.2717 | 8.2002 | 10 | 9.4728 | 14.0907 | 9.4728 | 14.0907 | 0 | 0 | 0 | 0 | 0 | 2.5652 | 0 | 2.5652 | 59.7071 | 68.2717 | 0 | 3.078 | 71.1631 | 0 | 0 | 0
4074 | 106.9013 | 0 | 106.9013 | 53.7354 | 2.75 | 10.065 | 10 | 9.8906 | 6.8325e-15 | 9.8906 | 6.8325e-15 | 0 | 0 | 0 | 10.4603 | 0 | 10 | 0 | 20.4603 | 37.238 | 66.4854 | 0 | 3.207 | 55.0543 | 0 | 0 | 0
4075 | 109.4119 | 0 | 109.4119 | 55 | 12.5674 | 10.4603 | 10 | 8.5908 | 0 | 8.5908 | 0 | 0 | 0 | 0 | 12 | 0 | 0.79344 | 0 | 12.7934 | 23.0441 | 77.5674 | 0 | 3.2824 | 42.4326 | 0 | 0 | 0
4076 | 117.4898 | 0 | 117.4898 | 55 | 19.1782 | 11.1337 | 10 | 10.1778 | 0 | 10.1778 | 0 | 0 | 0 | 0 | 12 | 0 | 0 | 0 | 12 | 9.7108 | 84.1782 | 0 | 3.5247 | 35.8218 | 0 | 0 | 0
4077 | 113.3542 | 0 | 113.3542 | 55 | 18.1354 | 10.6356 | 10 | 10.8435 | 0 | 10.8435 | 0 | 0 | 0 | 0 | 8.7397 | 0 | 0 | 0 | 8.7397 | 0 | 83.1354 | 0 | 3.4006 | 36.8646 | 0 | 0 | 0
4078 | 107.4175 | 0 | 107.4175 | 55 | 22.6748 | 10.1494 | 10 | 9.5933 | 0 | 9.5933 | 0 | 0 | 0 | 0 | 0 | 0 | 0 | 0 | 0 | 0 | 87.6748 | 0 | 3.2225 | 32.3252 | 0 | 0 | 0
4079 | 103.0783 | 0 | 103.0783 | 55 | 16.9897 | 9.4912 | 10 | 11.5973 | 0 | 11.5973 | 0 | 0 | 0 | 0 | 0 | 0 | 0 | 0 | 0 | 0 | 81.9897 | 0 | 3.0923 | 38.0103 | 0 | 0 | 0
4080 | 95.4707 | 0 | 95.4707 | 55 | 8.2916 | 8.4843 | 10 | 13.6948 | 0 | 13.6948 | 0 | 0 | 0 | 0 | 0 | 0 | 0 | 0 | 0 | 0 | 73.2916 | 0 | 2.8641 | 46.7084 | 0 | 0 | 0
4081 | 98.1569 | 0 | 98.1569 | 55 | 9.9717 | 8.6788 | 10 | 14.5064 | 0 | 14.5064 | 0 | 0 | 0 | 0 | 0 | 0 | 0 | 0 | 0 | 0 | 74.9717 | 0 | 2.9447 | 45.0283 | 0 | 0 | 0
4082 | 97.1064 | 0 | 97.1064 | 55 | 9.2155 | 8.5913 | 10 | 14.2996 | 0 | 14.2996 | 0 | 0 | 0 | 0 | 0 | 0 | 0 | 0 | 0 | 0 | 74.2155 | 0 | 2.9132 | 45.7845 | 0 | 0 | 0
4083 | 99.2526 | 0 | 99.2526 | 55 | 12.4716 | 8.9682 | 10 | 12.8128 | 0 | 12.8128 | 0 | 0 | 0 | 0 | 0 | 0 | 0 | 0 | 0 | 0 | 77.4716 | 0 | 2.9776 | 42.5284 | 0 | 0 | 0
4084 | 101.5555 | 0 | 101.5555 | 55 | 16.163 | 9.3955 | 10 | 10.997 | 0 | 10.997 | 0 | 0 | 0 | 0 | 0 | 0 | 0 | 0 | 0 | 0 | 81.163 | 0 | 3.0467 | 38.837 | 0 | 0 | 0
4085 | 97.6009 | 0 | 97.6009 | 55 | 12.475 | 8.9686 | 10 | 11.1574 | 0 | 11.1574 | 0 | 0 | 0 | 0 | 0 | 0 | 0 | 0 | 0 | 0 | 77.475 | 0 | 2.928 | 42.525 | 0 | 0 | 0
4086 | 99.0592 | 0 | 99.0592 | 55 | 10.3184 | 8.719 | 10 | 15.0218 | 0 | 15.0218 | 0 | 0 | 0 | 0 | 0 | 0 | 0 | 0 | 0 | 0 | 75.3184 | 0 | 2.9718 | 44.6816 | 0 | 0 | 0
4087 | 98.1508 | 0 | 98.1508 | 54.5481 | 2.75 | 7.7905 | 10 | 12.3861 | 10.676 | 12.3861 | 10.676 | 0 | 0 | 0 | 0 | 0 | 0 | 0 | 0 | 0 | 67.2981 | 0 | 2.9445 | 52.7019 | 0 | 0 | -1.4211e-14
4088 | 100.3569 | 0 | 100.3569 | 52.1384 | 2.75 | 7.5116 | 10 | 9.7264 | 18.2305 | 9.7264 | 18.2305 | 0 | 0 | 0 | 0 | 0 | 0 | 0 | 0 | 0 | 64.8884 | 0 | 3.0107 | 55.1116 | 0 | 1.4211e-14 | 0
4089 | 98.0851 | 0 | 98.0851 | 42.9 | 2.75 | 6.0018 | 6.1965 | 11.344 | 28.8927 | 11.344 | 28.8927 | 0 | 0 | 0 | 0 | 0 | 0 | 0 | 0 | 0 | 51.8465 | 0 | 2.9426 | 68.1535 | 0 | 0 | 0
4090 | 98.7083 | 0 | 98.7083 | 42.9 | 2.75 | 5.2744 | 4 | 10.8499 | 32.934 | 10.8499 | 32.934 | 0 | 0 | 0 | 0 | 0 | 0 | 0 | 0 | 0 | 49.65 | 0 | 2.9612 | 70.7741 | 0 | 0 | 0
4091 | 97.73 | 0 | 97.73 | 42.9 | 2.75 | 1.1358 | 4 | 9.6332 | 37.311 | 9.6332 | 37.311 | 0 | 0 | 0 | 0 | 0 | 0 | 0 | 0 | 0 | 49.65 | 0 | 2.9319 | 74.4833 | 0 | 0 | 0
4092 | 96.7596 | 0 | 96.7596 | 42.9 | 2.75 | 7.1054e-15 | 4 | 10.1309 | 43.3806 | 10.1309 | 43.3806 | 0 | 0 | 6.4019 | 0 | 0 | 0 | 6.4019 | 0 | 5.7617 | 49.65 | 0 | 2.9028 | 74.837 | 0 | 0 | 0
4093 | 96.7741 | 0 | 96.7741 | 42.9 | 2.75 | 7.1054e-15 | 4 | 12.3444 | 39.5148 | 12.3444 | 39.5148 | 0 | 0 | 4.7351 | 0 | 0 | 0 | 4.7351 | 0 | 10.0233 | 49.65 | 0 | 2.9032 | 75.01 | 0 | 0 | 0
4094 | 94.1572 | 0 | 94.1572 | 42.9 | 2.75 | 7.1054e-15 | 4 | 12.2072 | 35.1985 | 12.2072 | 35.1985 | 0 | 0 | 2.8985 | 0 | 0 | 0 | 2.8985 | 0 | 12.632 | 49.65 | 0 | 2.8247 | 75.2005 | 0 | 0 | 0
4095 | 93.2423 | 0 | 93.2423 | 42.9 | 2.75 | 2.6207 | 4 | 13.4363 | 27.5353 | 13.4363 | 27.5353 | 0 | 0 | 0 | 0 | 0 | 0 | 0 | 0 | 12.632 | 49.65 | 0 | 2.7973 | 84.5212 | 0 | 0 | 0
4096 | 98.6209 | 0 | 98.6209 | 45.8502 | 2.75 | 6.7836 | 10 | 12.1704 | 21.0668 | 12.1704 | 21.0668 | 0 | 0 | 0 | 0 | 0 | 0 | 0 | 0 | 12.632 | 58.6002 | 0 | 2.9586 | 72.7686 | 0 | 0 | 0
4097 | 103.2439 | 0 | 103.2439 | 51.0968 | 2.75 | 8.3956 | 10 | 11.1668 | 11.1567 | 11.1668 | 11.1567 | 0 | 0 | 0 | 8.678 | 0 | 0 | 0 | 8.678 | 2.9897 | 63.8468 | 0 | 3.0973 | 58.844 | 0 | 1.4211e-14 | 0
4098 | 106.3234 | 0 | 106.3234 | 55 | 16.9765 | 9.8012 | 10 | 11.855 | 4.8961e-15 | 11.855 | 4.8961e-15 | 0 | 0 | 0 | 2.6907 | 0 | 0 | 0 | 2.6907 | 0 | 81.9765 | 0 | 3.1897 | 38.0235 | 0 | 0 | 0
4099 | 115.0169 | 0 | 115.0169 | 55 | 27.6 | 10.7195 | 10 | 11.6974 | 0 | 11.6974 | 0 | 0 | 0 | 0 | 0 | 0 | 0 | 0 | 0 | 0 | 92.6 | 0 | 3.4505 | 27.4 | 0 | 1.4211e-14 | 0
4100 | 119.3549 | 0 | 119.3549 | 55 | 30.5334 | 11.0591 | 10 | 12.7624 | 0 | 12.7624 | 0 | 0 | 0 | 0 | 0 | 0 | 0 | 0 | 0 | 0 | 95.5334 | 0 | 3.5806 | 24.4666 | 0 | 0 | -1.4211e-14
4101 | 113.2813 | 0 | 113.2813 | 55 | 24.7786 | 10.3929 | 10 | 13.1097 | 0 | 13.1097 | 0 | 0 | 0 | 0 | 0 | 0 | 0 | 0 | 0 | 0 | 89.7786 | 0 | 3.3984 | 30.2214 | 0 | 0 | 0
4102 | 109.8413 | 0 | 109.8413 | 55 | 20.0874 | 9.8498 | 10 | 14.9041 | 0 | 14.9041 | 0 | 0 | 0 | 0 | 0 | 0 | 0 | 0 | 0 | 0 | 85.0874 | 0 | 3.2952 | 34.9126 | 0 | 0 | 0
4103 | 106.7698 | 0 | 106.7698 | 55 | 18.3179 | 9.645 | 10 | 13.8069 | 0 | 13.8069 | 0 | 0 | 0 | 0 | 0 | 0 | 0 | 0 | 0 | 0 | 83.3179 | 0 | 3.2031 | 36.6821 | 0 | 0 | 0
4104 | 97.0605 | 0 | 97.0605 | 55 | 8.153 | 8.4683 | 10 | 15.4391 | 0 | 15.4391 | 0 | 0 | 0 | 0 | 0 | 0 | 0 | 0 | 0 | 0 | 73.153 | 0 | 2.9118 | 46.847 | 0 | 0 | 0
4105 | 98.6755 | 0 | 98.6755 | 55 | 9.2961 | 8.6006 | 10 | 15.7787 | 0 | 15.7787 | 0 | 0 | 0 | 0 | 0 | 0 | 0 | 0 | 0 | 0 | 74.2961 | 0 | 2.9603 | 45.7039 | 0 | 0 | 0
4106 | 96.4912 | 0 | 96.4912 | 55 | 8.286 | 8.4837 | 10 | 14.7216 | 0 | 14.7216 | 0 | 0 | 0 | 0 | 0 | 0 | 0 | 0 | 0 | 0 | 73.286 | 0 | 2.8947 | 46.714 | 0 | 0 | 0
4107 | 100.26 | 0 | 100.26 | 55 | 10.4529 | 8.7345 | 10 | 16.0726 | 0 | 16.0726 | 0 | 0 | 0 | 0 | 0 | 0 | 0 | 0 | 0 | 0 | 75.4529 | 0 | 3.0078 | 44.5471 | 0 | 0 | 0
4108 | 101.5421 | 0 | 101.5421 | 55 | 12.9181 | 9.0199 | 10 | 14.6041 | 0 | 14.6041 | 0 | 0 | 0 | 0 | 0 | 0 | 0 | 0 | 0 | 0 | 77.9181 | 0 | 3.0463 | 42.0819 | 0 | 1.4211e-14 | 0
4109 | 98.0309 | 0 | 98.0309 | 55 | 8.6104 | 8.5212 | 10 | 15.8992 | 0 | 15.8992 | 0 | 0 | 0 | 0 | 0 | 0 | 0 | 0 | 0 | 0 | 73.6104 | 0 | 2.9409 | 46.3896 | 0 | 0 | 0
4110 | 98.7629 | 0 | 98.7629 | 55 | 11.5239 | 8.8585 | 10 | 13.3804 | 0 | 13.3804 | 0 | 0 | 0 | 0 | 0 | 0 | 0 | 0 | 0 | 0 | 76.5239 | 0 | 2.9629 | 43.4761 | 0 | 0 | 0
4111 | 102.5635 | 0 | 102.5635 | 55 | 2.9353 | 7.8643 | 10 | 12.948 | 13.816 | 12.948 | 13.816 | 0 | 0 | 0 | 0 | 0 | 0 | 0 | 0 | 0 | 67.9353 | 0 | 3.0769 | 52.0647 | 0 | 0 | 0
4112 | 102.3192 | 0 | 102.3192 | 43.7727 | 2.75 | 6.5431 | 10 | 12.8282 | 26.4252 | 12.8282 | 26.4252 | 0 | 0 | 0 | 0 | 0 | 0 | 0 | 0 | 0 | 56.5227 | 0 | 3.0696 | 63.4773 | 0 | 0 | 0
4113 | 98.9206 | 0 | 98.9206 | 42.9 | 2.75 | 7.1054e-15 | 4 | 12.014 | 37.7455 | 12.014 | 37.7455 | 0 | 0 | 0.48891 | 0 | 0 | 0 | 0.48891 | 0 | 0.44002 | 49.65 | 0 | 2.9676 | 75.4505 | 0 | 0 | 0
4114 | 101.1966 | 0 | 101.1966 | 42.9 | 2.75 | 7.1054e-15 | 4 | 10.9535 | 43.9609 | 10.9535 | 43.9609 | 0 | 0 | 3.3678 | 0 | 0 | 0 | 3.3678 | 0 | 3.4711 | 49.65 | 0 | 3.0359 | 75.1518 | 0 | 0 | 0
4115 | 99.005 | 0 | 99.005 | 42.9 | 2.75 | 0 | 4 | 11.7331 | 51.5541 | 11.7331 | 51.5541 | 0 | 0 | 12 | 0 | 1.9322 | 0 | 13.9322 | 0 | 16.0525 | 49.65 | 0 | 2.9702 | 74.0558 | 0 | 0 | 0
4116 | 98.5008 | 0 | 98.5008 | 42.9 | 2.75 | 1.4211e-14 | 4 | 13.5545 | 47.7031 | 13.5545 | 47.7031 | 0 | 0 | 12 | 0 | 0.40679 | 0 | 12.4068 | 0 | 27.2275 | 49.65 | 0 | 2.955 | 74.214 | 0 | 0 | 0
4117 | 95.8603 | 0 | 95.8603 | 42.9 | 2.75 | 0 | 4 | 12.878 | 53.1015 | 12.878 | 53.1015 | 0 | 0 | 12 | 0 | 7.7693 | 0 | 19.7693 | 0 | 45.1904 | 49.65 | 0 | 2.8758 | 73.4502 | 0 | 0 | 0
4118 | 96.0647 | 0 | 96.0647 | 42.9 | 2.75 | 0 | 4 | 12.9778 | 49.904 | 12.9778 | 49.904 | 0 | 0 | 12 | 0 | 4.467 | 0 | 16.467 | 0 | 60.1089 | 49.65 | 0 | 2.8819 | 73.7928 | 0 | 0 | 0
4119 | 93.888 | 0 | 93.888 | 42.9 | 2.75 | 0 | 4 | 12.1247 | 37.261 | 12.1247 | 37.261 | 0 | 0 | 1.4766 | 0 | 3.6711 | 0 | 5.1477 | 0 | 64.8224 | 49.65 | 0 | 2.8166 | 74.9672 | 0 | 0 | 0
4120 | 100.0158 | 0 | 100.0158 | 42.9 | 2.75 | 6.2957 | 8.7351 | 12.4013 | 26.9337 | 12.4013 | 26.9337 | 0 | 0 | 0 | 0 | 0 | 0 | 0 | 0 | 64.8224 | 54.3851 | 0 | 3.0005 | 87.6149 | 0 | 0 | -1.4211e-14
4121 | 104.7726 | 0 | 104.7726 | 52.8342 | 2.75 | 8.0725 | 10 | 13.8152 | 13.1511 | 13.8152 | 13.1511 | 0 | 0 | 0 | 0 | 0 | 4.1496 | 0 | 4.1496 | 60.3215 | 65.5842 | 0 | 3.1432 | 72.2662 | 0 | 0 | 0
4122 | 107.8119 | 0 | 107.8119 | 51.1053 | 2.75 | 9.853 | 10 | 12.8443 | 6.343e-15 | 12.8443 | 6.343e-15 | 0 | 0 | 0 | 11.2593 | 0 | 10 | 0 | 21.2593 | 36.9647 | 63.8553 | 0 | 3.2344 | 56.8854 | 0 | 0 | 0
4123 | 115.3441 | 0 | 115.3441 | 55 | 12.9116 | 10.5657 | 10 | 13.5069 | 0 | 13.5069 | 0 | 0 | 0 | 0 | 12 | 0 | 1.3599 | 0 | 13.3599 | 22.1563 | 77.9116 | 0 | 3.4603 | 42.0884 | 0 | 0 | 0
4124 | 117.2615 | 0 | 117.2615 | 55 | 16.9288 | 10.8733 | 10 | 12.4594 | 0 | 12.4594 | 0 | 0 | 0 | 0 | 12 | 0 | 0 | 0 | 12 | 8.823 | 81.9288 | 0 | 3.5178 | 38.0712 | 0 | 0 | -1.4211e-14
4125 | 114.4746 | 0 | 114.4746 | 55 | 15.463 | 10.2337 | 10 | 15.8372 | 0 | 15.8372 | 0 | 0 | 0 | 0 | 7.9407 | 0 | 0 | 0 | 7.9407 | 0 | 80.463 | 0 | 3.4342 | 39.537 | 0 | 0 | 0
4126 | 110.0219 | 0 | 110.0219 | 55 | 19.8052 | 9.8172 | 10 | 15.3996 | 0 | 15.3996 | 0 | 0 | 0 | 0 | 0 | 0 | 0 | 0 | 0 | 0 | 84.8052 | 0 | 3.3007 | 35.1948 | 0 | 0 | 0
4127 | 108.1002 | 0 | 108.1002 | 55 | 18.5233 | 9.6688 | 10 | 14.908 | 0 | 14.908 | 0 | 0 | 0 | 0 | 0 | 0 | 0 | 0 | 0 | 0 | 83.5233 | 0 | 3.243 | 36.4767 | 0 | 0 | 0
4128 | 97.1465 | 0 | 97.1465 | 55 | 8.3503 | 8.4911 | 10 | 15.305 | 0 | 15.305 | 0 | 0 | 0 | 0 | 0 | 0 | 0 | 0 | 0 | 0 | 73.3503 | 0 | 2.9144 | 31.6497 | 0 | 0 | 0
4129 | 96.3234 | 0 | 96.3234 | 55 | 5.9436 | 8.2125 | 10 | 17.1673 | 0 | 17.1673 | 0 | 0 | 0 | 0 | 0 | 0 | 0 | 0 | 0 | 0 | 70.9436 | 0 | 2.8897 | 34.0564 | 0 | 1.4211e-14 | 0
4130 | 99.5208 | 0 | 99.5208 | 55 | 9.2252 | 8.5924 | 10 | 16.7032 | 0 | 16.7032 | 0 | 0 | 0 | 0 | 0 | 0 | 0 | 0 | 0 | 0 | 74.2252 | 0 | 2.9856 | 30.7748 | 0 | 1.4211e-14 | 0
4131 | 97.3912 | 0 | 97.3912 | 55 | 10.1301 | 8.6972 | 10 | 13.564 | 0 | 13.564 | 0 | 0 | 0 | 0 | 0 | 0 | 0 | 0 | 0 | 0 | 75.1301 | 0 | 2.9217 | 29.8699 | 0 | 0 | 0
4132 | 97.9165 | 0 | 97.9165 | 55 | 7.715 | 8.4176 | 10 | 16.7839 | 0 | 16.7839 | 0 | 0 | 0 | 0 | 0 | 0 | 0 | 0 | 0 | 0 | 72.715 | 0 | 2.9375 | 32.285 | 0 | 0 | 0
4133 | 100.0748 | 0 | 100.0748 | 55 | 12.0502 | 8.9194 | 10 | 14.1051 | 0 | 14.1051 | 0 | 0 | 0 | 0 | 0 | 0 | 0 | 0 | 0 | 0 | 77.0502 | 0 | 3.0022 | 27.9498 | 0 | 0 | 0
4134 | 101.9367 | 0 | 101.9367 | 55 | 13.8989 | 9.1334 | 10 | 13.9044 | 0 | 13.9044 | 0 | 0 | 0 | 0 | 0 | 0 | 0 | 0 | 0 | 0 | 78.8989 | 0 | 3.0581 | 26.1011 | 0 | 0 | 0
4135 | 98.0724 | 0 | 98.0724 | 53.3743 | 2 | 7.5678 | 10 | 12.6136 | 12.5166 | 12.6136 | 12.5166 | 0 | 0 | 0 | 0 | 0 | 0 | 0 | 0 | 0 | 65.3743 | 0 | 2.9422 | 39.6257 | 0 | 0 | 0
4136 | 99.5945 | 0 | 99.5945 | 46.0953 | 2 | 6.7252 | 10 | 12.6524 | 22.1217 | 12.6524 | 22.1217 | 0 | 0 | 0 | 0 | 0 | 0 | 0 | 0 | 0 | 58.0953 | 0 | 2.9878 | 46.9047 | 0 | 1.4211e-14 | 0
4137 | 97.564 | 0 | 97.564 | 42.9 | 2 | 3.7046 | 4 | 14.4229 | 30.5364 | 14.4229 | 30.5364 | 0 | 0 | 0 | 0 | 0 | 0 | 0 | 0 | 0 | 48.9 | 0 | 2.9269 | 57.8531 | 0 | 0 | -1.4211e-14
4138 | 96.3527 | 0 | 96.3527 | 42.9 | 2 | 0 | 4 | 13.5532 | 39.024 | 13.5532 | 39.024 | 0 | 0 | 5.1244 | 0 | 0 | 0 | 5.1244 | 0 | 4.612 | 48.9 | 0 | 2.8906 | 60.6418 | 0 | 0 | 0
4139 | 97.3935 | 0 | 97.3935 | 42.9 | 2 | 0 | 4 | 10.8665 | 42.324 | 10.8665 | 42.324 | 0 | 0 | 4.697 | 0 | 0 | 0 | 4.697 | 0 | 8.8393 | 48.9 | 0 | 2.9218 | 60.6861 | 0 | 0 | 0
4140 | 98.0936 | 0 | 98.0936 | 42.9 | 2 | 0 | 4 | 12.8068 | 41.1766 | 12.8068 | 41.1766 | 0 | 0 | 4.7898 | 0 | 0 | 0 | 4.7898 | 0 | 13.1502 | 48.9 | 0 | 2.9428 | 60.6765 | 0 | 0 | 0
4141 | 96.1651 | 0 | 96.1651 | 42.9 | 2 | 0 | 4 | 12.5375 | 43.7286 | 12.5375 | 43.7286 | 0 | 0 | 9.001 | 0 | 0 | 0 | 9.001 | 0 | 21.2511 | 48.9 | 0 | 2.885 | 60.2396 | 0 | 0 | 0
4142 | 95.7048 | 0 | 95.7048 | 42.9 | 2 | 0 | 4 | 12.8432 | 41.9811 | 12.8432 | 41.9811 | 0 | 0 | 8.0195 | 0 | 0 | 0 | 8.0195 | 0 | 28.4686 | 48.9 | 0 | 2.8711 | 60.3414 | 0 | 0 | 0
4143 | 94.004 | 0 | 94.004 | 42.9 | 2 | 0.91504 | 4 | 11.5403 | 32.6487 | 11.5403 | 32.6487 | 0 | 0 | 0 | 0 | 0 | 0 | 0 | 0 | 28.4686 | 48.9 | 0 | 2.8201 | 72.3533 | 0 | 0 | 0
4144 | 98.1374 | 0 | 98.1374 | 47.2142 | 2 | 6.8547 | 10 | 11.5757 | 20.4928 | 11.5757 | 20.4928 | 0 | 0 | 0 | 0 | 0 | 0 | 0 | 0 | 28.4686 | 59.2142 | 0 | 2.9441 | 57.7858 | 0 | 1.4211e-14 | 0
4145 | 105.0613 | 0 | 105.0613 | 53.266 | 2 | 8.2008 | 10 | 13.9738 | 12.0442 | 13.9738 | 12.0442 | 0 | 0 | 0 | 5.5765 | 0 | 0 | 0 | 5.5765 | 22.2725 | 65.266 | 0 | 3.1518 | 46.1575 | 0 | 0 | 0
4146 | 109.7595 | 0 | 109.7595 | 55 | 7.9203 | 9.8305 | 10 | 15.0087 | 5.5266e-15 | 15.0087 | 5.5266e-15 | 0 | 0 | 0 | 12 | 0 | 0 | 0 | 12 | 8.9392 | 72.9203 | 0 | 3.2928 | 32.0797 | 0 | 0 | 0
4147 | 115.0551 | 0 | 115.0551 | 55 | 16.1646 | 10.3271 | 10 | 15.5182 | 0 | 15.5182 | 0 | 0 | 0 | 0 | 8.0453 | 0 | 0 | 0 | 8.0453 | -1.7764e-15 | 81.1646 | 0 | 3.4517 | 23.8354 | 0 | 0 | 0
4148 | 118.6609 | 0 | 118.6609 | 55 | 27.6857 | 10.7294 | 10 | 15.2458 | 0 | 15.2458 | 0 | 0 | 0 | 0 | -1.5987e-15 | 0 | 0 | 0 | -1.5987e-15 | 0 | 92.6857 | 0 | 3.5598 | 12.3143 | 0 | 0 | -1.4211e-14
4149 | 114.5855 | 0 | 114.5855 | 55 | 23.9091 | 10.2922 | 10 | 15.3842 | 0 | 15.3842 | 0 | 0 | 0 | 0 | 0 | 0 | 0 | 0 | 0 | 0 | 88.9091 | 0 | 3.4376 | 16.0909 | 0 | 0 | 0
4150 | 111.3638 | 0 | 111.3638 | 55 | 20.681 | 9.9186 | 10 | 15.7642 | 0 | 15.7642 | 0 | 0 | 0 | 0 | 0 | 0 | 0 | 0 | 0 | 0 | 85.681 | 0 | 3.3409 | 19.319 | 0 | 0 | 0
4151 | 105.7711 | 0 | 105.7711 | 55 | 16.1474 | 9.3937 | 10 | 15.2299 | 0 | 15.2299 | 0 | 0 | 0 | 0 | 0 | 0 | 0 | 0 | 0 | 0 | 81.1474 | 0 | 3.1731 | 23.8526 | 0 | 0 | 0
4152 | 96.1332 | 0 | 96.1332 | 55 | 10.4205 | 8.7308 | 10 | 11.982 | 0 | 11.982 | 0 | 0 | 0 | 0 | 0 | 0 | 0 | 0 | 0 | 0 | 75.4205 | 0 | 2.884 | 44.5795 | 0 | 0 | 0
4153 | 98.6456 | 0 | 98.6456 | 55 | 11.6516 | 8.8733 | 10 | 13.1206 | 0 | 13.1206 | 0 | 0 | 0 | 0 | 0 | 0 | 0 | 0 | 0 | 0 | 76.6516 | 0 | 2.9594 | 43.3484 | 0 | 0 | 0
4154 | 99.5898 | 0 | 99.5898 | 55 | 13.931 | 9.1372 | 10 | 11.5217 | 0 | 11.5217 | 0 | 0 | 0 | 0 | 0 | 0 | 0 | 0 | 0 | 0 | 78.931 | 0 | 2.9877 | 41.069 | 0 | 0 | 0
4155 | 101.6762 | 0 | 101.6762 | 55 | 15.6725 | 9.3388 | 10 | 11.6649 | 0 | 11.6649 | 0 | 0 | 0 | 0 | 0 | 0 | 0 | 0 | 0 | 0 | 80.6725 | 0 | 3.0503 | 39.3275 | 0 | 0 | 0
4156 | 98.9423 | 0 | 98.9423 | 55 | 12.0056 | 8.9143 | 10 | 13.0224 | 0 | 13.0224 | 0 | 0 | 0 | 0 | 0 | 0 | 0 | 0 | 0 | 0 | 77.0056 | 0 | 2.9683 | 42.9944 | 0 | 0 | 0
4157 | 103.2417 | 0 | 103.2417 | 55 | 16.6141 | 9.4478 | 10 | 12.1799 | 0 | 12.1799 | 0 | 0 | 0 | 0 | 0 | 0 | 0 | 0 | 0 | 0 | 81.6141 | 0 | 3.0973 | 38.3859 | 0 | 0 | 0
4158 | 102.0281 | 0 | 102.0281 | 55 | 15.0714 | 9.2692 | 10 | 12.6876 | 0 | 12.6876 | 0 | 0 | 0 | 0 | 0 | 0 | 0 | 0 | 0 | 0 | 80.0714 | 0 | 3.0608 | 39.9286 | 0 | 0 | -1.4211e-14
4159 | 100.4471 | 0 | 100.4471 | 54.3914 | 2.75 | 7.7724 | 10 | 11.4697 | 14.0635 | 11.4697 | 14.0635 | 0 | 0 | 0 | 0 | 0 | 0 | 0 | 0 | 0 | 67.1414 | 0 | 3.0134 | 52.8586 | 0 | 0 | 0
4160 | 102.6455 | 0 | 102.6455 | 46.5015 | 2.75 | 6.859 | 10 | 10.3002 | 26.2347 | 10.3002 | 26.2347 | 0 | 0 | 0 | 0 | 0 | 0 | 0 | 0 | 0 | 59.2515 | 0 | 3.0794 | 60.7485 | 0 | 1.4211e-14 | 0
4161 | 101.0515 | 0 | 101.0515 | 42.9 | 2.75 | 0 | 4 | 12.2637 | 40.6733 | 12.2637 | 40.6733 | 0 | 0 | 1.5355 | 0 | 0 | 0 | 1.5355 | 0 | 1.382 | 49.65 | 0 | 3.0315 | 75.3419 | 0 | 0 | 0
4162 | 101.531 | 0 | 101.531 | 42.9 | 2.75 | 1.1592 | 4 | 9.4503 | 41.2716 | 9.4503 | 41.2716 | 0 | 0 | 0 | 0 | 0 | 0 | 0 | 0 | 1.382 | 49.65 | 0 | 3.0459 | 75.7061 | 0 | 0 | 0
4163 | 98.8519 | 0 | 98.8519 | 42.9 | 2.75 | 7.1054e-15 | 4 | 10.6938 | 48.4242 | 10.6938 | 48.4242 | 0 | 0 | 9.9161 | 0 | 0 | 0 | 9.9161 | 0 | 10.3065 | 49.65 | 0 | 2.9656 | 74.4724 | 0 | 0 | 0
4164 | 96.6754 | 0 | 96.6754 | 42.9 | 2.75 | 0 | 4 | 12.261 | 51.8949 | 12.261 | 51.8949 | 0 | 0 | 12 | 0 | 5.1305 | 0 | 17.1305 | 0 | 25.8366 | 49.65 | 0 | 2.9003 | 73.7239 | 0 | 0 | 0
4165 | 97.2345 | 0 | 97.2345 | 42.9 | 2.75 | 0 | 4 | 12.3861 | 53.2963 | 12.3861 | 53.2963 | 0 | 0 | 12 | 0 | 6.098 | 0 | 18.098 | 0 | 42.2586 | 49.65 | 0 | 2.917 | 73.6236 | 0 | 0 | 0
4166 | 95.3028 | 0 | 95.3028 | 42.9 | 2.75 | 0 | 4 | 9.791 | 49.153 | 9.791 | 49.153 | 0 | 0 | 12 | 0 | 1.2911 | 0 | 13.2911 | 0 | 54.249 | 49.65 | 0 | 2.8591 | 74.1223 | 0 | 0 | 0
4167 | 94.8192 | 0 | 94.8192 | 42.9 | 2.75 | 0 | 4 | 9.0737 | 38.2756 | 9.0737 | 38.2756 | 0 | 0 | 2.1801 | 0 | 0 | 0 | 2.1801 | 0 | 56.211 | 49.65 | 0 | 2.8446 | 85.2751 | 0 | 0 | 0
4168 | 98.7624 | 0 | 98.7624 | 42.9 | 2.75 | 6.1686 | 7.6375 | 11.4068 | 27.8995 | 11.4068 | 27.8995 | 0 | 0 | 0 | 0 | 0 | 0 | 0 | 0 | 56.211 | 53.2875 | 0 | 2.9629 | 88.7125 | 0 | 0 | 0
4169 | 106.7462 | 0 | 106.7462 | 52.5891 | 2.75 | 8.4206 | 10 | 12.7884 | 12.7966 | 12.7884 | 12.7966 | 0 | 0 | 0 | 0 | 0 | 7.4015 | 0 | 7.4015 | 48.183 | 65.3391 | 0 | 3.2024 | 69.2594 | 0 | 0 | 0
4170 | 110.4249 | 0 | 110.4249 | 55 | 8.5724 | 10.2811 | 10 | 11.3312 | 6.4204e-15 | 11.3312 | 6.4204e-15 | 0 | 0 | 0 | 12 | 0 | 3.2402 | 0 | 15.2402 | 31.3352 | 73.5724 | 0 | 3.3127 | 46.4276 | 0 | 1.4211e-14 | 0
4171 | 116.6558 | 0 | 116.6558 | 55 | 16.4961 | 10.8233 | 10 | 12.3364 | 0 | 12.3364 | 0 | 0 | 0 | 0 | 12 | 0 | 0 | 0 | 12 | 18.0019 | 81.4961 | 0 | 3.4997 | 38.5039 | 0 | 0 | 0
4172 | 122.3147 | 0 | 122.3147 | 55 | 22.5097 | 11.5194 | 10 | 11.2856 | 0 | 11.2856 | 0 | 0 | 0 | 0 | 12 | 0 | 0 | 0 | 12 | 4.6685 | 87.5097 | 0 | 3.6694 | 32.4903 | 0 | 0 | 0
4173 | 115.2354 | 0 | 115.2354 | 55 | 22.386 | 10.6023 | 10 | 13.0455 | 0 | 13.0455 | 0 | 0 | 0 | 0 | 4.2017 | 0 | 0 | 0 | 4.2017 | -8.8818e-16 | 87.386 | 0 | 3.4571 | 32.614 | 0 | 0 | 0
4174 | 110.9801 | 0 | 110.9801 | 55 | 23.5886 | 10.2551 | 10 | 12.1363 | 0 | 12.1363 | 0 | 0 | 0 | 0 | -7.9936e-16 | 0 | 0 | 0 | -7.9936e-16 | 0 | 88.5886 | 0 | 3.3294 | 31.4114 | 0 | 1.4211e-14 | 0
4175 | 107.7621 | 0 | 107.7621 | 55 | 20.0722 | 9.8481 | 10 | 12.8418 | 0 | 12.8418 | 0 | 0 | 0 | 0 | 0 | 0 | 0 | 0 | 0 | 0 | 85.0722 | 0 | 3.2329 | 34.9278 | 0 | 0 | 0
4176 | 93.3171 | 0 | 93.3171 | 55 | 4.8578 | 8.0868 | 10 | 15.3725 | 0 | 15.3725 | 0 | 0 | 0 | 0 | 0 | 0 | 0 | 0 | 0 | 0 | 69.8578 | 0 | 2.7995 | 35.1422 | 0 | 0 | 0
4177 | 94.1385 | 0 | 94.1385 | 55 | 5.1614 | 8.122 | 10 | 15.8551 | 0 | 15.8551 | 0 | 0 | 0 | 0 | 0 | 0 | 0 | 0 | 0 | 0 | 70.1614 | 0 | 2.8242 | 34.8386 | 0 | 0 | 0
4178 | 98.0378 | 0 | 98.0378 | 55 | 9.0626 | 8.5736 | 10 | 15.4017 | 0 | 15.4017 | 0 | 0 | 0 | 0 | 0 | 0 | 0 | 0 | 0 | 0 | 74.0626 | 0 | 2.9411 | 30.9374 | 0 | 1.4211e-14 | 0
4179 | 98.1027 | 0 | 98.1027 | 55 | 8.4876 | 8.507 | 10 | 16.1081 | 0 | 16.1081 | 0 | 0 | 0 | 0 | 0 | 0 | 0 | 0 | 0 | 0 | 73.4876 | 0 | 2.9431 | 31.5124 | 0 | 0 | 0
4180 | 98.118 | 0 | 98.118 | 55 | 10.3473 | 8.7223 | 10 | 14.0484 | 0 | 14.0484 | 0 | 0 | 0 | 0 | 0 | 0 | 0 | 0 | 0 | 0 | 75.3473 | 0 | 2.9435 | 29.6527 | 0 | 0 | 0
4181 | 96.794 | 0 | 96.794 | 55 | 11.4998 | 8.8557 | 10 | 11.4384 | 0 | 11.4384 | 0 | 0 | 0 | 0 | 0 | 0 | 0 | 0 | 0 | 0 | 76.4998 | 0 | 2.9038 | 28.5002 | 0 | 0 | 0
4182 | 100.6559 | 0 | 100.6559 | 55 | 12.6223 | 8.9857 | 10 | 14.0479 | 0 | 14.0479 | 0 | 0 | 0 | 0 | 0 | 0 | 0 | 0 | 0 | 0 | 77.6223 | 0 | 3.0197 | 27.3777 | 0 | 0 | 0
4183 | 100.8113 | 0 | 100.8113 | 55 | 2.1256 | 7.7706 | 10 | 12.7867 | 13.1284 | 12.7867 | 13.1284 | 0 | 0 | 0 | 0 | 0 | 0 | 0 | 0 | 0 | 67.1256 | 0 | 3.0243 | 37.8744 | 0 | 0 | 0
4184 | 98.471 | 0 | 98.471 | 43.2204 | 2 | 6.3924 | 10 | 13.157 | 23.7012 | 13.157 | 23.7012 | 0 | 0 | 0 | 0 | 0 | 0 | 0 | 0 | 0 | 55.2204 | 0 | 2.9541 | 49.7796 | 0 | 0 | 0
4185 | 99.3502 | 0 | 99.3502 | 42.9 | 2 | 2.0064 | 4 | 12.8607 | 35.5831 | 12.8607 | 35.5831 | 0 | 0 | 0 | 0 | 0 | 0 | 0 | 0 | 0 | 48.9 | 0 | 2.9805 | 59.3752 | 0 | 0 | 0
4186 | 98.4748 | 0 | 98.4748 | 42.9 | 2 | 0 | 4 | 12.848 | 41.4047 | 12.848 | 41.4047 | 0 | 0 | 4.6779 | 0 | 0 | 0 | 4.6779 | 0 | 4.2101 | 48.9 | 0 | 2.9542 | 60.6881 | 0 | 0 | 0
4187 | 94.0317 | 0 | 94.0317 | 42.9 | 2 | 0 | 4 | 10.8521 | 44.3986 | 10.8521 | 44.3986 | 0 | 0 | 10.119 | 0 | 0 | 0 | 10.119 | 0 | 13.3172 | 48.9 | 0 | 2.821 | 60.1236 | 0 | 0 | 0
4188 | 95.708 | 0 | 95.708 | 42.9 | 2 | 7.1054e-15 | 4 | 10.7229 | 45.5303 | 10.7229 | 45.5303 | 0 | 0 | 9.4452 | 0 | 0 | 0 | 9.4452 | 0 | 21.8179 | 48.9 | 0 | 2.8712 | 60.1935 | 0 | 1.4211e-14 | 0
4189 | 96.2913 | 0 | 96.2913 | 42.9 | 2 | 0 | 4 | 9.9583 | 44.8512 | 9.9583 | 44.8512 | 0 | 0 | 7.4182 | 0 | 0 | 0 | 7.4182 | 0 | 28.4943 | 48.9 | 0 | 2.8887 | 60.4038 | 0 | 0 | 0
4190 | 93.4334 | 0 | 93.4334 | 42.9 | 2 | 0 | 4 | 11.1905 | 40.0972 | 11.1905 | 40.0972 | 0 | 0 | 6.7543 | 0 | 0 | 0 | 6.7543 | 0 | 34.5732 | 48.9 | 0 | 2.803 | 60.4727 | 0 | 0 | 0
4191 | 91.6698 | 0 | 91.6698 | 42.9 | 2 | 0 | 4 | 11.7953 | 34.1805 | 11.7953 | 34.1805 | 0 | 0 | 3.2059 | 0 | 0 | 0 | 3.2059 | 0 | 37.4585 | 48.9 | 0 | 2.7501 | 60.8408 | 0 | 0 | 0
4192 | 98.2097 | 0 | 98.2097 | 44.0939 | 2 | 6.4935 | 10 | 11.3267 | 24.2956 | 11.3267 | 24.2956 | 0 | 0 | 0 | 0 | 0 | 0 | 0 | 0 | 37.4585 | 56.0939 | 0 | 2.9463 | 60.9061 | 0 | 0 | 0
4193 | 103.7886 | 0 | 103.7886 | 49.9604 | 2 | 8.2827 | 10 | 12.279 | 11.6768 | 12.279 | 11.6768 | 0 | 0 | 0 | 9.5896 | 0 | 0 | 0 | 9.5896 | 26.8033 | 61.9604 | 0 | 3.1137 | 45.45 | 0 | 0 | -1.4211e-14
4194 | 107.0278 | 0 | 107.0278 | 55 | 8.7718 | 9.9291 | 10 | 11.3269 | 5.7751e-15 | 11.3269 | 5.7751e-15 | 0 | 0 | 0 | 12 | 0 | 0 | 0 | 12 | 13.47 | 73.7718 | 0 | 3.2108 | 31.2282 | 0 | 0 | 0
4195 | 110.4635 | 0 | 110.4635 | 55 | 10.1788 | 10.0919 | 10 | 13.1928 | 0 | 13.1928 | 0 | 0 | 0 | 0 | 12 | 0 | 0 | 0 | 12 | 0.13668 | 75.1788 | 0 | 3.3139 | 29.8212 | 0 | 0 | 0
4196 | 116.8757 | 0 | 116.8757 | 55 | 26.3579 | 10.59 | 10 | 14.8048 | 0 | 14.8048 | 0 | 0 | 0 | 0 | 0.12301 | 0 | 0 | 0 | 0.12301 | 0 | 91.3579 | 0 | 3.5063 | 13.6421 | 0 | 0 | 0
4197 | 111.2091 | 0 | 111.2091 | 55 | 22.484 | 10.1273 | 10 | 13.5979 | 0 | 13.5979 | 0 | 0 | 0 | 0 | 0 | 0 | 0 | 0 | 0 | 0 | 87.484 | 0 | 3.3363 | 17.516 | 0 | 0 | -1.4211e-14
4198 | 106.695 | 0 | 106.695 | 55 | 17.9948 | 9.6076 | 10 | 14.0927 | 0 | 14.0927 | 0 | 0 | 0 | 0 | 0 | 0 | 0 | 0 | 0 | 0 | 82.9948 | 0 | 3.2009 | 22.0052 | 0 | 0 | 0
4199 | 106.5009 | 0 | 106.5009 | 55 | 18.5166 | 9.668 | 10 | 13.3163 | 0 | 13.3163 | 0 | 0 | 0 | 0 | 0 | 0 | 0 | 0 | 0 | 0 | 83.5166 | 0 | 3.195 | 21.4834 | 0 | 1.4211e-14 | 0
4200 | 92.4668 | 0 | 92.4668 | 55 | 4.6048 | 8.0576 | 10 | 14.8045 | 0 | 14.8045 | 0 | 0 | 0 | 0 | 0 | 0 | 0 | 0 | 0 | 0 | 69.6048 | 0 | 2.774 | 35.3952 | 0 | 0 | 0
4201 | 96.7579 | 0 | 96.7579 | 55 | 7.7712 | 8.4241 | 10 | 15.5626 | 0 | 15.5626 | 0 | 0 | 0 | 0 | 0 | 0 | 0 | 0 | 0 | 0 | 72.7712 | 0 | 2.9027 | 32.2288 | 0 | 0 | 0
4202 | 96.6366 | 0 | 96.6366 | 55 | 9.392 | 8.6117 | 10 | 13.6328 | 0 | 13.6328 | 0 | 0 | 0 | 0 | 0 | 0 | 0 | 0 | 0 | 0 | 74.392 | 0 | 2.8991 | 30.608 | 0 | 1.4211e-14 | 0
4203 | 95.9163 | 0 | 95.9163 | 55 | 8.0678 | 8.4584 | 10 | 14.3901 | 0 | 14.3901 | 0 | 0 | 0 | 0 | 0 | 0 | 0 | 0 | 0 | 0 | 73.0678 | 0 | 2.8775 | 31.9322 | 0 | 0 | 0
4204 | 99.5162 | 0 | 99.5162 | 55 | 11.9579 | 8.9088 | 10 | 13.6495 | 0 | 13.6495 | 0 | 0 | 0 | 0 | 0 | 0 | 0 | 0 | 0 | 0 | 76.9579 | 0 | 2.9855 | 28.0421 | 0 | 0 | 0
4205 | 99.2114 | 0 | 99.2114 | 55 | 11.5283 | 8.859 | 10 | 13.8241 | 0 | 13.8241 | 0 | 0 | 0 | 0 | 0 | 0 | 0 | 0 | 0 | 0 | 76.5283 | 0 | 2.9763 | 28.4717 | 0 | 1.4211e-14 | 0
4206 | 95.8931 | 0 | 95.8931 | 55 | 10.6742 | 8.7602 | 10 | 11.4588 | 0 | 11.4588 | 0 | 0 | 0 | 0 | 0 | 0 | 0 | 0 | 0 | 0 | 75.6742 | 0 | 2.8768 | 29.3258 | 0 | 0 | -1.4211e-14
4207 | 99.6601 | 0 | 99.6601 | 53.7304 | 2 | 7.609 | 10 | 12.8316 | 13.489 | 12.8316 | 13.489 | 0 | 0 | 0 | 0 | 0 | 0 | 0 | 0 | 0 | 65.7304 | 0 | 2.9898 | 39.2696 | 0 | 0 | 0
4208 | 98.0366 | 0 | 98.0366 | 42.9 | 2 | 6.1829 | 8.511 | 11.8038 | 26.6389 | 11.8038 | 26.6389 | 0 | 0 | 0 | 0 | 0 | 0 | 0 | 0 | 0 | 53.411 | 0 | 2.9411 | 51.589 | 0 | 0 | 0
4209 | 99.3878 | 0 | 99.3878 | 42.9 | 2 | 0.54111 | 4 | 12.5429 | 37.4038 | 12.5429 | 37.4038 | 0 | 0 | 0 | 0 | 0 | 0 | 0 | 0 | 0 | 48.9 | 0 | 2.9816 | 60.6885 | 0 | 0 | 0
4210 | 95.4441 | 0 | 95.4441 | 42.9 | 2 | 0 | 4 | 10.8053 | 49.5883 | 10.8053 | 49.5883 | 0 | 0 | 12 | 0 | 1.8495 | 0 | 13.8495 | 0 | 12.5051 | 48.9 | 0 | 2.8633 | 59.7365 | 0 | 0 | 0
4211 | 96.6555 | 0 | 96.6555 | 42.9 | 2 | 0 | 4 | 10.6772 | 53.9754 | 10.6772 | 53.9754 | 0 | 0 | 12 | 0 | 4.8971 | 0 | 16.8971 | 0 | 27.8201 | 48.9 | 0 | 2.8997 | 59.4203 | 0 | 0 | 0
4212 | 94.1548 | 0 | 94.1548 | 42.9 | 2 | 7.1054e-15 | 4 | 12.938 | 46.8547 | 12.938 | 46.8547 | 0 | 0 | 12 | 0 | 2.5379 | 0 | 14.5379 | 0 | 40.9599 | 48.9 | 0 | 2.8246 | 59.6651 | 0 | 0 | 0
4213 | 91.914 | 0 | 91.914 | 42.9 | 2 | 7.1054e-15 | 4 | 13.3419 | 53.5084 | 12.9754 | 52.0385 | 0.3665 | 1.4699 | 12 | 0 | 10 | 0 | 22 | 0 | 60.9794 | 48.9 | 0 | 2.7574 | 58.7004 | 0 | 0 | 0
4214 | 94.929 | 0 | 94.929 | 42.9 | 2 | 0 | 4 | 11.2035 | 47.6459 | 10.2366 | 43.5342 | 0.96683 | 4.1117 | 5.3333 | 0 | 2.4085 | 0 | 7.7419 | 0 | 68 | 48.9 | 0 | 2.8479 | 59.8433 | 0 | 1.7764e-15 | 0
4215 | 93.3731 | 0 | 93.3731 | 42.9 | 2 | 0 | 4 | 13.0668 | 33.9734 | 12.3537 | 32.1194 | 0.7131 | 1.8541 | 0 | 0 | 0 | 0 | 0 | 0 | 68 | 48.9 | 0 | 2.8012 | 82.9071 | 0 | 0 | -1.4211e-14
4216 | 95.0918 | 0 | 95.0918 | 42.9 | 2 | 5.9366 | 6.3831 | 10.9511 | 26.921 | 10.9511 | 26.921 | 0 | 0 | 0 | 0 | 0 | 0 | 0 | 0 | 68 | 51.2831 | 0 | 2.8528 | 75.7169 | 0 | 0 | -1.4211e-14
4217 | 101.6553 | 0 | 101.6553 | 54.4179 | 2 | 7.772 | 10 | 12.0097 | 14.7359 | 12.0097 | 14.7359 | 0 | 0 | 0 | 0 | 0 | 0.71991 | 0 | 0.71991 | 67.2192 | 66.4179 | 0 | 3.0497 | 59.8622 | 0 | 0 | 0
4218 | 105.6567 | 0 | 105.6567 | 52.7579 | 2 | 9.6995 | 10 | 12.1689 | 6.6924e-15 | 12.1689 | 6.6924e-15 | 0 | 0 | 0 | 9.0305 | 0 | 10 | 0 | 19.0305 | 46.3387 | 64.7579 | 0 | 3.1697 | 43.2116 | 0 | 0 | 0
4219 | 109.1222 | 0 | 109.1222 | 54.3358 | 2 | 9.9619 | 10 | 13.1054 | 0 | 13.1054 | 0 | 0 | 0 | 0 | 12 | 0 | 7.7192 | 0 | 19.7192 | 24.6328 | 66.3358 | 0 | 3.2737 | 38.6642 | 0 | 0 | 0
4220 | 115.1148 | 0 | 115.1148 | 55 | 14.052 | 10.5403 | 10 | 13.5225 | 0 | 13.5225 | 0 | 0 | 0 | 0 | 12 | 0 | 0 | 0 | 12 | 11.2994 | 79.052 | 0 | 3.4534 | 25.948 | 0 | 0 | 0
4221 | 112.0304 | 0 | 112.0304 | 55 | 11.7119 | 10.0575 | 10 | 15.0915 | 0 | 15.0915 | 0 | 0 | 0 | 0 | 10.1695 | 0 | 0 | 0 | 10.1695 | 0 | 76.7119 | 0 | 3.3609 | 28.2881 | 0 | 0 | 0
4222 | 107.0445 | 0 | 107.0445 | 55 | 16.184 | 9.398 | 10 | 16.4625 | 0 | 16.4625 | 0 | 0 | 0 | 0 | 0 | 0 | 0 | 0 | 0 | 0 | 81.184 | 0 | 3.2113 | 23.816 | 0 | 0 | 0
4223 | 104.1269 | 0 | 104.1269 | 55 | 13.4567 | 9.0823 | 10 | 16.5879 | 0 | 16.5879 | 0 | 0 | 0 | 0 | 0 | 0 | 0 | 0 | 0 | 0 | 78.4567 | 0 | 3.1238 | 26.5433 | 0 | 0 | 0
4224 | 95.9001 | 0 | 95.9001 | 55 | 5.4412 | 8.1544 | 10 | 17.3045 | 0 | 17.3045 | 0 | 0 | 0 | 0 | 0 | 0 | 0 | 0 | 0 | 0 | 70.4412 | 0 | 2.877 | 34.5588 | 0 | 0 | 0
4225 | 100.4539 | 0 | 100.4539 | 55 | 9.9694 | 8.6786 | 10 | 16.806 | 0 | 16.806 | 0 | 0 | 0 | 0 | 0 | 0 | 0 | 0 | 0 | 0 | 74.9694 | 0 | 3.0136 | 30.0306 | 0 | 0 | -1.4211e-14
4226 | 97.589 | 0 | 97.589 | 55 | 8.7835 | 8.5413 | 10 | 15.2643 | 0 | 15.2643 | 0 | 0 | 0 | 0 | 0 | 0 | 0 | 0 | 0 | 0 | 73.7835 | 0 | 2.9277 | 31.2165 | 0 | 0 | 0
4227 | 99.2394 | 0 | 99.2394 | 55 | 10.3521 | 8.7229 | 10 | 15.1644 | 0 | 15.1644 | 0 | 0 | 0 | 0 | 0 | 0 | 0 | 0 | 0 | 0 | 75.3521 | 0 | 2.9772 | 29.6479 | 0 | 0 | 0
4228 | 100.5468 | 0 | 100.5468 | 55 | 12.3448 | 8.9536 | 10 | 14.2484 | 0 | 14.2484 | 0 | 0 | 0 | 0 | 0 | 0 | 0 | 0 | 0 | 0 | 77.3448 | 0 | 3.0164 | 27.6552 | 0 | 0 | 0
4229 | 99.6158 | 0 | 99.6158 | 55 | 11.3594 | 8.8395 | 10 | 14.417 | 0 | 14.417 | 0 | 0 | 0 | 0 | 0 | 0 | 0 | 0 | 0 | 0 | 76.3594 | 0 | 2.9885 | 28.6406 | 0 | 0 | 0
4230 | 102.5939 | 0 | 102.5939 | 55 | 14.6027 | 9.2149 | 10 | 13.7762 | 0 | 13.7762 | 0 | 0 | 0 | 0 | 0 | 0 | 0 | 0 | 0 | 0 | 79.6027 | 0 | 3.0778 | 25.3973 | 0 | 0 | -1.4211e-14
4231 | 100.1061 | 0 | 100.1061 | 55 | 2.0881 | 7.7662 | 10 | 14.8475 | 10.4043 | 14.8475 | 10.4043 | 0 | 0 | 0 | 0 | 0 | 0 | 0 | 0 | 0 | 67.0881 | 0 | 3.0032 | 37.9119 | 0 | 0 | 0
4232 | 102.2592 | 0 | 102.2592 | 50.5684 | 2 | 7.243 | 10 | 13.7501 | 18.6977 | 13.7501 | 18.6977 | 0 | 0 | 0 | 0 | 0 | 0 | 0 | 0 | 0 | 62.5684 | 0 | 3.0678 | 42.4316 | 0 | 0 | 0
4233 | 100.6128 | 0 | 100.6128 | 42.9 | 2 | 5.9901 | 6.8456 | 13.243 | 29.6341 | 13.243 | 29.6341 | 0 | 0 | 0 | 0 | 0 | 0 | 0 | 0 | 0 | 51.7456 | 0 | 3.0184 | 53.2544 | 0 | 0 | 0
4234 | 97.6226 | 0 | 97.6226 | 42.9 | 2 | 0.075663 | 4 | 12.5677 | 36.0792 | 12.5677 | 36.0792 | 0 | 0 | 0 | 0 | 0 | 0 | 0 | 0 | 0 | 48.9 | 0 | 2.9287 | 61.1056 | 0 | 0 | 0
4235 | 96.7727 | 0 | 96.7727 | 42.9 | 2 | 0 | 4 | 11.9661 | 40.6996 | 11.9661 | 40.6996 | 0 | 0 | 4.793 | 0 | 0 | 0 | 4.793 | 0 | 4.3137 | 48.9 | 0 | 2.9032 | 60.6762 | 0 | 0 | 0
4236 | 96.2572 | 0 | 96.2572 | 42.9 | 2 | 0 | 4 | 12.8513 | 44.3915 | 12.8513 | 44.3915 | 0 | 0 | 9.8856 | 0 | 0 | 0 | 9.8856 | 0 | 13.2108 | 48.9 | 0 | 2.8877 | 60.1478 | 0 | 0 | 0
4237 | 99.4285 | 0 | 99.4285 | 42.9 | 2 | 7.1054e-15 | 4 | 10.9896 | 40.3541 | 10.9896 | 40.3541 | 0 | 0 | 0.81518 | 0 | 0 | 0 | 0.81518 | 0 | 13.9444 | 48.9 | 0 | 2.9829 | 61.0889 | 0 | 0 | 0
4238 | 95.2457 | 0 | 95.2457 | 42.9 | 2 | 0 | 4 | 13.3053 | 34.0609 | 13.3053 | 34.0609 | 0 | 0 | 1.0205 | 0 | 0 | 0 | 1.0205 | 0 | 14.8628 | 48.9 | 0 | 2.8574 | 61.0676 | 0 | 0 | 0
4239 | 94.8444 | 0 | 94.8444 | 42.9 | 2 | 3.9293 | 4 | 13.5045 | 28.5106 | 13.5045 | 28.5106 | 0 | 0 | 0 | 0 | 0 | 0 | 0 | 0 | 14.8628 | 48.9 | 0 | 2.8453 | 69.6518 | 0 | 0 | 0
4240 | 100.0248 | 0 | 100.0248 | 48.2628 | 2 | 6.9761 | 10 | 13.6335 | 19.1524 | 13.6335 | 19.1524 | 0 | 0 | 0 | 0 | 0 | 0 | 0 | 0 | 14.8628 | 60.2628 | 0 | 3.0007 | 56.7372 | 0 | 0 | 0
4241 | 105.5085 | 0 | 105.5085 | 55 | 3.0716 | 8.4381 | 10 | 13.9808 | 10.1973 | 13.9808 | 10.1973 | 0 | 0 | 0 | 4.8207 | 0 | 0 | 0 | 4.8207 | 9.5065 | 68.0716 | 0 | 3.1653 | 44.1077 | 0 | 0 | -1.4211e-14
4242 | 108.1473 | 0 | 108.1473 | 55 | 11.4336 | 9.8385 | 10 | 13.3193 | 4.8963e-15 | 13.3193 | 4.8963e-15 | 0 | 0 | 0 | 8.5558 | 0 | 0 | 0 | 8.5558 | 0 | 76.4336 | 0 | 3.2444 | 28.5664 | 0 | 0 | -1.4211e-14
4243 | 112.8107 | 0 | 112.8107 | 55 | 23.0758 | 10.1958 | 10 | 14.5391 | 0 | 14.5391 | 0 | 0 | 0 | 0 | 0 | 0 | 0 | 0 | 0 | 0 | 88.0758 | 0 | 3.3843 | 16.9242 | 0 | 0 | -1.4211e-14
4244 | 118.6723 | 0 | 118.6723 | 55 | 28.358 | 10.8073 | 10 | 14.507 | 0 | 14.507 | 0 | 0 | 0 | 0 | 0 | 0 | 0 | 0 | 0 | 0 | 93.358 | 0 | 3.5602 | 11.642 | 0 | 0 | 0
4245 | 116.6451 | 0 | 116.6451 | 55 | 25.2307 | 10.4452 | 10 | 15.9692 | 0 | 15.9692 | 0 | 0 | 0 | 0 | 0 | 0 | 0 | 0 | 0 | 0 | 90.2307 | 0 | 3.4994 | 14.7693 | 0 | 0 | -1.4211e-14
4246 | 109.7368 | 0 | 109.7368 | 55 | 19.8233 | 9.8193 | 10 | 15.0942 | 0 | 15.0942 | 0 | 0 | 0 | 0 | 0 | 0 | 0 | 0 | 0 | 0 | 84.8233 | 0 | 3.2921 | 20.1767 | 0 | 0 | -1.4211e-14
4247 | 109.1314 | 0 | 109.1314 | 55 | 18.0023 | 9.6085 | 10 | 16.5206 | 0 | 16.5206 | 0 | 0 | 0 | 0 | 0 | 0 | 0 | 0 | 0 | 0 | 83.0023 | 0 | 3.2739 | 21.9977 | 0 | 0 | 0
4248 | 97.0018 | 0 | 97.0018 | 55 | 9.0156 | 8.5682 | 10 | 14.4181 | 0 | 14.4181 | 0 | 0 | 0 | 0 | 0 | 0 | 0 | 0 | 0 | 0 | 74.0156 | 0 | 2.9101 | 45.9844 | 0 | 1.4211e-14 | 0
4249 | 99.0125 | 0 | 99.0125 | 55 | 10.5801 | 8.7493 | 10 | 14.6832 | 0 | 14.6832 | 0 | 0 | 0 | 0 | 0 | 0 | 0 | 0 | 0 | 0 | 75.5801 | 0 | 2.9704 | 44.4199 | 0 | 1.4211e-14 | 0
4250 | 97.2628 | 0 | 97.2628 | 55 | 10.3316 | 8.7205 | 10 | 13.2107 | 0 | 13.2107 | 0 | 0 | 0 | 0 | 0 | 0 | 0 | 0 | 0 | 0 | 75.3316 | 0 | 2.9179 | 44.6684 | 0 | 0 | -1.4211e-14
4251 | 97.1817 | 0 | 97.1817 | 55 | 9.9067 | 8.6713 | 10 | 13.6036 | 0 | 13.6036 | 0 | 0 | 0 | 0 | 0 | 0 | 0 | 0 | 0 | 0 | 74.9067 | 0 | 2.9154 | 45.0933 | 0 | 0 | 0
4252 | 99.8388 | 0 | 99.8388 | 55 | 12.5967 | 8.9827 | 10 | 13.2594 | 0 | 13.2594 | 0 | 0 | 0 | 0 | 0 | 0 | 0 | 0 | 0 | 0 | 77.5967 | 0 | 2.9952 | 42.4033 | 0 | 0 | 0
4253 | 101.1178 | 0 | 101.1178 | 55 | 12.6351 | 8.9872 | 10 | 14.4956 | 0 | 14.4956 | 0 | 0 | 0 | 0 | 0 | 0 | 0 | 0 | 0 | 0 | 77.6351 | 0 | 3.0335 | 42.3649 | 0 | 0 | 0
4254 | 99.5377 | 0 | 99.5377 | 55 | 12.7851 | 9.0045 | 10 | 12.7481 | 0 | 12.7481 | 0 | 0 | 0 | 0 | 0 | 0 | 0 | 0 | 0 | 0 | 77.7851 | 0 | 2.9861 | 42.2149 | 0 | 1.4211e-14 | 0
4255 | 102.4217 | 0 | 102.4217 | 55 | 4.897 | 8.0914 | 10 | 13.4517 | 10.9816 | 13.4517 | 10.9816 | 0 | 0 | 0 | 0 | 0 | 0 | 0 | 0 | 0 | 69.897 | 0 | 3.0726 | 50.103 | 0 | 0 | 0
4256 | 100.0167 | 0 | 100.0167 | 49.9548 | 2.75 | 7.2588 | 10 | 11.2792 | 18.7739 | 11.2792 | 18.7739 | 0 | 0 | 0 | 0 | 0 | 0 | 0 | 0 | 0 | 62.7048 | 0 | 3.0005 | 57.2952 | 0 | 0 | 0
4257 | 100.6553 | 0 | 100.6553 | 42.9 | 2.75 | 6.0806 | 6.8767 | 11.78 | 30.268 | 11.78 | 30.268 | 0 | 0 | 0 | 0 | 0 | 0 | 0 | 0 | 0 | 52.5267 | 0 | 3.0197 | 67.4733 | 0 | 0 | 0
4258 | 99.6163 | 0 | 99.6163 | 42.9 | 2.75 | 5.8053 | 4.4985 | 11.0589 | 32.6036 | 11.0589 | 32.6036 | 0 | 0 | 0 | 0 | 0 | 0 | 0 | 0 | 0 | 50.1485 | 0 | 2.9885 | 69.8515 | 0 | 0 | 0
4259 | 99.7888 | 0 | 99.7888 | 42.9 | 2.75 | 1.4211e-14 | 4 | 12.1055 | 40.2173 | 12.1055 | 40.2173 | 0 | 0 | 2.184 | 0 | 0 | 0 | 2.184 | 0 | 1.9656 | 49.65 | 0 | 2.9937 | 75.2746 | 0 | 0 | 0
4260 | 98.5772 | 0 | 98.5772 | 42.9 | 2.75 | 0 | 4 | 10.4658 | 40.2427 | 10.4658 | 40.2427 | 0 | 0 | 1.7812 | 0 | 0 | 0 | 1.7812 | 0 | 3.5687 | 49.65 | 0 | 2.9573 | 75.3164 | 0 | 0 | 0
4261 | 98.2995 | 0 | 98.2995 | 42.9 | 2.75 | 0 | 4 | 11.6446 | 37.802 | 11.6446 | 37.802 | 0 | 0 | 0.79711 | 0 | 0 | 0 | 0.79711 | 0 | 4.2861 | 49.65 | 0 | 2.949 | 75.4185 | 0 | 0 | 0
4262 | 97.2121 | 0 | 97.2121 | 42.9 | 2.75 | 1.4211e-14 | 4 | 12.1132 | 37.3657 | 12.1132 | 37.3657 | 0 | 0 | 1.9168 | 0 | 0 | 0 | 1.9168 | 0 | 6.0112 | 49.65 | 0 | 2.9164 | 75.3024 | 0 | 0 | 0
4263 | 94.278 | 0 | 94.278 | 42.9 | 2.75 | 3.5177 | 4 | 12.1027 | 29.0076 | 12.1027 | 29.0076 | 0 | 0 | 0 | 0 | 0 | 0 | 0 | 0 | 6.0112 | 49.65 | 0 | 2.8283 | 77.7586 | 0 | 0 | 0
4264 | 97.4838 | 0 | 97.4838 | 47.8114 | 2.75 | 7.0107 | 10 | 11.0847 | 18.827 | 11.0847 | 18.827 | 0 | 0 | 0 | 0 | 0 | 0 | 0 | 0 | 6.0112 | 60.5614 | 0 | 2.9245 | 64.8487 | 0 | 0 | 0
4265 | 104.5827 | 0 | 104.5827 | 53.742 | 2.75 | 8.3235 | 10 | 12.692 | 11.6652 | 12.692 | 11.6652 | 0 | 0 | 0 | 5.4101 | 0 | 0 | 0 | 5.4101 | 0 | 66.492 | 0 | 3.1375 | 53.508 | 0 | 0 | 0
4266 | 108.551 | 0 | 108.551 | 55 | 20.3493 | 9.8802 | 10 | 13.3215 | 5.6426e-15 | 13.3215 | 5.6426e-15 | 0 | 0 | 0 | 0 | 0 | 0 | 0 | 0 | 0 | 85.3493 | 0 | 3.2565 | 34.6507 | 0 | 0 | 0
4267 | 115.7446 | 0 | 115.7446 | 55 | 27.2079 | 10.6741 | 10 | 12.8627 | 0 | 12.8627 | 0 | 0 | 0 | 0 | 0 | 0 | 0 | 0 | 0 | 0 | 92.2079 | 0 | 3.4723 | 27.7921 | 0 | 0 | 0
4268 | 119.9421 | 0 | 119.9421 | 55 | 30.7868 | 11.0884 | 10 | 13.0669 | 0 | 13.0669 | 0 | 0 | 0 | 0 | 0 | 0 | 0 | 0 | 0 | 0 | 95.7868 | 0 | 3.5983 | 24.2132 | 0 | 0 | 0
4269 | 113.667 | 0 | 113.667 | 55 | 24.0538 | 10.309 | 10 | 14.3043 | 0 | 14.3043 | 0 | 0 | 0 | 0 | 0 | 0 | 0 | 0 | 0 | 0 | 89.0538 | 0 | 3.41 | 30.9462 | 0 | 0 | 0
4270 | 108.1664 | 0 | 108.1664 | 55 | 18.8026 | 9.7011 | 10 | 14.6627 | 0 | 14.6627 | 0 | 0 | 0 | 0 | 0 | 0 | 0 | 0 | 0 | 0 | 83.8026 | 0 | 3.245 | 36.1974 | 0 | 0 | 0
4271 | 106.4313 | 0 | 106.4313 | 55 | 16.9134 | 9.4824 | 10 | 15.0355 | 0 | 15.0355 | 0 | 0 | 0 | 0 | 0 | 0 | 0 | 0 | 0 | 0 | 81.9134 | 0 | 3.1929 | 38.0866 | 0 | 0 | 0
4272 | 97.3013 | 0 | 97.3013 | 55 | 7.9419 | 8.4439 | 10 | 15.9156 | 0 | 15.9156 | 0 | 0 | 0 | 0 | 0 | 0 | 0 | 0 | 0 | 0 | 72.9419 | 0 | 2.919 | 47.0581 | 0 | 0 | 0
4273 | 97.0225 | 0 | 97.0225 | 55 | 7.4986 | 8.3925 | 10 | 16.1314 | 0 | 16.1314 | 0 | 0 | 0 | 0 | 0 | 0 | 0 | 0 | 0 | 0 | 72.4986 | 0 | 2.9107 | 47.5014 | 0 | 0 | 0
4274 | 97.6698 | 0 | 97.6698 | 55 | 9.7491 | 8.6531 | 10 | 14.2676 | 0 | 14.2676 | 0 | 0 | 0 | 0 | 0 | 0 | 0 | 0 | 0 | 0 | 74.7491 | 0 | 2.9301 | 45.2509 | 0 | 0 | 0
4275 | 100.4976 | 0 | 100.4976 | 55 | 11.0314 | 8.8015 | 10 | 15.6648 | 0 | 15.6648 | 0 | 0 | 0 | 0 | 0 | 0 | 0 | 0 | 0 | 0 | 76.0314 | 0 | 3.0149 | 43.9686 | 0 | 0 | 0
4276 | 98.8888 | 0 | 98.8888 | 55 | 10.6474 | 8.757 | 10 | 14.4844 | 0 | 14.4844 | 0 | 0 | 0 | 0 | 0 | 0 | 0 | 0 | 0 | 0 | 75.6474 | 0 | 2.9667 | 44.3526 | 0 | 0 | 0
4277 | 97.4895 | 0 | 97.4895 | 55 | 10.0981 | 8.6935 | 10 | 13.6979 | 0 | 13.6979 | 0 | 0 | 0 | 0 | 0 | 0 | 0 | 0 | 0 | 0 | 75.0981 | 0 | 2.9247 | 44.9019 | 0 | 0 | 0
4278 | 98.7385 | 0 | 98.7385 | 55 | 12.2059 | 8.9375 | 10 | 12.5951 | 0 | 12.5951 | 0 | 0 | 0 | 0 | 0 | 0 | 0 | 0 | 0 | 0 | 77.2059 | 0 | 2.9622 | 42.7941 | 0 | 0 | -1.4211e-14
4279 | 99.1121 | 0 | 99.1121 | 52.7825 | 2.75 | 7.5861 | 10 | 13.3959 | 12.5975 | 13.3959 | 12.5975 | 0 | 0 | 0 | 0 | 0 | 0 | 0 | 0 | 0 | 65.5325 | 0 | 2.9734 | 54.4675 | 0 | 0 | 0
4280 | 98.2562 | 0 | 98.2562 | 42.9 | 2.75 | 5.9415 | 5.6754 | 14.8466 | 26.1427 | 14.8466 | 26.1427 | 0 | 0 | 0 | 0 | 0 | 0 | 0 | 0 | 0 | 51.3254 | 0 | 2.9477 | 68.6746 | 0 | 0 | 0
4281 | 97.868 | 0 | 97.868 | 42.9 | 2.75 | 1.4211e-14 | 4 | 13.5855 | 36.5759 | 13.5855 | 36.5759 | 0 | 0 | 1.9434 | 0 | 0 | 0 | 1.9434 | 0 | 1.7491 | 49.65 | 0 | 2.936 | 75.2996 | 0 | 0 | 0
4282 | 98.7823 | 0 | 98.7823 | 42.9 | 2.75 | 7.1054e-15 | 4 | 14.4968 | 44.726 | 14.4968 | 44.726 | 0 | 0 | 10.0905 | 0 | 0 | 0 | 10.0905 | 0 | 10.8305 | 49.65 | 0 | 2.9635 | 74.4543 | 0 | 1.4211e-14 | 0
4283 | 96.0793 | 0 | 96.0793 | 42.9 | 2.75 | 0 | 4 | 13.1825 | 53.4909 | 13.1825 | 53.4909 | 0 | 0 | 12 | 0 | 8.2441 | 0 | 20.2441 | 0 | 29.2312 | 49.65 | 0 | 2.8824 | 73.4009 | 0 | 0 | 0
4284 | 97.2879 | 0 | 97.2879 | 42.9 | 2.75 | 0 | 4 | 11.3303 | 49.4156 | 11.3303 | 49.4156 | 0 | 0 | 12 | 0 | 1.108 | 0 | 13.108 | 0 | 41.0528 | 49.65 | 0 | 2.9186 | 74.1413 | 0 | 0 | 0
4285 | 94.9923 | 0 | 94.9923 | 42.9 | 2.75 | 7.1054e-15 | 4 | 12.067 | 48.0353 | 12.067 | 48.0353 | 0 | 0 | 12 | 0 | 2.76 | 0 | 14.76 | 0 | 54.3973 | 49.65 | 0 | 2.8498 | 73.9699 | 0 | 0 | 0
4286 | 95.9639 | 0 | 95.9639 | 42.9 | 2.75 | 0 | 4 | 11.3422 | 45.1464 | 11.3422 | 45.1464 | 0 | 0 | 5.2994 | 0 | 4.8753 | 0 | 10.1747 | 0 | 63.6616 | 49.65 | 0 | 2.8789 | 74.4456 | 0 | 0 | 0
4287 | 92.6673 | 0 | 92.6673 | 42.9 | 2.75 | 0 | 4 | 13.3524 | 33.1783 | 13.3524 | 33.1783 | 0 | 0 | 0 | 0 | 3.5135 | 0 | 3.5135 | 0 | 66.9009 | 49.65 | 0 | 2.78 | 87.1367 | 0 | 0 | 0
4288 | 97.6078 | 0 | 97.6078 | 42.9 | 2.75 | 6.0205 | 6.3576 | 12.7904 | 26.7893 | 12.7904 | 26.7893 | 0 | 0 | 0 | 0 | 0 | 0 | 0 | 0 | 66.9009 | 52.0076 | 0 | 2.9282 | 89.9924 | 0 | 0 | 0
4289 | 103.8902 | 0 | 103.8902 | 54.8175 | 2.75 | 7.8217 | 10 | 15.2208 | 13.2801 | 15.2208 | 13.2801 | 0 | 0 | 0 | 0 | 0 | 0 | 0 | 0 | 66.9009 | 67.5675 | 0 | 3.1167 | 74.4325 | 0 | 0 | -1.4211e-14
4290 | 107.6941 | 0 | 107.6941 | 54.3404 | 2.75 | 9.7194 | 10 | 14.0143 | 6.3209e-15 | 14.0143 | 6.3209e-15 | 0 | 0 | 0 | 6.87 | 0 | 10 | 0 | 16.87 | 48.4211 | 67.0904 | 0 | 3.2308 | 58.0396 | 0 | 0 | 0
4291 | 114.4393 | 0 | 114.4393 | 55 | 4.8236 | 10.3316 | 10 | 14.8584 | 0 | 14.8584 | 0 | 0 | 0 | 0 | 12 | 0 | 7.4257 | 0 | 19.4257 | 27.0334 | 69.8236 | 0 | 3.4332 | 50.1764 | 0 | 0 | 0
4292 | 118.553 | 0 | 118.553 | 55 | 16.8973 | 10.8697 | 10 | 13.786 | 0 | 13.786 | 0 | 0 | 0 | 0 | 12 | 0 | 0 | 0 | 12 | 13.7 | 81.8973 | 0 | 3.5566 | 38.1027 | 0 | 0 | 0
4293 | 111.9112 | 0 | 111.9112 | 55 | 8.142 | 9.8562 | 10 | 16.9131 | 0 | 16.9131 | 0 | 0 | 0 | 0 | 12 | 0 | 0 | 0 | 12 | 0.3667 | 73.142 | 0 | 3.3573 | 46.858 | 0 | 0 | 0
4294 | 107.8024 | 0 | 107.8024 | 55 | 18.3439 | 9.6862 | 10 | 14.4423 | 0 | 14.4423 | 0 | 0 | 0 | 0 | 0.33003 | 0 | 0 | 0 | 0.33003 | 0 | 83.3439 | 0 | 3.2341 | 36.6561 | 0 | 0 | 0
4295 | 105.5197 | 0 | 105.5197 | 55 | 14.8319 | 9.2415 | 10 | 16.4463 | 0 | 16.4463 | 0 | 0 | 0 | 0 | 0 | 0 | 0 | 0 | 0 | 0 | 79.8319 | 0 | 3.1656 | 40.1681 | 0 | 0 | 0
4296 | 98.361 | 0 | 98.361 | 55 | 9.8 | 8.659 | 10 | 14.902 | 0 | 14.902 | 0 | 0 | 0 | 0 | 0 | 0 | 0 | 0 | 0 | 0 | 74.8 | 0 | 2.9508 | 45.2 | 0 | 0 | 0
4297 | 100.2435 | 0 | 100.2435 | 55 | 13.429 | 9.0791 | 10 | 12.7354 | 0 | 12.7354 | 0 | 0 | 0 | 0 | 0 | 0 | 0 | 0 | 0 | 0 | 78.429 | 0 | 3.0073 | 41.571 | 0 | 0 | 0
4298 | 98.8346 | 0 | 98.8346 | 55 | 14.4061 | 9.1922 | 10 | 10.2363 | 0 | 10.2363 | 0 | 0 | 0 | 0 | 0 | 0 | 0 | 0 | 0 | 0 | 79.4061 | 0 | 2.965 | 40.5939 | 0 | 0 | 0
4299 | 102.7366 | 0 | 102.7366 | 55 | 16.1957 | 9.3993 | 10 | 12.1416 | 0 | 12.1416 | 0 | 0 | 0 | 0 | 0 | 0 | 0 | 0 | 0 | 0 | 81.1957 | 0 | 3.0821 | 38.8043 | 0 | 0 | 0
4300 | 102.8774 | 0 | 102.8774 | 55 | 17.4003 | 9.5388 | 10 | 10.9383 | 0 | 10.9383 | 0 | 0 | 0 | 0 | 0 | 0 | 0 | 0 | 0 | 0 | 82.4003 | 0 | 3.0863 | 37.5997 | 0 | 0 | 0
4301 | 99.5919 | 0 | 99.5919 | 55 | 13.7798 | 9.1197 | 10 | 11.6924 | 0 | 11.6924 | 0 | 0 | 0 | 0 | 0 | 0 | 0 | 0 | 0 | 0 | 78.7798 | 0 | 2.9878 | 41.2202 | 0 | 0 | 0
4302 | 102.169 | 0 | 102.169 | 55 | 15.6171 | 9.3324 | 10 | 12.2195 | 0 | 12.2195 | 0 | 0 | 0 | 0 | 0 | 0 | 0 | 0 | 0 | 0 | 80.6171 | 0 | 3.0651 | 39.3829 | 0 | 0 | 0
4303 | 99.0828 | 0 | 99.0828 | 55 | 3.1161 | 7.8852 | 10 | 11.9003 | 11.1812 | 11.9003 | 11.1812 | 0 | 0 | 0 | 0 | 0 | 0 | 0 | 0 | 0 | 68.1161 | 0 | 2.9725 | 51.8839 | 0 | 0 | 0
4304 | 99.0514 | 0 | 99.0514 | 47.8382 | 2.75 | 7.0138 | 10 | 11.56 | 19.8894 | 11.56 | 19.8894 | 0 | 0 | 0 | 0 | 0 | 0 | 0 | 0 | 0 | 60.5882 | 0 | 2.9715 | 59.4118 | 0 | 0 | 0
4305 | 99.4669 | 0 | 99.4669 | 42.9 | 2.75 | 5.8893 | 5.2241 | 12.0348 | 30.6688 | 12.0348 | 30.6688 | 0 | 0 | 0 | 0 | 0 | 0 | 0 | 0 | 0 | 50.8741 | 0 | 2.984 | 69.1259 | 0 | 0 | 0
4306 | 97.4506 | 0 | 97.4506 | 42.9 | 2.75 | 1.3034 | 4 | 11.5493 | 34.948 | 11.5493 | 34.948 | 0 | 0 | 0 | 0 | 0 | 0 | 0 | 0 | 0 | 49.65 | 0 | 2.9235 | 74.3331 | 0 | 0 | 0
4307 | 99.9741 | 0 | 99.9741 | 42.9 | 2.75 | 7.1054e-15 | 4 | 9.2731 | 41.9158 | 9.2731 | 41.9158 | 0 | 0 | 0.86475 | 0 | 0 | 0 | 0.86475 | 0 | 0.77828 | 49.65 | 0 | 2.9992 | 75.4115 | 0 | 1.4211e-14 | 0
4308 | 98.1452 | 0 | 98.1452 | 42.9 | 2.75 | 7.1054e-15 | 4 | 8.9421 | 43.2341 | 8.9421 | 43.2341 | 0 | 0 | 3.681 | 0 | 0 | 0 | 3.681 | 0 | 4.0912 | 49.65 | 0 | 2.9444 | 75.1193 | 0 | 0 | 0
4309 | 96.2015 | 0 | 96.2015 | 42.9 | 2.75 | 7.1054e-15 | 4 | 9.6181 | 43.0629 | 9.6181 | 43.0629 | 0 | 0 | 6.1295 | 0 | 0 | 0 | 6.1295 | 0 | 9.6077 | 49.65 | 0 | 2.886 | 74.8653 | 0 | 0 | 0
4310 | 96.7667 | 0 | 96.7667 | 42.9 | 2.75 | 0.84407 | 4 | 8.8099 | 37.4627 | 8.8099 | 37.4627 | 0 | 0 | 0 | 0 | 0 | 0 | 0 | 0 | 9.6077 | 49.65 | 0 | 2.903 | 83.3917 | 0 | 1.4211e-14 | 0
4311 | 94.1604 | 0 | 94.1604 | 42.9 | 2.75 | 4.0807 | 4 | 10.9216 | 29.5081 | 10.9216 | 29.5081 | 0 | 0 | 0 | 0 | 0 | 0 | 0 | 0 | 9.6077 | 49.65 | 0 | 2.8248 | 80.4909 | 0 | 0 | 0
4312 | 99.3282 | 0 | 99.3282 | 49.3681 | 2.75 | 7.1909 | 10 | 10.0428 | 19.9764 | 10.0428 | 19.9764 | 0 | 0 | 0 | 0 | 0 | 0 | 0 | 0 | 9.6077 | 62.1181 | 0 | 2.9798 | 66.5289 | 0 | 0 | -1.4211e-14
4313 | 105.902 | 0 | 105.902 | 54.6929 | 2.75 | 8.8083 | 10 | 10.9336 | 10.0703 | 10.9336 | 10.0703 | 0 | 0 | 0 | 8.647 | 0 | 0 | 0 | 8.647 | 0 | 67.4429 | 0 | 3.1771 | 52.5571 | 0 | 0 | 0
4314 | 110.7051 | 0 | 110.7051 | 55 | 24.1746 | 10.323 | 10 | 11.2075 | 5.2535e-15 | 11.2075 | 5.2535e-15 | 0 | 0 | 0 | 0 | 0 | 0 | 0 | 0 | 0 | 89.1746 | 0 | 3.3212 | 30.8254 | 0 | 0 | -1.4211e-14
4315 | 116.5373 | 0 | 116.5373 | 55 | 29.5709 | 10.9477 | 10 | 11.0187 | 0 | 11.0187 | 0 | 0 | 0 | 0 | 0 | 0 | 0 | 0 | 0 | 0 | 94.5709 | 0 | 3.4961 | 25.4291 | 0 | 0 | 0
4316 | 121.0803 | 0 | 121.0803 | 55 | 34.2758 | 11.4923 | 10 | 10.3122 | 0 | 10.3122 | 0 | 0 | 0 | 0 | 0 | 0 | 0 | 0 | 0 | 0 | 99.2758 | 0 | 3.6324 | 20.7242 | 0 | 1.4211e-14 | 0
4317 | 114.1718 | 0 | 114.1718 | 55 | 25.4385 | 10.4693 | 10 | 13.264 | 0 | 13.264 | 0 | 0 | 0 | 0 | 0 | 0 | 0 | 0 | 0 | 0 | 90.4385 | 0 | 3.4252 | 29.5615 | 0 | 0 | 0
4318 | 112.4938 | 0 | 112.4938 | 55 | 23.1879 | 10.2088 | 10 | 14.0972 | 0 | 14.0972 | 0 | 0 | 0 | 0 | 0 | 0 | 0 | 0 | 0 | 0 | 88.1879 | 0 | 3.3748 | 31.8121 | 0 | 0 | 0
4319 | 106.7488 | 0 | 106.7488 | 55 | 19.1017 | 9.7357 | 10 | 12.9114 | 0 | 12.9114 | 0 | 0 | 0 | 0 | 0 | 0 | 0 | 0 | 0 | 0 | 84.1017 | 0 | 3.2025 | 35.8983 | 0 | 0 | 0
4320 | 94.3708 | 0 | 94.3708 | 55 | 9.0347 | 8.5704 | 10 | 11.7657 | 0 | 11.7657 | 0 | 0 | 0 | 0 | 0 | 0 | 0 | 0 | 0 | 0 | 74.0347 | 0 | 2.8311 | 30.9653 | 0 | 0 | 0
4321 | 94.3319 | 0 | 94.3319 | 55 | 7.0544 | 8.3411 | 10 | 13.9364 | 0 | 13.9364 | 0 | 0 | 0 | 0 | 0 | 0 | 0 | 0 | 0 | 0 | 72.0544 | 0 | 2.83 | 32.9456 | 0 | 0 | 0
4322 | 96.3161 | 0 | 96.3161 | 55 | 9.9759 | 8.6793 | 10 | 12.6609 | 0 | 12.6609 | 0 | 0 | 0 | 0 | 0 | 0 | 0 | 0 | 0 | 0 | 74.9759 | 0 | 2.8895 | 30.0241 | 0 | 0 | 0
4323 | 95.9607 | 0 | 95.9607 | 55 | 8.7092 | 8.5327 | 10 | 13.7188 | 0 | 13.7188 | 0 | 0 | 0 | 0 | 0 | 0 | 0 | 0 | 0 | 0 | 73.7092 | 0 | 2.8788 | 31.2908 | 0 | 0 | 0
4324 | 99.2548 | 0 | 99.2548 | 55 | 14.2042 | 9.1688 | 10 | 10.8818 | 0 | 10.8818 | 0 | 0 | 0 | 0 | 0 | 0 | 0 | 0 | 0 | 0 | 79.2042 | 0 | 2.9776 | 25.7958 | 0 | 0 | 0
4325 | 95.0162 | 0 | 95.0162 | 55 | 9.7169 | 8.6493 | 10 | 11.6499 | 0 | 11.6499 | 0 | 0 | 0 | 0 | 0 | 0 | 0 | 0 | 0 | 0 | 74.7169 | 0 | 2.8505 | 30.2831 | 0 | 0 | 0
4326 | 98.6817 | 0 | 98.6817 | 55 | 13.5651 | 9.0948 | 10 | 11.0217 | 0 | 11.0217 | 0 | 0 | 0 | 0 | 0 | 0 | 0 | 0 | 0 | 0 | 78.5651 | 0 | 2.9604 | 26.4349 | 0 | 0 | 0
4327 | 98.3226 | 0 | 98.3226 | 55 | 3.0034 | 7.8722 | 10 | 10.2586 | 12.1885 | 10.2586 | 12.1885 | 0 | 0 | 0 | 0 | 0 | 0 | 0 | 0 | 0 | 68.0034 | 0 | 2.9497 | 36.9966 | 0 | 0 | 0
4328 | 98.1596 | 0 | 98.1596 | 47.6962 | 2 | 6.9105 | 10 | 10.1086 | 21.4443 | 10.1086 | 21.4443 | 0 | 0 | 0 | 0 | 0 | 0 | 0 | 0 | 0 | 59.6962 | 0 | 2.9448 | 45.3038 | 0 | 0 | 0
4329 | 95.6863 | 0 | 95.6863 | 42.9 | 2 | 2.695 | 4 | 11.6402 | 32.4511 | 11.6402 | 32.4511 | 0 | 0 | 0 | 0 | 0 | 0 | 0 | 0 | 0 | 48.9 | 0 | 2.8706 | 58.758 | 0 | 0 | -1.4211e-14
4330 | 96.5432 | 0 | 96.5432 | 42.9 | 2 | 0 | 4 | 10.9433 | 41.5969 | 10.9433 | 41.5969 | 0 | 0 | 4.897 | 0 | 0 | 0 | 4.897 | 0 | 4.4073 | 48.9 | 0 | 2.8963 | 60.6654 | 0 | 0 | 0
4331 | 96.855 | 0 | 96.855 | 42.9 | 2 | 0 | 4 | 10.9923 | 42.0991 | 10.9923 | 42.0991 | 0 | 0 | 5.1364 | 0 | 0 | 0 | 5.1364 | 0 | 9.03 | 48.9 | 0 | 2.9057 | 60.6405 | 0 | 0 | 0
4332 | 92.1612 | 0 | 92.1612 | 42.9 | 2 | 1.4211e-14 | 4 | 9.7674 | 42.0704 | 9.7674 | 42.0704 | 0 | 0 | 8.5766 | 0 | 0 | 0 | 8.5766 | 0 | 16.749 | 48.9 | 0 | 2.7648 | 60.2836 | 0 | 0 | 0
4333 | 93.0734 | 0 | 93.0734 | 42.9 | 2 | 7.1054e-15 | 4 | 9.1909 | 45.045 | 9.1909 | 45.045 | 0 | 0 | 10.0624 | 0 | 0 | 0 | 10.0624 | 0 | 25.8052 | 48.9 | 0 | 2.7922 | 60.1294 | 0 | 0 | 0
4334 | 91.5723 | 0 | 91.5723 | 42.9 | 2 | 0 | 4 | 9.3727 | 38.9041 | 9.3727 | 38.9041 | 0 | 0 | 5.6045 | 0 | 0 | 0 | 5.6045 | 0 | 30.8492 | 48.9 | 0 | 2.7472 | 60.592 | 0 | 0 | 0
4335 | 92.7321 | 0 | 92.7321 | 42.9 | 2 | 4.6323 | 4 | 10.7506 | 28.4492 | 10.7506 | 28.4492 | 0 | 0 | 0 | 0 | 0 | 0 | 0 | 0 | 30.8492 | 48.9 | 0 | 2.782 | 69.0217 | 0 | 0 | 0
4336 | 97.7807 | 0 | 97.7807 | 46.5487 | 2 | 6.7777 | 10 | 10.0845 | 22.3698 | 10.0845 | 22.3698 | 0 | 0 | 0 | 0 | 0 | 0 | 0 | 0 | 30.8492 | 58.5487 | 0 | 2.9334 | 58.4513 | 0 | 0 | 0
4337 | 102.8116 | 0 | 102.8116 | 47.2016 | 2 | 8.2424 | 10 | 11.551 | 11.8166 | 11.551 | 11.8166 | 0 | 0 | 0 | 12 | 0 | 0 | 0 | 12 | 17.5159 | 59.2016 | 0 | 3.0843 | 45.7984 | 0 | 0 | 0
4338 | 105.3553 | 0 | 105.3553 | 55 | 6.406 | 9.6552 | 10 | 12.2941 | 5.1597e-15 | 12.2941 | 5.1597e-15 | 0 | 0 | 0 | 12 | 0 | 0 | 0 | 12 | 4.1825 | 71.406 | 0 | 3.1607 | 33.594 | 0 | 0 | 0
4339 | 112.31 | 0 | 112.31 | 55 | 21.2302 | 10.4179 | 10 | 11.8977 | 0 | 11.8977 | 0 | 0 | 0 | 0 | 3.7643 | 0 | 0 | 0 | 3.7643 | 0 | 86.2302 | 0 | 3.3693 | 18.7698 | 0 | 0 | 0
4340 | 114.1189 | 0 | 114.1189 | 55 | 25.5234 | 10.4791 | 10 | 13.1165 | 0 | 13.1165 | 0 | 0 | 0 | 0 | 0 | 0 | 0 | 0 | 0 | 0 | 90.5234 | 0 | 3.4236 | 14.4766 | 0 | 0 | 0
4341 | 109.7599 | 0 | 109.7599 | 55 | 22.0819 | 10.0807 | 10 | 12.5972 | 0 | 12.5972 | 0 | 0 | 0 | 0 | 0 | 0 | 0 | 0 | 0 | 0 | 87.0819 | 0 | 3.2928 | 17.9181 | 0 | 1.4211e-14 | 0
4342 | 109.2343 | 0 | 109.2343 | 55 | 19.7239 | 9.8078 | 10 | 14.7027 | 0 | 14.7027 | 0 | 0 | 0 | 0 | 0 | 0 | 0 | 0 | 0 | 0 | 84.7239 | 0 | 3.277 | 20.2761 | 0 | 0 | 0
4343 | 102.7055 | 0 | 102.7055 | 55 | 15.0973 | 9.2722 | 10 | 13.336 | 0 | 13.336 | 0 | 0 | 0 | 0 | 0 | 0 | 0 | 0 | 0 | 0 | 80.0973 | 0 | 3.0812 | 24.9027 | 0 | 0 | 0
4344 | 91.3206 | 0 | 91.3206 | 54.4088 | 2 | 7.5524 | 10 | 17.3593 | 0 | 17.3593 | 0 | 0 | 0 | 0 | 0 | 0 | 0 | 0 | 0 | 0 | 66.4088 | 0 | 2.7396 | 38.5912 | 0 | 0 | 0
4345 | 92.4565 | 0 | 92.4565 | 54.3612 | 2 | 7.547 | 10 | 18.5483 | 0 | 18.5483 | 0 | 0 | 0 | 0 | 0 | 0 | 0 | 0 | 0 | 0 | 66.3612 | 0 | 2.7737 | 38.6388 | 0 | 0 | 0
4346 | 94.4437 | 0 | 94.4437 | 55 | 4.8854 | 7.9478 | 10 | 16.6104 | 0 | 16.6104 | 0 | 0 | 0 | 0 | 0 | 0 | 0 | 0 | 0 | 0 | 69.8854 | 0 | 2.8333 | 35.1146 | 0 | 0 | -1.4211e-14
4347 | 97.2464 | 0 | 97.2464 | 55 | 6.1605 | 8.0928 | 10 | 17.9931 | 0 | 17.9931 | 0 | 0 | 0 | 0 | 0 | 0 | 0 | 0 | 0 | 0 | 71.1605 | 0 | 2.9174 | 33.8395 | 0 | 1.4211e-14 | 0
4348 | 95.9018 | 0 | 95.9018 | 55 | 6.0525 | 8.0806 | 10 | 16.7687 | 0 | 16.7687 | 0 | 0 | 0 | 0 | 0 | 0 | 0 | 0 | 0 | 0 | 71.0525 | 0 | 2.8771 | 33.9475 | 0 | 0 | 0
4349 | 94.2767 | 0 | 94.2767 | 55 | 5.6586 | 8.0358 | 10 | 15.5824 | 0 | 15.5824 | 0 | 0 | 0 | 0 | 0 | 0 | 0 | 0 | 0 | 0 | 70.6586 | 0 | 2.8283 | 34.3414 | 0 | 0 | 0
4350 | 97.1198 | 0 | 97.1198 | 55 | 8.5405 | 8.3635 | 10 | 15.2159 | 0 | 15.2159 | 0 | 0 | 0 | 0 | 0 | 0 | 0 | 0 | 0 | 0 | 73.5405 | 0 | 2.9136 | 31.4595 | 0 | 0 | 0
4351 | 94.5424 | 0 | 94.5424 | 49.4164 | 2 | 6.9847 | 10 | 13.8882 | 12.2531 | 13.8882 | 12.2531 | 0 | 0 | 0 | 0 | 0 | 0 | 0 | 0 | 0 | 61.4164 | 0 | 2.8363 | 43.5836 | 0 | 0 | 0
4352 | 93.705 | 0 | 93.705 | 42.9 | 2 | 5.6368 | 4.6648 | 13.6206 | 24.8828 | 13.6206 | 24.8828 | 0 | 0 | 0 | 0 | 0 | 0 | 0 | 0 | 0 | 49.5648 | 0 | 2.8112 | 55.4352 | 0 | 0 | 0
4353 | 93.4181 | 0 | 93.4181 | 42.9 | 2 | 0 | 4 | 17.8136 | 38.096 | 17.8136 | 38.096 | 0 | 0 | 11.3915 | 0 | 0 | 0 | 11.3915 | 0 | 10.2524 | 48.9 | 0 | 2.8025 | 59.9301 | 0 | 0 | 0
4354 | 96.2201 | 0 | 96.2201 | 42.9 | 2 | 0 | 4 | 14.6719 | 44.0834 | 14.6719 | 44.0834 | 0 | 0 | 11.4352 | 0 | 0 | 0 | 11.4352 | 0 | 20.5441 | 48.9 | 0 | 2.8866 | 59.9257 | 0 | 0 | 0
4355 | 96.0955 | 0 | 96.0955 | 42.9 | 2 | 7.1054e-15 | 4 | 15.8887 | 48.7551 | 15.8887 | 48.7551 | 0 | 0 | 12 | 0 | 5.4484 | 0 | 17.4484 | 0 | 36.3672 | 48.9 | 0 | 2.8829 | 59.3116 | 0 | 0 | 0
4356 | 91.1162 | 0 | 91.1162 | 42.9 | 2 | 7.1054e-15 | 4 | 13.6315 | 53.7134 | 12.9982 | 51.218 | 0.63329 | 2.4954 | 12 | 0 | 10 | 0 | 22 | 0 | 56.3867 | 48.9 | 0 | 2.7335 | 58.5274 | 0 | 0 | 0
4357 | 91.3886 | 0 | 91.3886 | 42.9 | 2 | 0 | 4 | 13.3254 | 52.305 | 11.2157 | 44.0242 | 2.1097 | 8.2809 | 6.5066 | 0 | 6.2447 | 0 | 12.7513 | 0 | 68 | 48.9 | 0 | 2.7417 | 58.7303 | 0 | 1.4211e-14 | 0
4358 | 91.7947 | 0 | 91.7947 | 42.9 | 2 | 7.1054e-15 | 4 | 11.0361 | 40.4603 | 9.1927 | 33.7021 | 1.8434 | 6.7582 | 0 | 0 | 0 | 0 | 0 | 0 | 68 | 48.9 | 0 | 2.7538 | 82.215 | 0 | 0 | 0
4359 | 91.8059 | 0 | 91.8059 | 42.9 | 2 | 7.1054e-15 | 4 | 14.5979 | 39.2276 | 11.6364 | 31.2695 | 2.9615 | 7.9581 | 0 | 0 | 0 | 0 | 0 | 0 | 68 | 48.9 | 0 | 2.7542 | 81.9783 | 0 | 0 | 0
4360 | 94.2028 | 0 | 94.2028 | 42.9 | 2 | 3.1789 | 4 | 17.4755 | 24.6484 | 17.4755 | 24.6484 | 0 | 0 | 0 | 0 | 0 | 0 | 0 | 0 | 68 | 48.9 | 0 | 2.8261 | 80.239 | 0 | 0 | 0
4361 | 98.8096 | 0 | 98.8096 | 48.5396 | 2 | 7.1478 | 10 | 15.0216 | 13.7894 | 15.0216 | 13.7894 | 0 | 0 | 0 | 0 | 0 | 2.3113 | 0 | 2.3113 | 65.493 | 60.5396 | 0 | 2.9643 | 64.1491 | 0 | 0 | 0
4362 | 106.6096 | 0 | 106.6096 | 48.7782 | 2 | 9.4141 | 10 | 14.4174 | 6.7538e-15 | 14.4174 | 6.7538e-15 | 0 | 0 | 0 | 12 | 0 | 10 | 0 | 22 | 41.3132 | 60.7782 | 0 | 3.1983 | 44.2218 | 0 | 0 | 0
4363 | 110.2123 | 0 | 110.2123 | 53.1174 | 2 | 9.4672 | 10 | 17.5 | 0 | 17.5 | 0 | 0 | 0 | 0 | 12 | 0 | 6.1278 | 0 | 18.1278 | 21.3333 | 65.1174 | 0 | 3.3064 | 39.8826 | 0 | 0 | 0
4364 | 114.5296 | 0 | 114.5296 | 55 | 10.7939 | 9.9845 | 10 | 16.7512 | 0 | 16.7512 | 0 | 0 | 0 | 0 | 12 | 0 | 0 | 0 | 12 | 8 | 75.7939 | 0 | 3.4359 | 29.2061 | 0 | 0 | 0
4365 | 108.772 | 0 | 108.772 | 55 | 9.9844 | 9.3466 | 10 | 17.241 | 0 | 17.241 | 0 | 0 | 0 | 0 | 7.2 | 0 | 0 | 0 | 7.2 | 0 | 74.9844 | 0 | 3.2632 | 30.0156 | 0 | 0 | 0
4366 | 106.2837 | 0 | 106.2837 | 55 | 15.1099 | 9.1106 | 10 | 17.0632 | 0 | 17.0632 | 0 | 0 | 0 | 0 | 0 | 0 | 0 | 0 | 0 | 0 | 80.1099 | 0 | 3.1885 | 24.8901 | 0 | 0 | 0
4367 | 102.6948 | 0 | 102.6948 | 55 | 10.7002 | 8.6091 | 10 | 18.3855 | 0 | 18.3855 | 0 | 0 | 0 | 0 | 0 | 0 | 0 | 0 | 0 | 0 | 75.7002 | 0 | 3.0808 | 29.2998 | 0 | 0 | 0
4368 | 95.7449 | 0 | 95.7449 | 55 | 5.332 | 7.9986 | 10 | 17.4143 | 0 | 17.4143 | 0 | 0 | 0 | 0 | 0 | 0 | 0 | 0 | 0 | 0 | 70.332 | 0 | 2.8723 | 34.668 | 0 | 0 | 0
4369 | 95.2231 | 0 | 95.2231 | 55 | 4.1983 | 7.8697 | 10 | 18.1552 | 0 | 18.1552 | 0 | 0 | 0 | 0 | 0 | 0 | 0 | 0 | 0 | 0 | 69.1983 | 0 | 2.8567 | 35.8017 | 0 | 0 | 0
4370 | 96.6413 | 0 | 96.6413 | 55 | 7.1207 | 8.202 | 10 | 16.3186 | 0 | 16.3186 | 0 | 0 | 0 | 0 | 0 | 0 | 0 | 0 | 0 | 0 | 72.1207 | 0 | 2.8992 | 32.8793 | 0 | 0 | 0
4371 | 98.7661 | 0 | 98.7661 | 55 | 9.2012 | 8.4387 | 10 | 16.1262 | 0 | 16.1262 | 0 | 0 | 0 | 0 | 0 | 0 | 0 | 0 | 0 | 0 | 74.2012 | 0 | 2.963 | 30.7988 | 0 | 0 | 0
4372 | 100.2112 | 0 | 100.2112 | 55 | 9.2264 | 8.4415 | 10 | 17.5433 | 0 | 17.5433 | 0 | 0 | 0 | 0 | 0 | 0 | 0 | 0 | 0 | 0 | 74.2264 | 0 | 3.0063 | 30.7736 | 0 | 0 | 0
4373 | 98.9417 | 0 | 98.9417 | 55 | 9.0159 | 8.4176 | 10 | 16.5082 | 0 | 16.5082 | 0 | 0 | 0 | 0 | 0 | 0 | 0 | 0 | 0 | 0 | 74.0159 | 0 | 2.9683 | 30.9841 | 0 | 0 | 0
4374 | 98.5841 | 0 | 98.5841 | 55 | 9.3041 | 8.4504 | 10 | 15.8296 | 0 | 15.8296 | 0 | 0 | 0 | 0 | 0 | 0 | 0 | 0 | 0 | 0 | 74.3041 | 0 | 2.9575 | 30.6959 | 0 | 0 | 0
4375 | 97.6437 | 0 | 97.6437 | 48.9654 | 2 | 6.9334 | 10 | 16.6193 | 13.1257 | 16.6193 | 13.1257 | 0 | 0 | 0 | 0 | 0 | 0 | 0 | 0 | 0 | 60.9654 | 0 | 2.9293 | 44.0346 | 0 | 0 | 0
4376 | 99.7209 | 0 | 99.7209 | 42.9 | 2 | 5.9991 | 7.8505 | 14.4689 | 26.5024 | 14.4689 | 26.5024 | 0 | 0 | 0 | 0 | 0 | 0 | 0 | 0 | 0 | 52.7505 | 0 | 2.9916 | 52.2495 | 0 | 0 | 0
4377 | 97.5881 | 0 | 97.5881 | 42.9 | 2 | 7.1054e-15 | 4 | 17.5511 | 34.7944 | 17.5511 | 34.7944 | 0 | 0 | 3.6573 | 0 | 0 | 0 | 3.6573 | 0 | 3.2916 | 48.9 | 0 | 2.9276 | 60.7199 | 0 | 0 | 0
4378 | 97.0087 | 0 | 97.0087 | 42.9 | 2 | 0 | 4 | 13.9615 | 46.8357 | 13.9615 | 46.8357 | 0 | 0 | 12 | 0 | 0.68854 | 0 | 12.6885 | 0 | 14.7264 | 48.9 | 0 | 2.9103 | 59.7977 | 0 | 0 | 0
4379 | 96.7861 | 0 | 96.7861 | 42.9 | 2 | 1.4211e-14 | 4 | 13.4978 | 48.9246 | 13.4978 | 48.9246 | 0 | 0 | 12 | 0 | 2.5362 | 0 | 14.5362 | 0 | 27.8647 | 48.9 | 0 | 2.9036 | 59.609 | 0 | 0 | 0
4380 | 93.695 | 0 | 93.695 | 42.9 | 2 | 0 | 4 | 13.7306 | 49.0482 | 13.7306 | 49.0482 | 0 | 0 | 12 | 0 | 5.9839 | 0 | 17.9839 | 0 | 44.1815 | 48.9 | 0 | 2.8108 | 59.257 | 0 | 0 | 0
4381 | 96.5099 | 0 | 96.5099 | 42.9 | 2 | 7.1054e-15 | 4 | 15.1153 | 51.2189 | 15.1153 | 51.2189 | 0 | 0 | 12 | 0 | 6.7243 | 0 | 18.7243 | 0 | 61.1811 | 48.9 | 0 | 2.8953 | 59.1813 | 0 | 0 | 0
4382 | 93.2907 | 0 | 93.2907 | 42.9 | 2 | 0 | 4 | 14.751 | 42.2394 | 13.4145 | 38.4123 | 1.3365 | 3.8271 | 1.676 | 0 | 5.7601 | 0 | 7.4361 | 0 | 68 | 48.9 | 0 | 2.7987 | 59.8067 | 0 | 1.0658e-14 | 0
4383 | 94.5132 | 0 | 94.5132 | 42.9 | 2 | 0 | 4 | 13.6042 | 37.135 | 12.2299 | 33.3834 | 1.3744 | 3.7516 | 0 | 0 | 0 | 0 | 0 | 0 | 68 | 48.9 | 0 | 2.8354 | 82.5699 | 0 | 0 | 0
4384 | 95.4035 | 0 | 95.4035 | 42.9 | 2 | 5.8108 | 6.1941 | 14.0255 | 24.4731 | 14.0255 | 24.4731 | 0 | 0 | 0 | 0 | 0 | 0 | 0 | 0 | 68 | 51.0941 | 0 | 2.8621 | 75.9059 | 0 | 0 | 0
4385 | 101.7967 | 0 | 101.7967 | 46.0762 | 2 | 7.7261 | 10 | 13.1565 | 12.9785 | 13.1565 | 12.9785 | 0 | 0 | 0 | 0 | 0 | 9.8594 | 0 | 9.8594 | 57.306 | 58.0762 | 0 | 3.0539 | 59.0644 | 0 | 0 | 0
4386 | 105.3878 | 0 | 105.3878 | 47.852 | 2 | 9.1472 | 10 | 15.8088 | 5.968e-15 | 15.8088 | 5.968e-15 | 0 | 0 | 0 | 12 | 0 | 8.5797 | 0 | 20.5797 | 34.6667 | 59.852 | 0 | 3.1616 | 45.148 | 0 | 1.4211e-14 | 0
4387 | 113.1221 | 0 | 113.1221 | 55 | 10.2081 | 9.9179 | 10 | 15.9961 | 0 | 15.9961 | 0 | 0 | 0 | 0 | 12 | 0 | 0 | 0 | 12 | 21.3333 | 75.2081 | 0 | 3.3937 | 29.7919 | 0 | 0 | 0
4388 | 115.5722 | 0 | 115.5722 | 55 | 10.5259 | 9.954 | 10 | 18.0923 | 0 | 18.0923 | 0 | 0 | 0 | 0 | 12 | 0 | 0 | 0 | 12 | 8 | 75.5259 | 0 | 3.4672 | 29.4741 | 0 | 0 | 0
4389 | 110.9741 | 0 | 110.9741 | 55 | 12.3962 | 9.6208 | 10 | 16.7571 | 0 | 16.7571 | 0 | 0 | 0 | 0 | 7.2 | 0 | 0 | 0 | 7.2 | 0 | 77.3962 | 0 | 3.3292 | 27.6038 | 0 | 1.4211e-14 | 0
4390 | 110.9323 | 0 | 110.9323 | 55 | 17.9584 | 9.4346 | 10 | 18.5393 | 0 | 18.5393 | 0 | 0 | 0 | 0 | 0 | 0 | 0 | 0 | 0 | 0 | 82.9584 | 0 | 3.328 | 22.0416 | 0 | 0 | 0
4391 | 103.874 | 0 | 103.874 | 55 | 12.4799 | 8.8115 | 10 | 17.5826 | 0 | 17.5826 | 0 | 0 | 0 | 0 | 0 | 0 | 0 | 0 | 0 | 0 | 77.4799 | 0 | 3.1162 | 27.5201 | 0 | 0 | 0
4392 | 92.8997 | 0 | 92.8997 | 51.3493 | 2 | 7.2045 | 10 | 22.3459 | 0 | 22.3459 | 0 | 0 | 0 | 0 | 0 | 0 | 0 | 0 | 0 | 0 | 63.3493 | 0 | 2.787 | 41.6507 | 0 | 0 | -1.4211e-14
4393 | 96.2143 | 0 | 96.2143 | 55 | 3.7066 | 7.8138 | 10 | 19.6939 | 0 | 19.6939 | 0 | 0 | 0 | 0 | 0 | 0 | 0 | 0 | 0 | 0 | 68.7066 | 0 | 2.8864 | 36.2934 | 0 | 0 | 0
4394 | 93.9649 | 0 | 93.9649 | 54.3112 | 2 | 7.5413 | 10 | 20.1124 | 0 | 20.1124 | 0 | 0 | 0 | 0 | 0 | 0 | 0 | 0 | 0 | 0 | 66.3112 | 0 | 2.8189 | 38.6888 | 0 | 0 | 0
4395 | 95.6259 | 0 | 95.6259 | 55 | 4.6095 | 7.9164 | 10 | 18.0999 | 0 | 18.0999 | 0 | 0 | 0 | 0 | 0 | 0 | 0 | 0 | 0 | 0 | 69.6095 | 0 | 2.8688 | 35.3905 | 0 | 0 | 0
4396 | 98.2823 | 0 | 98.2823 | 55 | 6.3566 | 8.1151 | 10 | 18.8105 | 0 | 18.8105 | 0 | 0 | 0 | 0 | 0 | 0 | 0 | 0 | 0 | 0 | 71.3566 | 0 | 2.9485 | 33.6434 | 0 | 0 | 0
4397 | 99.9156 | 0 | 99.9156 | 55 | 7.7688 | 8.2757 | 10 | 18.871 | 0 | 18.871 | 0 | 0 | 0 | 0 | 0 | 0 | 0 | 0 | 0 | 0 | 72.7688 | 0 | 2.9975 | 32.2312 | 0 | 0 | 0
4398 | 96.1822 | 0 | 96.1822 | 55 | 4.5766 | 7.9127 | 10 | 18.6929 | 0 | 18.6929 | 0 | 0 | 0 | 0 | 0 | 0 | 0 | 0 | 0 | 0 | 69.5766 | 0 | 2.8855 | 35.4234 | 0 | 0 | 0
4399 | 96.1282 | 0 | 96.1282 | 46.7172 | 2 | 6.6777 | 10 | 17.236 | 13.4973 | 17.236 | 13.4973 | 0 | 0 | 0 | 0 | 0 | 0 | 0 | 0 | 0 | 58.7172 | 0 | 2.8838 | 46.2828 | 0 | 0 | 0
4400 | 98.8247 | 0 | 98.8247 | 42.9 | 2 | 5.7023 | 5.24 | 17.7356 | 25.2468 | 17.7356 | 25.2468 | 0 | 0 | 0 | 0 | 0 | 0 | 0 | 0 | 0 | 50.14 | 0 | 2.9647 | 54.86 | 0 | 0 | 0
4401 | 98.1754 | 0 | 98.1754 | 42.9 | 2 | 0 | 4 | 16.9928 | 38.0599 | 16.9928 | 38.0599 | 0 | 0 | 5.7772 | 0 | 0 | 0 | 5.7772 | 0 | 5.1995 | 48.9 | 0 | 2.9453 | 60.5034 | 0 | 0 | 0
4402 | 95.1643 | 0 | 95.1643 | 42.9 | 2 | 7.1054e-15 | 4 | 16.2554 | 45.031 | 16.2554 | 45.031 | 0 | 0 | 12 | 0 | 3.0221 | 0 | 15.0221 | 0 | 18.7857 | 48.9 | 0 | 2.8549 | 59.5594 | 0 | 0 | 0
4403 | 97.2846 | 0 | 97.2846 | 42.9 | 2 | 0 | 4 | 16.5015 | 50.2889 | 16.5015 | 50.2889 | 0 | 0 | 12 | 0 | 6.4058 | 0 | 18.4058 | 0 | 35.4916 | 48.9 | 0 | 2.9185 | 59.2139 | 0 | 0 | 0
4404 | 94.6155 | 0 | 94.6155 | 42.9 | 2 | 0 | 4 | 17.5878 | 50.8386 | 17.4051 | 50.3104 | 0.18273 | 0.5282 | 12 | 0 | 10 | 0 | 22 | 0 | 55.5111 | 48.9 | 0 | 2.8385 | 58.7743 | 0 | 1.4211e-14 | 0
4405 | 91.587 | 0 | 91.587 | 42.9 | 2 | 0 | 4 | 17.3131 | 52.7198 | 13.9696 | 42.5387 | 3.3435 | 10.1811 | 11.5561 | 0 | 2.2652 | 0 | 13.8213 | 0 | 68 | 48.9 | 0 | 2.7476 | 58.301 | 0 | 0 | 0
4406 | 91.5488 | 0 | 91.5488 | 42.9 | 2 | 0 | 4 | 16.6297 | 46.0466 | 11.3159 | 31.3329 | 5.3139 | 14.7137 | 0 | 0 | 0 | 0 | 0 | 0 | 68 | 48.9 | 0 | 2.7465 | 81.0483 | 0 | 1.4211e-14 | 0
4407 | 92.9708 | 0 | 92.9708 | 42.9 | 2 | 0 | 4 | 16.7923 | 32.5574 | 14.996 | 29.0747 | 1.7963 | 3.4827 | 0 | 0 | 0 | 0 | 0 | 0 | 68 | 48.9 | 0 | 2.7891 | 82.5543 | 0 | 0 | 0
4408 | 97.3402 | 0 | 97.3402 | 42.9 | 2 | 6.237 | 9.9421 | 15.9224 | 20.3386 | 15.9224 | 20.3386 | 0 | 0 | 0 | 0 | 0 | 0 | 0 | 0 | 68 | 54.8421 | 0 | 2.9202 | 72.1579 | 0 | 0 | 0
4409 | 99.5008 | 0 | 99.5008 | 49.626 | 2 | 7.0085 | 10 | 17.9019 | 12.9644 | 17.9019 | 12.9644 | 0 | 0 | 0 | 0 | 0 | 0 | 0 | 0 | 68 | 61.626 | 0 | 2.985 | 65.374 | 0 | 0 | 0
4410 | 107.1935 | 0 | 107.1935 | 52.0295 | 2 | 9.1781 | 10 | 17.3125 | 6.8262e-15 | 17.3125 | 6.8262e-15 | 0 | 0 | 0 | 6.6734 | 0 | 10 | 0 | 16.6734 | 49.7386 | 64.0295 | 0 | 3.2158 | 46.2971 | 0 | 0 | 0
4411 | 112.3484 | 0 | 112.3484 | 51.8217 | 2 | 9.5796 | 10 | 18.5355 | 0 | 18.5355 | 0 | 0 | 0 | 0 | 11.9725 | 0 | 8.4391 | 0 | 20.4116 | 27.2823 | 63.8217 | 0 | 3.3705 | 41.2058 | 0 | 0 | 0
4412 | 117.3143 | 0 | 117.3143 | 55 | 9.994 | 9.8935 | 10 | 20.4268 | 0 | 20.4268 | 0 | 0 | 0 | 0 | 12 | 0 | 0 | 0 | 12 | 13.9489 | 74.994 | 0 | 3.5194 | 30.006 | 0 | 0 | 0
4413 | 114.0084 | 0 | 114.0084 | 55 | 7.1238 | 9.5671 | 10 | 20.3175 | 0 | 20.3175 | 0 | 0 | 0 | 0 | 12 | 0 | 0 | 0 | 12 | 0.61561 | 72.1238 | 0 | 3.4203 | 32.8762 | 0 | 0 | 0
4414 | 110.375 | 0 | 110.375 | 55 | 15.2866 | 9.1937 | 10 | 20.3406 | 0 | 20.3406 | 0 | 0 | 0 | 0 | 0.55405 | 0 | 0 | 0 | 0.55405 | 0 | 80.2866 | 0 | 3.3113 | 24.7134 | 0 | 0 | 0
4415 | 104.1833 | 0 | 104.1833 | 55 | 10.4027 | 8.5753 | 10 | 20.2053 | 0 | 20.2053 | 0 | 0 | 0 | 0 | 0 | 0 | 0 | 0 | 0 | 0 | 75.4027 | 0 | 3.1255 | 29.5973 | 0 | 0 | 0
4416 | 97.8583 | 0 | 97.8583 | 55 | 7.169 | 8.2075 | 10 | 17.4818 | 0 | 17.4818 | 0 | 0 | 0 | 0 | 0 | 0 | 0 | 0 | 0 | 0 | 72.169 | 0 | 2.9357 | 32.831 | 0 | 0 | 0
4417 | 98.29 | 0 | 98.29 | 55 | 9.4159 | 8.4631 | 10 | 15.411 | 0 | 15.411 | 0 | 0 | 0 | 0 | 0 | 0 | 0 | 0 | 0 | 0 | 74.4159 | 0 | 2.9487 | 30.5841 | 0 | 0 | 0
4418 | 100.5148 | 0 | 100.5148 | 55 | 10.6281 | 8.6009 | 10 | 16.2857 | 0 | 16.2857 | 0 | 0 | 0 | 0 | 0 | 0 | 0 | 0 | 0 | 0 | 75.6281 | 0 | 3.0154 | 29.3719 | 0 | 0 | 0
4419 | 99.7439 | 0 | 99.7439 | 55 | 9.075 | 8.4243 | 10 | 17.2446 | 0 | 17.2446 | 0 | 0 | 0 | 0 | 0 | 0 | 0 | 0 | 0 | 0 | 74.075 | 0 | 2.9923 | 30.925 | 0 | 0 | 0
4420 | 98.9144 | 0 | 98.9144 | 55 | 9.0839 | 8.4253 | 10 | 16.4052 | 0 | 16.4052 | 0 | 0 | 0 | 0 | 0 | 0 | 0 | 0 | 0 | 0 | 74.0839 | 0 | 2.9674 | 30.9161 | 0 | 0 | -1.4211e-14
4421 | 99.8932 | 0 | 99.8932 | 55 | 13.0574 | 8.8772 | 10 | 12.9587 | 0 | 12.9587 | 0 | 0 | 0 | 0 | 0 | 0 | 0 | 0 | 0 | 0 | 78.0574 | 0 | 2.9968 | 26.9426 | 0 | 0 | 0
4422 | 102.973 | 0 | 102.973 | 55 | 13.9389 | 8.9774 | 10 | 15.0567 | 0 | 15.0567 | 0 | 0 | 0 | 0 | 0 | 0 | 0 | 0 | 0 | 0 | 78.9389 | 0 | 3.0892 | 26.0611 | 0 | 0 | 0
4423 | 98.3058 | 0 | 98.3058 | 54.0598 | 2 | 7.5128 | 10 | 13.5279 | 11.2054 | 13.5279 | 11.2054 | 0 | 0 | 0 | 0 | 0 | 0 | 0 | 0 | 0 | 66.0598 | 0 | 2.9492 | 38.9402 | 0 | 0 | -1.4211e-14
4424 | 99.2472 | 0 | 99.2472 | 43.1015 | 2 | 6.2665 | 10 | 14.7049 | 23.1744 | 14.7049 | 23.1744 | 0 | 0 | 0 | 0 | 0 | 0 | 0 | 0 | 0 | 55.1015 | 0 | 2.9774 | 49.8985 | 0 | 0 | 0
4425 | 100.8827 | 0 | 100.8827 | 42.9 | 2 | 5.8051 | 6.1443 | 14.1646 | 29.8687 | 14.1646 | 29.8687 | 0 | 0 | 0 | 0 | 0 | 0 | 0 | 0 | 0 | 51.0443 | 0 | 3.0265 | 53.9557 | 0 | 0 | 0
4426 | 99.0583 | 0 | 99.0583 | 42.9 | 2 | 3.1807 | 4 | 13.0191 | 33.9585 | 13.0191 | 33.9585 | 0 | 0 | 0 | 0 | 0 | 0 | 0 | 0 | 0 | 48.9 | 0 | 2.9717 | 58.2374 | 0 | 0 | 0
4427 | 96.2478 | 0 | 96.2478 | 42.9 | 2 | 0 | 4 | 11.3111 | 40.3841 | 11.3111 | 40.3841 | 0 | 0 | 4.3474 | 0 | 0 | 0 | 4.3474 | 0 | 3.9127 | 48.9 | 0 | 2.8874 | 60.6494 | 0 | 0 | 0
4428 | 98.4638 | 0 | 98.4638 | 42.9 | 2 | 7.1054e-15 | 4 | 13.4302 | 41.2552 | 13.4302 | 41.2552 | 0 | 0 | 5.1215 | 0 | 0 | 0 | 5.1215 | 0 | 8.522 | 48.9 | 0 | 2.9539 | 60.5704 | 0 | 0 | 0
4429 | 96.3715 | 0 | 96.3715 | 42.9 | 2 | 1.4211e-14 | 4 | 13.5601 | 36.4252 | 13.5601 | 36.4252 | 0 | 0 | 2.5137 | 0 | 0 | 0 | 2.5137 | 0 | 10.7844 | 48.9 | 0 | 2.8911 | 60.8367 | 0 | 0 | 0
4430 | 93.7918 | 0 | 93.7918 | 42.9 | 2 | 0 | 4 | 13.5528 | 37.9113 | 13.5528 | 37.9113 | 0 | 0 | 6.5723 | 0 | 0 | 0 | 6.5723 | 0 | 16.6994 | 48.9 | 0 | 2.8138 | 60.4222 | 0 | 0 | 0
4431 | 96.4701 | 0 | 96.4701 | 42.9 | 2 | 5.7864 | 5.98 | 15.2582 | 24.5455 | 15.2582 | 24.5455 | 0 | 0 | 0 | 0 | 0 | 0 | 0 | 0 | 16.6994 | 50.88 | 0 | 2.8941 | 66.12 | 0 | 0 | 0
4432 | 100.4693 | 0 | 100.4693 | 48.3605 | 2 | 6.8646 | 10 | 14.0974 | 19.1468 | 14.0974 | 19.1468 | 0 | 0 | 0 | 0 | 0 | 0 | 0 | 0 | 16.6994 | 60.3605 | 0 | 3.0141 | 56.6395 | 0 | 0 | 0
4433 | 103.5078 | 0 | 103.5078 | 51.4052 | 2 | 7.8164 | 10 | 16.2749 | 10.6869 | 16.2749 | 10.6869 | 0 | 0 | 0 | 5.3244 | 0 | 0 | 0 | 5.3244 | 10.7835 | 63.4052 | 0 | 3.1052 | 48.2704 | 0 | 0 | -1.4211e-14
4434 | 108.4542 | 0 | 108.4542 | 55 | 10.1717 | 9.6528 | 10 | 13.9246 | 4.5633e-15 | 13.9246 | 4.5633e-15 | 0 | 0 | 0 | 9.7051 | 0 | 0 | 0 | 9.7051 | 0 | 75.1717 | 0 | 3.2536 | 29.8283 | 0 | 0 | 0
4435 | 115.9217 | 0 | 115.9217 | 55 | 24.8236 | 10.2153 | 10 | 15.8827 | 0 | 15.8827 | 0 | 0 | 0 | 0 | 0 | 0 | 0 | 0 | 0 | 0 | 89.8236 | 0 | 3.4776 | 15.1764 | 0 | 0 | -1.4211e-14
4436 | 119.5199 | 0 | 119.5199 | 55 | 28.419 | 10.6242 | 10 | 15.4767 | 0 | 15.4767 | 0 | 0 | 0 | 0 | 0 | 0 | 0 | 0 | 0 | 0 | 93.419 | 0 | 3.5856 | 11.581 | 0 | 0 | -1.4211e-14
4437 | 116.6404 | 0 | 116.6404 | 55 | 24.8989 | 10.2239 | 10 | 16.5175 | 0 | 16.5175 | 0 | 0 | 0 | 0 | 0 | 0 | 0 | 0 | 0 | 0 | 89.8989 | 0 | 3.4992 | 15.1011 | 0 | 1.4211e-14 | 0
4438 | 112.3845 | 0 | 112.3845 | 55 | 21.6254 | 9.8516 | 10 | 15.9075 | 0 | 15.9075 | 0 | 0 | 0 | 0 | 0 | 0 | 0 | 0 | 0 | 0 | 86.6254 | 0 | 3.3715 | 18.3746 | 0 | 0 | 0
4439 | 105.4076 | 0 | 105.4076 | 55 | 15.2596 | 9.1276 | 10 | 16.0204 | 0 | 16.0204 | 0 | 0 | 0 | 0 | 0 | 0 | 0 | 0 | 0 | 0 | 80.2596 | 0 | 3.1622 | 24.7404 | 0 | 0 | 0
4440 | 99.3974 | 0 | 99.3974 | 55 | 10.2185 | 8.5543 | 10 | 15.6246 | 0 | 15.6246 | 0 | 0 | 0 | 0 | 0 | 0 | 0 | 0 | 0 | 0 | 75.2185 | 0 | 2.9819 | 44.7815 | 0 | 0 | 0
4441 | 99.0974 | 0 | 99.0974 | 55 | 9.9681 | 8.5259 | 10 | 15.6034 | 0 | 15.6034 | 0 | 0 | 0 | 0 | 0 | 0 | 0 | 0 | 0 | 0 | 74.9681 | 0 | 2.9729 | 45.0319 | 0 | 0 | 0
4442 | 98.9874 | 0 | 98.9874 | 55 | 8.2335 | 8.3286 | 10 | 17.4253 | 0 | 17.4253 | 0 | 0 | 0 | 0 | 0 | 0 | 0 | 0 | 0 | 0 | 73.2335 | 0 | 2.9696 | 46.7665 | 0 | 0 | 0
4443 | 99.0566 | 0 | 99.0566 | 55 | 10.7766 | 8.6178 | 10 | 14.6622 | 0 | 14.6622 | 0 | 0 | 0 | 0 | 0 | 0 | 0 | 0 | 0 | 0 | 75.7766 | 0 | 2.9717 | 44.2234 | 0 | 0 | -1.4211e-14
4444 | 99.2262 | 0 | 99.2262 | 55 | 11.3408 | 8.682 | 10 | 14.2034 | 0 | 14.2034 | 0 | 0 | 0 | 0 | 0 | 0 | 0 | 0 | 0 | 0 | 76.3408 | 0 | 2.9768 | 43.6592 | 0 | 0 | 0
4445 | 101.8172 | 0 | 101.8172 | 55 | 11.3948 | 8.6881 | 10 | 16.7343 | 0 | 16.7343 | 0 | 0 | 0 | 0 | 0 | 0 | 0 | 0 | 0 | 0 | 76.3948 | 0 | 3.0545 | 43.6052 | 0 | 0 | 0
4446 | 100.8567 | 0 | 100.8567 | 55 | 10.5399 | 8.5909 | 10 | 16.726 | 0 | 16.726 | 0 | 0 | 0 | 0 | 0 | 0 | 0 | 0 | 0 | 0 | 75.5399 | 0 | 3.0257 | 44.4601 | 0 | 0 | 0
4447 | 101.6253 | 0 | 101.6253 | 55 | 3.0102 | 7.7346 | 10 | 12.1884 | 13.6921 | 12.1884 | 13.6921 | 0 | 0 | 0 | 0 | 0 | 0 | 0 | 0 | 0 | 68.0102 | 0 | 3.0488 | 51.9898 | 0 | 0 | 0
4448 | 99.3183 | 0 | 99.3183 | 42.9 | 2.75 | 6.0087 | 7.1844 | 14.2083 | 26.2669 | 14.2083 | 26.2669 | 0 | 0 | 0 | 0 | 0 | 0 | 0 | 0 | 0 | 52.8344 | 0 | 2.9795 | 67.1656 | 0 | 0 | 0
4449 | 98.73 | 0 | 98.73 | 42.9 | 2.75 | 0.37538 | 4 | 12.1984 | 36.5062 | 12.1984 | 36.5062 | 0 | 0 | 0 | 0 | 0 | 0 | 0 | 0 | 0 | 49.65 | 0 | 2.9619 | 75.0829 | 0 | 0 | 0
4450 | 100.54 | 0 | 100.54 | 42.9 | 2.75 | 0 | 4 | 13.0559 | 44.3956 | 13.0559 | 44.3956 | 0 | 0 | 6.5615 | 0 | 0 | 0 | 6.5615 | 0 | 5.9054 | 49.65 | 0 | 3.0162 | 74.7499 | 0 | 0 | 0
4451 | 97.8335 | 0 | 97.8335 | 42.9 | 2.75 | 0 | 4 | 11.6711 | 51.9502 | 11.6711 | 51.9502 | 0 | 0 | 12 | 0 | 3.4378 | 0 | 15.4378 | 0 | 19.8749 | 49.65 | 0 | 2.935 | 73.8435 | 0 | 0 | 0
4452 | 98.4005 | 0 | 98.4005 | 42.9 | 2.75 | 0 | 4 | 13.5841 | 51.7132 | 13.5841 | 51.7132 | 0 | 0 | 12 | 0 | 4.5469 | 0 | 16.5469 | 0 | 34.8669 | 49.65 | 0 | 2.952 | 73.7303 | 0 | 0 | 0
4453 | 94.2345 | 0 | 94.2345 | 42.9 | 2.75 | 7.1054e-15 | 4 | 14.0629 | 53.8736 | 13.7831 | 52.8015 | 0.27988 | 1.0722 | 12 | 0 | 10 | 0 | 22 | 0 | 54.8864 | 49.65 | 0 | 2.827 | 73.0354 | 0 | 0 | 0
4454 | 96.3769 | 0 | 96.3769 | 42.9 | 2.75 | 1.4211e-14 | 4 | 14.4194 | 45.7766 | 14.4194 | 45.7766 | 0 | 0 | 10.7718 | 0 | 2.6973 | 0 | 13.4691 | 0 | 67.0678 | 49.65 | 0 | 2.8913 | 74.0446 | 0 | 0 | 0
4455 | 94.8937 | 0 | 94.8937 | 42.9 | 2.75 | 0 | 4 | 12.6483 | 36.1783 | 11.9821 | 34.2727 | 0.66621 | 1.9056 | 0 | 0 | 1.0111 | 0 | 1.0111 | 0 | 68 | 49.65 | 0 | 2.8468 | 87.0541 | 0 | 1.2657e-14 | 0
4456 | 97.165 | 0 | 97.165 | 42.9 | 2.75 | 5.8357 | 5.6636 | 13.0869 | 26.9288 | 13.0869 | 26.9288 | 0 | 0 | 0 | 0 | 0 | 0 | 0 | 0 | 68 | 51.3136 | 0 | 2.9149 | 90.6864 | 0 | 0 | 0
4457 | 104.9826 | 0 | 104.9826 | 46.5728 | 2.75 | 7.8713 | 10 | 14.4783 | 13.4202 | 14.4783 | 13.4202 | 0 | 0 | 0 | 0 | 0 | 9.89 | 0 | 9.89 | 57.2728 | 59.3228 | 0 | 3.1495 | 72.7873 | 0 | 0 | 0
4458 | 106.7373 | 0 | 106.7373 | 49.1159 | 2.75 | 9.3728 | 10 | 14.9494 | 6.3465e-15 | 14.9494 | 6.3465e-15 | 0 | 0 | 0 | 12 | 0 | 8.5491 | 0 | 20.5491 | 34.6667 | 61.8659 | 0 | 3.2021 | 58.1341 | 0 | 0 | -1.4211e-14
4459 | 114.3447 | 0 | 114.3447 | 55 | 10.5909 | 9.9614 | 10 | 16.7925 | 0 | 16.7925 | 0 | 0 | 0 | 0 | 12 | 0 | 0 | 0 | 12 | 21.3333 | 75.5909 | 0 | 3.4303 | 44.4091 | 0 | 0 | 0
4460 | 121.4396 | 0 | 121.4396 | 55 | 17.9421 | 10.7974 | 10 | 15.7001 | 0 | 15.7001 | 0 | 0 | 0 | 0 | 12 | 0 | 0 | 0 | 12 | 8 | 82.9421 | 0 | 3.6432 | 37.0579 | 0 | 0 | 0
4461 | 113.1126 | 0 | 113.1126 | 55 | 14.6832 | 9.8809 | 10 | 16.3485 | 0 | 16.3485 | 0 | 0 | 0 | 0 | 7.2 | 0 | 0 | 0 | 7.2 | 0 | 79.6832 | 0 | 3.3934 | 40.3168 | 0 | 0 | -1.4211e-14
4462 | 108.6368 | 0 | 108.6368 | 55 | 17.716 | 9.407 | 10 | 16.5138 | 0 | 16.5138 | 0 | 0 | 0 | 0 | 0 | 0 | 0 | 0 | 0 | 0 | 82.716 | 0 | 3.2591 | 37.284 | 0 | 0 | 0
4463 | 106.6437 | 0 | 106.6437 | 55 | 17.4007 | 9.3711 | 10 | 14.8718 | 0 | 14.8718 | 0 | 0 | 0 | 0 | 0 | 0 | 0 | 0 | 0 | 0 | 82.4007 | 0 | 3.1993 | 37.5993 | 0 | 0 | 0
4464 | 95.0771 | 0 | 95.0771 | 55 | 4.0159 | 7.8489 | 10 | 18.2122 | 0 | 18.2122 | 0 | 0 | 0 | 0 | 0 | 0 | 0 | 0 | 0 | 0 | 69.0159 | 0 | 2.8523 | 35.9841 | 0 | 0 | 0
4465 | 96.6484 | 0 | 96.6484 | 55 | 5.0605 | 7.9677 | 10 | 18.6202 | 0 | 18.6202 | 0 | 0 | 0 | 0 | 0 | 0 | 0 | 0 | 0 | 0 | 70.0605 | 0 | 2.8995 | 34.9395 | 0 | 0 | 0
4466 | 96.325 | 0 | 96.325 | 55 | 5.0566 | 7.9673 | 10 | 18.3011 | 0 | 18.3011 | 0 | 0 | 0 | 0 | 0 | 0 | 0 | 0 | 0 | 0 | 70.0566 | 0 | 2.8897 | 34.9434 | 0 | 0 | 0
4467 | 96.8535 | 0 | 96.8535 | 55 | 4.5065 | 7.9047 | 10 | 19.4423 | 0 | 19.4423 | 0 | 0 | 0 | 0 | 0 | 0 | 0 | 0 | 0 | 0 | 69.5065 | 0 | 2.9056 | 35.4935 | 0 | 1.4211e-14 | 0
4468 | 98.4098 | 0 | 98.4098 | 55 | 5.9591 | 8.0699 | 10 | 19.3808 | 0 | 19.3808 | 0 | 0 | 0 | 0 | 0 | 0 | 0 | 0 | 0 | 0 | 70.9591 | 0 | 2.9523 | 34.0409 | 0 | 0 | 0
4469 | 95.8773 | 0 | 95.8773 | 55 | 5.1637 | 7.9795 | 10 | 17.7342 | 0 | 17.7342 | 0 | 0 | 0 | 0 | 0 | 0 | 0 | 0 | 0 | 0 | 70.1637 | 0 | 2.8763 | 34.8363 | 0 | 0 | 0
4470 | 97.7357 | 0 | 97.7357 | 55 | 5.5035 | 8.0181 | 10 | 19.2141 | 0 | 19.2141 | 0 | 0 | 0 | 0 | 0 | 0 | 0 | 0 | 0 | 0 | 70.5035 | 0 | 2.9321 | 34.4965 | 0 | 0 | 0
4471 | 97.0181 | 0 | 97.0181 | 48.4735 | 2 | 6.8774 | 10 | 16.7084 | 12.9588 | 16.7084 | 12.9588 | 0 | 0 | 0 | 0 | 0 | 0 | 0 | 0 | 0 | 60.4735 | 0 | 2.9105 | 44.5265 | 0 | 0 | 0
4472 | 94.8089 | 0 | 94.8089 | 42.9 | 2 | 4.7138 | 4 | 14.3129 | 26.8821 | 14.3129 | 26.8821 | 0 | 0 | 0 | 0 | 0 | 0 | 0 | 0 | 0 | 48.9 | 0 | 2.8443 | 56.8609 | 0 | 1.4211e-14 | 0
4473 | 97.1201 | 0 | 97.1201 | 42.9 | 2 | 7.1054e-15 | 4 | 17.7724 | 35.1981 | 17.7724 | 35.1981 | 0 | 0 | 4.7504 | 0 | 0 | 0 | 4.7504 | 0 | 4.2754 | 48.9 | 0 | 2.9136 | 60.6083 | 0 | 0 | 0
4474 | 96.7549 | 0 | 96.7549 | 42.9 | 2 | 0 | 4 | 17.1997 | 44.648 | 17.1997 | 44.648 | 0 | 0 | 12 | 0 | 1.9928 | 0 | 13.9928 | 0 | 16.9126 | 48.9 | 0 | 2.9026 | 59.6645 | 0 | 0 | 0
4475 | 97.2827 | 0 | 97.2827 | 42.9 | 2 | 0 | 4 | 14.9846 | 50.1519 | 14.9846 | 50.1519 | 0 | 0 | 12 | 0 | 4.7537 | 0 | 16.7537 | 0 | 32.0953 | 48.9 | 0 | 2.9185 | 59.3826 | 0 | 0 | 0
4476 | 92.2913 | 0 | 92.2913 | 42.9 | 2 | 0 | 4 | 16.4408 | 52.0911 | 15.6874 | 49.704 | 0.75343 | 2.3872 | 12 | 0 | 10 | 0 | 22 | 0 | 52.1149 | 48.9 | 0 | 2.7687 | 58.5262 | 0 | 1.4211e-14 | 0
4477 | 94.4999 | 0 | 94.4999 | 42.9 | 2 | 7.1054e-15 | 4 | 15.4293 | 46.8255 | 15.4293 | 46.8255 | 0 | 0 | 12 | 0 | 4.6549 | 0 | 16.6549 | 0 | 67.2065 | 48.9 | 0 | 2.835 | 59.3927 | 0 | 0 | 0
4478 | 91.7306 | 0 | 91.7306 | 42.9 | 2 | 0 | 4 | 14.316 | 42.2863 | 11.054 | 32.6512 | 3.262 | 9.6352 | 0.58291 | 0 | 0.29166 | 0 | 0.87457 | 0 | 68 | 48.9 | 0 | 2.7519 | 59.6871 | 0 | 0 | -5.107e-15
4479 | 93.5153 | 0 | 93.5153 | 42.9 | 2 | 0 | 4 | 17.3191 | 39.1618 | 13.6807 | 30.9346 | 3.6384 | 8.2272 | 0 | 0 | 0 | 0 | 0 | 0 | 68 | 48.9 | 0 | 2.8055 | 81.8817 | 0 | 1.4211e-14 | 0
4480 | 94.8293 | 0 | 94.8293 | 42.9 | 2 | 4.5782 | 4 | 16.1282 | 25.2228 | 16.1282 | 25.2228 | 0 | 0 | 0 | 0 | 0 | 0 | 0 | 0 | 68 | 48.9 | 0 | 2.8449 | 78.9826 | 0 | 1.4211e-14 | 0
4481 | 99.4765 | 0 | 99.4765 | 51.33 | 2 | 7.2023 | 10 | 15.6189 | 13.3253 | 15.6189 | 13.3253 | 0 | 0 | 0 | 0 | 0 | 0 | 0 | 0 | 68 | 63.33 | 0 | 2.9843 | 63.67 | 0 | 0 | 0
4482 | 105.9844 | 0 | 105.9844 | 50.4556 | 2 | 9.0366 | 10 | 17.4888 | 6.8289e-15 | 17.4888 | 6.8289e-15 | 0 | 0 | 0 | 7.0034 | 0 | 10 | 0 | 17.0034 | 49.3719 | 62.4556 | 0 | 3.1795 | 47.541 | 0 | 0 | 0
4483 | 111.4251 | 0 | 111.4251 | 50.3692 | 2 | 9.3489 | 10 | 19.8709 | 0 | 19.8709 | 0 | 0 | 0 | 0 | 11.3969 | 0 | 8.4391 | 0 | 19.836 | 27.5552 | 62.3692 | 0 | 3.3428 | 43.2339 | 0 | 0 | 0
4484 | 117.6219 | 0 | 117.6219 | 55 | 13.2248 | 10.261 | 10 | 17.1362 | 0 | 17.1362 | 0 | 0 | 0 | 0 | 12 | 0 | 0 | 0 | 12 | 14.2218 | 78.2248 | 0 | 3.5287 | 26.7752 | 0 | 0 | 0
4485 | 110.193 | 0 | 110.193 | 55 | 7.2502 | 9.5815 | 10 | 16.3613 | 0 | 16.3613 | 0 | 0 | 0 | 0 | 12 | 0 | 0 | 0 | 12 | 0.8885 | 72.2502 | 0 | 3.3058 | 32.7498 | 0 | 0 | 0
4486 | 106.391 | 0 | 106.391 | 55 | 13.687 | 9.0397 | 10 | 17.8646 | 0 | 17.8646 | 0 | 0 | 0 | 0 | 0.79965 | 0 | 0 | 0 | 0.79965 | 0 | 78.687 | 0 | 3.1917 | 26.313 | 0 | 0 | 0
4487 | 100.9028 | 0 | 100.9028 | 55 | 7.8318 | 8.2829 | 10 | 19.7881 | 0 | 19.7881 | 0 | 0 | 0 | 0 | 0 | 0 | 0 | 0 | 0 | 0 | 72.8318 | 0 | 3.0271 | 32.1682 | 0 | 0 | 0
4488 | 97.0901 | 0 | 97.0901 | 55 | 6.3753 | 8.1173 | 10 | 17.5975 | 0 | 17.5975 | 0 | 0 | 0 | 0 | 0 | 0 | 0 | 0 | 0 | 0 | 71.3753 | 0 | 2.9127 | 33.6247 | 0 | 0 | 0
4489 | 96.7314 | 0 | 96.7314 | 55 | 4.811 | 7.9394 | 10 | 18.981 | 0 | 18.981 | 0 | 0 | 0 | 0 | 0 | 0 | 0 | 0 | 0 | 0 | 69.811 | 0 | 2.9019 | 35.189 | 0 | 0 | 0
4490 | 98.665 | 0 | 98.665 | 55 | 7.7019 | 8.2681 | 10 | 17.695 | 0 | 17.695 | 0 | 0 | 0 | 0 | 0 | 0 | 0 | 0 | 0 | 0 | 72.7019 | 0 | 2.96 | 32.2981 | 0 | 0 | 0
4491 | 98.3532 | 0 | 98.3532 | 55 | 8.1245 | 8.3162 | 10 | 16.9125 | 0 | 16.9125 | 0 | 0 | 0 | 0 | 0 | 0 | 0 | 0 | 0 | 0 | 73.1245 | 0 | 2.9506 | 31.8755 | 0 | 0 | 0
4492 | 100.2411 | 0 | 100.2411 | 55 | 9.9258 | 8.5211 | 10 | 16.7943 | 0 | 16.7943 | 0 | 0 | 0 | 0 | 0 | 0 | 0 | 0 | 0 | 0 | 74.9258 | 0 | 3.0072 | 30.0742 | 0 | 1.4211e-14 | 0
4493 | 98.8569 | 0 | 98.8569 | 55 | 10.7303 | 8.6125 | 10 | 14.5141 | 0 | 14.5141 | 0 | 0 | 0 | 0 | 0 | 0 | 0 | 0 | 0 | 0 | 75.7303 | 0 | 2.9657 | 29.2697 | 0 | 0 | 0
4494 | 101.8474 | 0 | 101.8474 | 55 | 11.7873 | 8.7328 | 10 | 16.3274 | 0 | 16.3274 | 0 | 0 | 0 | 0 | 0 | 0 | 0 | 0 | 0 | 0 | 76.7873 | 0 | 3.0554 | 28.2127 | 0 | 0 | 0
4495 | 102.028 | 0 | 102.028 | 55 | 2.8124 | 7.7121 | 10 | 14.7979 | 11.7057 | 14.7979 | 11.7057 | 0 | 0 | 0 | 0 | 0 | 0 | 0 | 0 | 0 | 67.8124 | 0 | 3.0608 | 37.1876 | 0 | 0 | 0
4496 | 102.914 | 0 | 102.914 | 44.9306 | 2 | 6.4745 | 10 | 16.6902 | 22.8187 | 16.6902 | 22.8187 | 0 | 0 | 0 | 0 | 0 | 0 | 0 | 0 | 0 | 56.9306 | 0 | 3.0874 | 48.0694 | 0 | 0 | 0
4497 | 98.6063 | 0 | 98.6063 | 42.9 | 2 | 3.6577 | 4 | 12.9818 | 33.0668 | 12.9818 | 33.0668 | 0 | 0 | 0 | 0 | 0 | 0 | 0 | 0 | 0 | 48.9 | 0 | 2.9582 | 57.8092 | 0 | 0 | 0
4498 | 98.4109 | 0 | 98.4109 | 42.9 | 2 | 0 | 4 | 15.0956 | 37.6068 | 15.0956 | 37.6068 | 0 | 0 | 3.1916 | 0 | 0 | 0 | 3.1916 | 0 | 2.8724 | 48.9 | 0 | 2.9523 | 60.7675 | 0 | 0 | 0
4499 | 99.0762 | 0 | 99.0762 | 42.9 | 2 | 7.1054e-15 | 4 | 14.7041 | 41.7955 | 14.7041 | 41.7955 | 0 | 0 | 6.3235 | 0 | 0 | 0 | 6.3235 | 0 | 8.5636 | 48.9 | 0 | 2.9723 | 60.4476 | 0 | 0 | 0
4500 | 98.7038 | 0 | 98.7038 | 42.9 | 2 | 1.4211e-14 | 4 | 14.5679 | 43.6112 | 14.5679 | 43.6112 | 0 | 0 | 8.3753 | 0 | 0 | 0 | 8.3753 | 0 | 16.1013 | 48.9 | 0 | 2.9611 | 60.2381 | 0 | 0 | 0
4501 | 97.2205 | 0 | 97.2205 | 42.9 | 2 | 0 | 4 | 14.8961 | 42.3598 | 14.8961 | 42.3598 | 0 | 0 | 8.9355 | 0 | 0 | 0 | 8.9355 | 0 | 24.1432 | 48.9 | 0 | 2.9166 | 60.1809 | 0 | 0 | 0
4502 | 94.6133 | 0 | 94.6133 | 42.9 | 2 | 0 | 4 | 14.0621 | 33.6828 | 14.0621 | 33.6828 | 0 | 0 | 2.0317 | 0 | 0 | 0 | 2.0317 | 0 | 25.9717 | 48.9 | 0 | 2.8384 | 60.8859 | 0 | 0 | 0
4503 | 96.9883 | 0 | 96.9883 | 42.9 | 2 | 2.5273 | 4 | 15.2477 | 30.3133 | 15.2477 | 30.3133 | 0 | 0 | 0 | 0 | 0 | 0 | 0 | 0 | 25.9717 | 48.9 | 0 | 2.9096 | 70.8241 | 0 | 0 | 0
4504 | 99.9797 | 0 | 99.9797 | 46.518 | 2 | 6.6551 | 10 | 14.5481 | 20.2585 | 14.5481 | 20.2585 | 0 | 0 | 0 | 0 | 0 | 0 | 0 | 0 | 25.9717 | 58.518 | 0 | 2.9994 | 58.482 | 0 | 0 | 0
4505 | 103.0697 | 0 | 103.0697 | 52.5289 | 2 | 7.6699 | 10 | 15.41 | 12.5484 | 15.41 | 12.5484 | 0 | 0 | 0 | 2.9126 | 0 | 0 | 0 | 2.9126 | 22.7355 | 64.5289 | 0 | 3.0921 | 49.5585 | 0 | 0 | 0
4506 | 110.7834 | 0 | 110.7834 | 55 | 7.3269 | 9.5902 | 10 | 16.8663 | 4.9658e-15 | 16.8663 | 4.9658e-15 | 0 | 0 | 0 | 12 | 0 | 0 | 0 | 12 | 9.4022 | 72.3269 | 0 | 3.3235 | 32.6731 | 0 | 0 | 0
4507 | 115.1432 | 0 | 115.1432 | 55 | 14.9022 | 10.0494 | 10 | 16.7296 | 0 | 16.7296 | 0 | 0 | 0 | 0 | 8.4619 | 0 | 0 | 0 | 8.4619 | 0 | 79.9022 | 0 | 3.4543 | 25.0978 | 0 | 0 | 0
4508 | 119.3624 | 0 | 119.3624 | 55 | 25.9219 | 10.3402 | 10 | 18.1003 | 0 | 18.1003 | 0 | 0 | 0 | 0 | 0 | 0 | 0 | 0 | 0 | 0 | 90.9219 | 0 | 3.5809 | 14.0781 | 0 | 1.4211e-14 | 0
4509 | 117.2664 | 0 | 117.2664 | 55 | 24.7413 | 10.206 | 10 | 17.3191 | 0 | 17.3191 | 0 | 0 | 0 | 0 | 0 | 0 | 0 | 0 | 0 | 0 | 89.7413 | 0 | 3.518 | 15.2587 | 0 | 0 | 0
4510 | 109.9515 | 0 | 109.9515 | 55 | 17.7267 | 9.4082 | 10 | 17.8165 | 0 | 17.8165 | 0 | 0 | 0 | 0 | 0 | 0 | 0 | 0 | 0 | 0 | 82.7267 | 0 | 3.2985 | 22.2733 | 0 | 0 | 0
4511 | 105.7427 | 0 | 105.7427 | 55 | 15.2443 | 9.1259 | 10 | 16.3725 | 0 | 16.3725 | 0 | 0 | 0 | 0 | 0 | 0 | 0 | 0 | 0 | 0 | 80.2443 | 0 | 3.1723 | 24.7557 | 0 | 0 | 0
4512 | 94.4938 | 0 | 94.4938 | 55 | 4.159 | 7.8652 | 10 | 17.4696 | 0 | 17.4696 | 0 | 0 | 0 | 0 | 0 | 0 | 0 | 0 | 0 | 0 | 69.159 | 0 | 2.8348 | 35.841 | 0 | 0 | 0
4513 | 95.457 | 0 | 95.457 | 55 | 8.102 | 8.3136 | 10 | 14.0414 | 0 | 14.0414 | 0 | 0 | 0 | 0 | 0 | 0 | 0 | 0 | 0 | 0 | 73.102 | 0 | 2.8637 | 31.898 | 0 | 1.4211e-14 | 0
4514 | 97.0652 | 0 | 97.0652 | 55 | 8.3247 | 8.339 | 10 | 15.4015 | 0 | 15.4015 | 0 | 0 | 0 | 0 | 0 | 0 | 0 | 0 | 0 | 0 | 73.3247 | 0 | 2.912 | 31.6753 | 0 | 0 | 0
4515 | 95.2219 | 0 | 95.2219 | 55 | 6.7542 | 8.1604 | 10 | 15.3074 | 0 | 15.3074 | 0 | 0 | 0 | 0 | 0 | 0 | 0 | 0 | 0 | 0 | 71.7542 | 0 | 2.8567 | 33.2458 | 0 | 0 | 0
4516 | 97.1604 | 0 | 97.1604 | 55 | 9.9572 | 8.5246 | 10 | 13.6785 | 0 | 13.6785 | 0 | 0 | 0 | 0 | 0 | 0 | 0 | 0 | 0 | 0 | 74.9572 | 0 | 2.9148 | 30.0428 | 0 | 0 | 0
4517 | 96.343 | 0 | 96.343 | 55 | 9.2697 | 8.4464 | 10 | 13.6268 | 0 | 13.6268 | 0 | 0 | 0 | 0 | 0 | 0 | 0 | 0 | 0 | 0 | 74.2697 | 0 | 2.8903 | 30.7303 | 0 | 0 | 0
4518 | 99.0705 | 0 | 99.0705 | 55 | 11.0525 | 8.6492 | 10 | 14.3688 | 0 | 14.3688 | 0 | 0 | 0 | 0 | 0 | 0 | 0 | 0 | 0 | 0 | 76.0525 | 0 | 2.9721 | 28.9475 | 0 | 0 | 0
4519 | 97.5505 | 0 | 97.5505 | 50.8049 | 2 | 7.1426 | 10 | 15.1665 | 12.4366 | 15.1665 | 12.4366 | 0 | 0 | 0 | 0 | 0 | 0 | 0 | 0 | 0 | 62.8049 | 0 | 2.9265 | 42.1951 | 0 | 0 | 0
4520 | 96.7096 | 0 | 96.7096 | 43.8157 | 2 | 6.3477 | 10 | 12.7776 | 21.7685 | 12.7776 | 21.7685 | 0 | 0 | 0 | 0 | 0 | 0 | 0 | 0 | 0 | 55.8157 | 0 | 2.9013 | 49.1843 | 0 | 0 | -1.4211e-14
4521 | 98.8515 | 0 | 98.8515 | 42.9 | 2 | 3.3296 | 4 | 14.6763 | 31.9456 | 14.6763 | 31.9456 | 0 | 0 | 0 | 0 | 0 | 0 | 0 | 0 | 0 | 48.9 | 0 | 2.9655 | 58.1037 | 0 | 0 | 0
4522 | 95.2845 | 0 | 95.2845 | 42.9 | 2 | 1.4211e-14 | 4 | 12.6545 | 37.6905 | 12.6545 | 37.6905 | 0 | 0 | 3.9605 | 0 | 0 | 0 | 3.9605 | 0 | 3.5644 | 48.9 | 0 | 2.8585 | 60.6889 | 0 | 0 | 0
4523 | 98.2922 | 0 | 98.2922 | 42.9 | 2 | 1.4211e-14 | 4 | 12.5185 | 40.3577 | 12.5185 | 40.3577 | 0 | 0 | 3.4839 | 0 | 0 | 0 | 3.4839 | 0 | 6.7 | 48.9 | 0 | 2.9488 | 60.7376 | 0 | 0 | 0
4524 | 96.5675 | 0 | 96.5675 | 42.9 | 2 | 0 | 4 | 12.5357 | 45.4145 | 12.5357 | 45.4145 | 0 | 0 | 10.2828 | 0 | 0 | 0 | 10.2828 | 0 | 15.9545 | 48.9 | 0 | 2.897 | 60.0433 | 0 | 0 | 0
4525 | 96.3402 | 0 | 96.3402 | 42.9 | 2 | 0 | 4 | 12.0452 | 39.2734 | 12.0452 | 39.2734 | 0 | 0 | 3.8785 | 0 | 0 | 0 | 3.8785 | 0 | 19.4451 | 48.9 | 0 | 2.8902 | 60.6973 | 0 | 0 | 0
4526 | 94.1623 | 0 | 94.1623 | 42.9 | 2 | 0 | 4 | 13.2193 | 36.1308 | 13.2193 | 36.1308 | 0 | 0 | 4.0878 | 0 | 0 | 0 | 4.0878 | 0 | 23.1241 | 48.9 | 0 | 2.8249 | 60.6759 | 0 | 0 | 0
4527 | 94.0115 | 0 | 94.0115 | 42.9 | 2 | 0 | 4 | 12.9773 | 33.1687 | 12.9773 | 33.1687 | 0 | 0 | 1.0345 | 0 | 0 | 0 | 1.0345 | 0 | 24.0552 | 48.9 | 0 | 2.8203 | 60.9877 | 0 | 0 | 0
4528 | 94.9543 | 0 | 94.9543 | 42.9 | 2 | 6.1965 | 9.5864 | 11.3429 | 22.9285 | 11.3429 | 22.9285 | 0 | 0 | 0 | 0 | 0 | 0 | 0 | 0 | 24.0552 | 54.4864 | 0 | 2.8486 | 62.5136 | 0 | 0 | -1.4211e-14
4529 | 99.714 | 0 | 99.714 | 53.3423 | 2 | 7.5031 | 10 | 14.4509 | 11.7854 | 14.4509 | 11.7854 | 0 | 0 | 0 | 0.63231 | 0 | 0 | 0 | 0.63231 | 23.3526 | 65.3423 | 0 | 2.9914 | 51.0254 | 0 | 0 | 0
4530 | 108.383 | 0 | 108.383 | 55 | 8.061 | 9.6737 | 10 | 13.6483 | 5.8953e-15 | 13.6483 | 5.8953e-15 | 0 | 0 | 0 | 12 | 0 | 0 | 0 | 12 | 10.0193 | 73.061 | 0 | 3.2515 | 31.939 | 0 | 0 | 0
4531 | 112.0457 | 0 | 112.0457 | 55 | 13.7431 | 9.9807 | 10 | 14.3045 | 0 | 14.3045 | 0 | 0 | 0 | 0 | 9.0174 | 0 | 0 | 0 | 9.0174 | 0 | 78.7431 | 0 | 3.3614 | 26.2569 | 0 | 0 | 0
4532 | 114.837 | 0 | 114.837 | 55 | 25.7563 | 10.3214 | 10 | 13.7593 | 0 | 13.7593 | 0 | 0 | 0 | 0 | 0 | 0 | 0 | 0 | 0 | 0 | 90.7563 | 0 | 3.4451 | 14.2437 | 0 | 0 | 0
4533 | 110.6941 | 0 | 110.6941 | 55 | 22.4418 | 9.9445 | 10 | 13.3078 | 0 | 13.3078 | 0 | 0 | 0 | 0 | 0 | 0 | 0 | 0 | 0 | 0 | 87.4418 | 0 | 3.3208 | 17.5582 | 0 | 1.4211e-14 | 0
4534 | 108.7762 | 0 | 108.7762 | 55 | 19.2195 | 9.578 | 10 | 14.9788 | 0 | 14.9788 | 0 | 0 | 0 | 0 | 0 | 0 | 0 | 0 | 0 | 0 | 84.2195 | 0 | 3.2633 | 20.7805 | 0 | 1.4211e-14 | 0
4535 | 104.065 | 0 | 104.065 | 55 | 12.6167 | 8.8271 | 10 | 17.6213 | 0 | 17.6213 | 0 | 0 | 0 | 0 | 0 | 0 | 0 | 0 | 0 | 0 | 77.6167 | 0 | 3.122 | 27.3833 | 0 | 0 | 0
4536 | 99.4003 | 0 | 99.4003 | 55 | 10.5431 | 8.5913 | 10 | 15.2659 | 0 | 15.2659 | 0 | 0 | 0 | 0 | 0 | 0 | 0 | 0 | 0 | 0 | 75.5431 | 0 | 2.982 | 29.4569 | 0 | 0 | 0
4537 | 98.4218 | 0 | 98.4218 | 55 | 6.9067 | 8.1777 | 10 | 18.3374 | 0 | 18.3374 | 0 | 0 | 0 | 0 | 0 | 0 | 0 | 0 | 0 | 0 | 71.9067 | 0 | 2.9527 | 33.0933 | 0 | 0 | 0
4538 | 97.4637 | 0 | 97.4637 | 55 | 7.0281 | 8.1915 | 10 | 17.2441 | 0 | 17.2441 | 0 | 0 | 0 | 0 | 0 | 0 | 0 | 0 | 0 | 0 | 72.0281 | 0 | 2.9239 | 32.9719 | 0 | 0 | 0
4539 | 100.5995 | 0 | 100.5995 | 55 | 10.9766 | 8.6406 | 10 | 15.9824 | 0 | 15.9824 | 0 | 0 | 0 | 0 | 0 | 0 | 0 | 0 | 0 | 0 | 75.9766 | 0 | 3.018 | 29.0234 | 0 | 0 | 0
4540 | 103.1555 | 0 | 103.1555 | 55 | 13.0547 | 8.8769 | 10 | 16.2239 | 0 | 16.2239 | 0 | 0 | 0 | 0 | 0 | 0 | 0 | 0 | 0 | 0 | 78.0547 | 0 | 3.0947 | 26.9453 | 0 | 0 | 0
4541 | 102.2772 | 0 | 102.2772 | 55 | 12.8605 | 8.8548 | 10 | 15.562 | 0 | 15.562 | 0 | 0 | 0 | 0 | 0 | 0 | 0 | 0 | 0 | 0 | 77.8605 | 0 | 3.0683 | 27.1395 | 0 | 1.4211e-14 | 0
4542 | 99.3356 | 0 | 99.3356 | 55 | 10.0626 | 8.5366 | 10 | 15.7364 | 0 | 15.7364 | 0 | 0 | 0 | 0 | 0 | 0 | 0 | 0 | 0 | 0 | 75.0626 | 0 | 2.9801 | 29.9374 | 0 | 0 | 0
4543 | 101.6419 | 0 | 101.6419 | 55 | 3.367 | 7.7751 | 10 | 14.199 | 11.3007 | 14.199 | 11.3007 | 0 | 0 | 0 | 0 | 0 | 0 | 0 | 0 | 0 | 68.367 | 0 | 3.0493 | 36.633 | 0 | 0 | 0
4544 | 99.7315 | 0 | 99.7315 | 46.5578 | 2 | 6.6596 | 10 | 12.9815 | 21.5325 | 12.9815 | 21.5325 | 0 | 0 | 0 | 0 | 0 | 0 | 0 | 0 | 0 | 58.5578 | 0 | 2.9919 | 46.4422 | 0 | 0 | 0
4545 | 100.0882 | 0 | 100.0882 | 42.9 | 2 | 4.4105 | 4 | 14.1649 | 32.6129 | 14.1649 | 32.6129 | 0 | 0 | 0 | 0 | 0 | 0 | 0 | 0 | 0 | 48.9 | 0 | 3.0026 | 57.1332 | 0 | 1.4211e-14 | 0
4546 | 99.159 | 0 | 99.159 | 42.9 | 2 | 1.4211e-14 | 4 | 14.7788 | 39.2387 | 14.7788 | 39.2387 | 0 | 0 | 3.7585 | 0 | 0 | 0 | 3.7585 | 0 | 3.3826 | 48.9 | 0 | 2.9748 | 60.7096 | 0 | 0 | 0
4547 | 98.9576 | 0 | 98.9576 | 42.9 | 2 | 0 | 4 | 13.6919 | 46.3794 | 13.6919 | 46.3794 | 0 | 0 | 10.0137 | 0 | 0 | 0 | 10.0137 | 0 | 12.3949 | 48.9 | 0 | 2.9687 | 60.0708 | 0 | 0 | 0
4548 | 99.7921 | 0 | 99.7921 | 42.9 | 2 | 0 | 4 | 14.3009 | 45.6647 | 14.3009 | 45.6647 | 0 | 0 | 9.0734 | 0 | 0 | 0 | 9.0734 | 0 | 20.561 | 48.9 | 0 | 2.9938 | 60.1668 | 0 | 0 | 0
4549 | 99.2054 | 0 | 99.2054 | 42.9 | 2 | 7.1054e-15 | 4 | 15.042 | 41.1199 | 15.042 | 41.1199 | 0 | 0 | 5.8566 | 0 | 0 | 0 | 5.8566 | 0 | 25.832 | 48.9 | 0 | 2.9762 | 60.4953 | 0 | 0 | 0
4550 | 94.8096 | 0 | 94.8096 | 42.9 | 2 | 7.1054e-15 | 4 | 13.8161 | 41.3832 | 13.8161 | 41.3832 | 0 | 0 | 9.2897 | 0 | 0 | 0 | 9.2897 | 0 | 34.1927 | 48.9 | 0 | 2.8443 | 60.1448 | 0 | 0 | 0
4551 | 94.0198 | 0 | 94.0198 | 42.9 | 2 | 1.4138 | 4 | 12.9865 | 30.7195 | 12.9865 | 30.7195 | 0 | 0 | 0 | 0 | 0 | 0 | 0 | 0 | 34.1927 | 48.9 | 0 | 2.8206 | 71.8239 | 0 | 1.4211e-14 | 0
4552 | 101.2234 | 0 | 101.2234 | 47.1132 | 2 | 6.7227 | 10 | 13.9905 | 21.3969 | 13.9905 | 21.3969 | 0 | 0 | 0 | 0 | 0 | 0 | 0 | 0 | 34.1927 | 59.1132 | 0 | 3.0367 | 57.8868 | 0 | 0 | -1.4211e-14
4553 | 105.3241 | 0 | 105.3241 | 51.8977 | 2 | 7.9564 | 10 | 15.4043 | 12.0022 | 15.4043 | 12.0022 | 0 | 0 | 0 | 6.0634 | 0 | 0 | 0 | 6.0634 | 27.4555 | 63.8977 | 0 | 3.1597 | 47.0389 | 0 | 0 | 0
4554 | 107.8474 | 0 | 107.8474 | 55 | 6.9603 | 9.5485 | 10 | 14.3386 | 5.6335e-15 | 14.3386 | 5.6335e-15 | 0 | 0 | 0 | 12 | 0 | 0 | 0 | 12 | 14.1222 | 71.9603 | 0 | 3.2354 | 33.0397 | 0 | 0 | 0
4555 | 113.9244 | 0 | 113.9244 | 55 | 10.4491 | 9.9453 | 10 | 16.53 | 0 | 16.53 | 0 | 0 | 0 | 0 | 12 | 0 | 0 | 0 | 12 | 0.78884 | 75.4491 | 0 | 3.4177 | 29.5509 | 0 | 0 | 0
4556 | 118.6667 | 0 | 118.6667 | 55 | 26.4876 | 10.4853 | 10 | 15.9839 | 0 | 15.9839 | 0 | 0 | 0 | 0 | 0.70996 | 0 | 0 | 0 | 0.70996 | 0 | 91.4876 | 0 | 3.56 | 13.5124 | 0 | 1.4211e-14 | 0
4557 | 114.4024 | 0 | 114.4024 | 55 | 22.6717 | 9.9706 | 10 | 16.7601 | 0 | 16.7601 | 0 | 0 | 0 | 0 | 0 | 0 | 0 | 0 | 0 | 0 | 87.6717 | 0 | 3.4321 | 17.3283 | 0 | 0 | 0
4558 | 111.3194 | 0 | 111.3194 | 55 | 19.8112 | 9.6453 | 10 | 16.8629 | 0 | 16.8629 | 0 | 0 | 0 | 0 | 0 | 0 | 0 | 0 | 0 | 0 | 84.8112 | 0 | 3.3396 | 20.1888 | 0 | 0 | -1.4211e-14
4559 | 106.4916 | 0 | 106.4916 | 55 | 14.7461 | 9.0692 | 10 | 17.6762 | 0 | 17.6762 | 0 | 0 | 0 | 0 | 0 | 0 | 0 | 0 | 0 | 0 | 79.7461 | 0 | 3.1947 | 25.2539 | 0 | 1.4211e-14 | 0
4560 | 95.7001 | 0 | 95.7001 | 55 | 5.7959 | 8.0514 | 10 | 16.8529 | 0 | 16.8529 | 0 | 0 | 0 | 0 | 0 | 0 | 0 | 0 | 0 | 0 | 70.7959 | 0 | 2.871 | 34.2041 | 0 | 0 | -1.4211e-14
4561 | 97.2713 | 0 | 97.2713 | 55 | 6.9509 | 8.1827 | 10 | 17.1376 | 0 | 17.1376 | 0 | 0 | 0 | 0 | 0 | 0 | 0 | 0 | 0 | 0 | 71.9509 | 0 | 2.9181 | 33.0491 | 0 | 0 | 0
4562 | 96.8287 | 0 | 96.8287 | 55 | 7.5419 | 8.2499 | 10 | 16.0368 | 0 | 16.0368 | 0 | 0 | 0 | 0 | 0 | 0 | 0 | 0 | 0 | 0 | 72.5419 | 0 | 2.9049 | 32.4581 | 0 | 0 | 0
4563 | 97.5609 | 0 | 97.5609 | 55 | 8.036 | 8.3061 | 10 | 16.2188 | 0 | 16.2188 | 0 | 0 | 0 | 0 | 0 | 0 | 0 | 0 | 0 | 0 | 73.036 | 0 | 2.9268 | 31.964 | 0 | 0 | 0
4564 | 98.5225 | 0 | 98.5225 | 55 | 10.3093 | 8.5647 | 10 | 14.6486 | 0 | 14.6486 | 0 | 0 | 0 | 0 | 0 | 0 | 0 | 0 | 0 | 0 | 75.3093 | 0 | 2.9557 | 29.6907 | 0 | 0 | 0
4565 | 98.8958 | 0 | 98.8958 | 55 | 8.2559 | 8.3311 | 10 | 17.3088 | 0 | 17.3088 | 0 | 0 | 0 | 0 | 0 | 0 | 0 | 0 | 0 | 0 | 73.2559 | 0 | 2.9669 | 31.7441 | 0 | 0 | 0
4566 | 100.5505 | 0 | 100.5505 | 55 | 10.5972 | 8.5974 | 10 | 16.3559 | 0 | 16.3559 | 0 | 0 | 0 | 0 | 0 | 0 | 0 | 0 | 0 | 0 | 75.5972 | 0 | 3.0165 | 29.4028 | 0 | 0 | 0
4567 | 99.2465 | 0 | 99.2465 | 54.7783 | 2 | 7.5945 | 10 | 12.9017 | 11.9721 | 12.9017 | 11.9721 | 0 | 0 | 0 | 0 | 0 | 0 | 0 | 0 | 0 | 66.7783 | 0 | 2.9774 | 38.2217 | 0 | 0 | 0
4568 | 96.7071 | 0 | 96.7071 | 42.9 | 2 | 5.8308 | 6.3706 | 14.5343 | 25.0714 | 14.5343 | 25.0714 | 0 | 0 | 0 | 0 | 0 | 0 | 0 | 0 | 0 | 51.2706 | 0 | 2.9012 | 53.7294 | 0 | 0 | 0
4569 | 100.3481 | 0 | 100.3481 | 42.9 | 2 | 5.8069 | 6.1599 | 13.2575 | 30.2238 | 13.2575 | 30.2238 | 0 | 0 | 0 | 0 | 0 | 0 | 0 | 0 | 0 | 51.0599 | 0 | 3.0104 | 53.9401 | 0 | 0 | 0
4570 | 97.5373 | 0 | 97.5373 | 42.9 | 2 | 7.1054e-15 | 4 | 13.5846 | 40.4441 | 13.5846 | 40.4441 | 0 | 0 | 5.3914 | 0 | 0 | 0 | 5.3914 | 0 | 4.8522 | 48.9 | 0 | 2.9261 | 60.5428 | 0 | 0 | 0
4571 | 94.9092 | 0 | 94.9092 | 42.9 | 2 | 1.4211e-14 | 4 | 13.8218 | 42.4783 | 13.8218 | 42.4783 | 0 | 0 | 10.2909 | 0 | 0 | 0 | 10.2909 | 0 | 14.1141 | 48.9 | 0 | 2.8473 | 60.0425 | 0 | 0 | 0
4572 | 95.387 | 0 | 95.387 | 42.9 | 2 | 0 | 4 | 13.1222 | 45.3201 | 13.1222 | 45.3201 | 0 | 0 | 11.9553 | 0 | 0 | 0 | 11.9553 | 0 | 24.8739 | 48.9 | 0 | 2.8616 | 59.8726 | 0 | 0 | 0
4573 | 97.2215 | 0 | 97.2215 | 42.9 | 2 | 0 | 4 | 13.6937 | 42.2404 | 13.6937 | 42.2404 | 0 | 0 | 7.6126 | 0 | 0 | 0 | 7.6126 | 0 | 31.7252 | 48.9 | 0 | 2.9166 | 60.316 | 0 | 0 | 0
4574 | 94.502 | 0 | 94.502 | 42.9 | 2 | 0 | 4 | 12.9779 | 41.9865 | 12.9779 | 41.9865 | 0 | 0 | 9.3625 | 0 | 0 | 0 | 9.3625 | 0 | 40.1514 | 48.9 | 0 | 2.8351 | 60.1373 | 0 | 0 | 0
4575 | 92.9675 | 0 | 92.9675 | 42.9 | 2 | 0 | 4 | 14.2674 | 30.504 | 14.2674 | 30.504 | 0 | 0 | 0.70396 | 0 | 0 | 0 | 0.70396 | 0 | 40.785 | 48.9 | 0 | 2.789 | 61.0215 | 0 | 0 | 0
4576 | 99.3056 | 0 | 99.3056 | 46.2608 | 2 | 6.6258 | 10 | 12.8795 | 21.5395 | 12.8795 | 21.5395 | 0 | 0 | 0 | 0 | 0 | 0 | 0 | 0 | 40.785 | 58.2608 | 0 | 2.9792 | 58.7392 | 0 | 0 | 0
4577 | 104.1211 | 0 | 104.1211 | 53.6824 | 2 | 8.0458 | 10 | 14.4509 | 10.8771 | 14.4509 | 10.8771 | 0 | 0 | 0 | 5.0648 | 0 | 0 | 0 | 5.0648 | 35.1574 | 65.6824 | 0 | 3.1236 | 46.2528 | 0 | 0 | 0
4578 | 106.2787 | 0 | 106.2787 | 55 | 6.5565 | 9.5026 | 10 | 13.2196 | 5.9391e-15 | 13.2196 | 5.9391e-15 | 0 | 0 | 0 | 12 | 0 | 0 | 0 | 12 | 21.8241 | 71.5565 | 0 | 3.1884 | 33.4435 | 0 | 0 | 0
4579 | 110.8349 | 0 | 110.8349 | 55 | 9.665 | 9.8561 | 10 | 14.3138 | 0 | 14.3138 | 0 | 0 | 0 | 0 | 12 | 0 | 0 | 0 | 12 | 8.4908 | 74.665 | 0 | 3.325 | 30.335 | 0 | 0 | 0
4580 | 117.3018 | 0 | 117.3018 | 55 | 17.0605 | 10.2015 | 10 | 17.398 | 0 | 17.398 | 0 | 0 | 0 | 0 | 7.6417 | 0 | 0 | 0 | 7.6417 | 0 | 82.0605 | 0 | 3.5191 | 22.9395 | 0 | 0 | 0
4581 | 114.2418 | 0 | 114.2418 | 55 | 22.6087 | 9.9634 | 10 | 16.6697 | 0 | 16.6697 | 0 | 0 | 0 | 0 | 0 | 0 | 0 | 0 | 0 | 0 | 87.6087 | 0 | 3.4273 | 17.3913 | 0 | 0 | -1.4211e-14
4582 | 110.6963 | 0 | 110.6963 | 55 | 20.9196 | 9.7713 | 10 | 15.0053 | 0 | 15.0053 | 0 | 0 | 0 | 0 | 0 | 0 | 0 | 0 | 0 | 0 | 85.9196 | 0 | 3.3209 | 19.0804 | 0 | 0 | 0
4583 | 103.0525 | 0 | 103.0525 | 55 | 13.5543 | 8.9337 | 10 | 15.5644 | 0 | 15.5644 | 0 | 0 | 0 | 0 | 0 | 0 | 0 | 0 | 0 | 0 | 78.5543 | 0 | 3.0916 | 26.4457 | 0 | 0 | 0
4584 | 101.2575 | 0 | 101.2575 | 55 | 8.8249 | 8.3959 | 10 | 19.0367 | 0 | 19.0367 | 0 | 0 | 0 | 0 | 0 | 0 | 0 | 0 | 0 | 0 | 73.8249 | 0 | 3.0377 | 46.1751 | 0 | 0 | 0
4585 | 103.0436 | 0 | 103.0436 | 55 | 12.318 | 8.7931 | 10 | 16.9325 | 0 | 16.9325 | 0 | 0 | 0 | 0 | 0 | 0 | 0 | 0 | 0 | 0 | 77.318 | 0 | 3.0913 | 42.682 | 0 | 0 | 0
4586 | 99.896 | 0 | 99.896 | 55 | 10.2923 | 8.5627 | 10 | 16.041 | 0 | 16.041 | 0 | 0 | 0 | 0 | 0 | 0 | 0 | 0 | 0 | 0 | 75.2923 | 0 | 2.9969 | 44.7077 | 0 | 0 | 0
4587 | 101.6454 | 0 | 101.6454 | 55 | 10.299 | 8.5635 | 10 | 17.7829 | 0 | 17.7829 | 0 | 0 | 0 | 0 | 0 | 0 | 0 | 0 | 0 | 0 | 75.299 | 0 | 3.0494 | 44.701 | 0 | 0 | -1.4211e-14
4588 | 102.7476 | 0 | 102.7476 | 55 | 11.7946 | 8.7336 | 10 | 17.2194 | 0 | 17.2194 | 0 | 0 | 0 | 0 | 0 | 0 | 0 | 0 | 0 | 0 | 76.7946 | 0 | 3.0824 | 43.2054 | 0 | 0 | 0
4589 | 104.0046 | 0 | 104.0046 | 55 | 14.3503 | 9.0242 | 10 | 15.63 | 0 | 15.63 | 0 | 0 | 0 | 0 | 0 | 0 | 0 | 0 | 0 | 0 | 79.3503 | 0 | 3.1201 | 40.6497 | 0 | 0 | -1.4211e-14
4590 | 104.394 | 0 | 104.394 | 55 | 13.1517 | 8.8879 | 10 | 17.3544 | 0 | 17.3544 | 0 | 0 | 0 | 0 | 0 | 0 | 0 | 0 | 0 | 0 | 78.1517 | 0 | 3.1318 | 41.8483 | 0 | 0 | 0
4591 | 101.5492 | 0 | 101.5492 | 53.2227 | 2.75 | 7.5028 | 10 | 15.8292 | 12.2445 | 15.8292 | 12.2445 | 0 | 0 | 0 | 0 | 0 | 0 | 0 | 0 | 0 | 65.9727 | 0 | 3.0465 | 54.0273 | 0 | 0 | 0
4592 | 104.1324 | 0 | 104.1324 | 49.2226 | 2.75 | 7.0479 | 10 | 13.9314 | 21.1804 | 13.9314 | 21.1804 | 0 | 0 | 0 | 0 | 0 | 0 | 0 | 0 | 0 | 61.9726 | 0 | 3.124 | 58.0274 | 0 | 1.4211e-14 | 0
4593 | 101.0465 | 0 | 101.0465 | 42.9 | 2.75 | 3.0825 | 4 | 16.3247 | 31.9893 | 16.3247 | 31.9893 | 0 | 0 | 0 | 0 | 0 | 0 | 0 | 0 | 0 | 49.65 | 0 | 3.0314 | 72.6522 | 0 | 1.4211e-14 | 0
4594 | 101.3993 | 0 | 101.3993 | 42.9 | 2.75 | 0 | 4 | 15.9084 | 38.4877 | 15.9084 | 38.4877 | 0 | 0 | 2.6468 | 0 | 0 | 0 | 2.6468 | 0 | 2.3821 | 49.65 | 0 | 3.042 | 75.1497 | 0 | 0 | 0
4595 | 99.7736 | 0 | 99.7736 | 42.9 | 2.75 | 0 | 4 | 13.5913 | 41.7776 | 13.5913 | 41.7776 | 0 | 0 | 5.2452 | 0 | 0 | 0 | 5.2452 | 0 | 7.1029 | 49.65 | 0 | 2.9932 | 74.8843 | 0 | 0 | 0
4596 | 102.0918 | 0 | 102.0918 | 42.9 | 2.75 | 1.4211e-14 | 4 | 15.6486 | 48.8175 | 15.6486 | 48.8175 | 0 | 0 | 12 | 0 | 0.024322 | 0 | 12.0243 | 0 | 17.9253 | 49.65 | 0 | 3.0628 | 74.1921 | 0 | 0 | 0
4597 | 99.8463 | 0 | 99.8463 | 42.9 | 2.75 | 0 | 4 | 14.6795 | 44.4339 | 14.6795 | 44.4339 | 0 | 0 | 8.9171 | 0 | 0 | 0 | 8.9171 | 0 | 25.9507 | 49.65 | 0 | 2.9954 | 74.5301 | 0 | 0 | 0
4598 | 98.733 | 0 | 98.733 | 42.9 | 2.75 | 0 | 4 | 14.7574 | 36.9797 | 14.7574 | 36.9797 | 0 | 0 | 2.6541 | 0 | 0 | 0 | 2.6541 | 0 | 28.3394 | 49.65 | 0 | 2.962 | 75.1696 | 0 | 0 | 0
4599 | 97.146 | 0 | 97.146 | 42.9 | 2.75 | 0 | 4 | 15.7806 | 32.9905 | 15.7806 | 32.9905 | 0 | 0 | 1.2751 | 0 | 0 | 0 | 1.2751 | 0 | 29.4869 | 49.65 | 0 | 2.9144 | 75.3104 | 0 | 0 | 0
4600 | 101.9042 | 0 | 101.9042 | 43.8993 | 2.75 | 6.4425 | 10 | 15.2894 | 23.523 | 15.2894 | 23.523 | 0 | 0 | 0 | 0 | 0 | 0 | 0 | 0 | 29.4869 | 56.6493 | 0 | 3.0571 | 75.3713 | 0 | 0 | -1.4211e-14
4601 | 105.9153 | 0 | 105.9153 | 53.2031 | 2.75 | 7.8546 | 10 | 18.1166 | 10.8789 | 18.1166 | 10.8789 | 0 | 0 | 0 | 3.0914 | 0 | 0.020674 | 0 | 3.1121 | 26.0296 | 65.9531 | 0 | 3.1775 | 62.9554 | 0 | 0 | -1.4211e-14
4602 | 110.1071 | 0 | 110.1071 | 55 | 7.5716 | 9.618 | 10 | 15.9175 | 5.4733e-15 | 15.9175 | 5.4733e-15 | 0 | 0 | 0 | 12 | 0 | 3.1987e-18 | 0 | 12 | 12.6962 | 72.5716 | 0 | 3.3032 | 47.4284 | 0 | 0 | 0
4603 | 117.89 | 0 | 117.89 | 55 | 14.1863 | 10.3051 | 10 | 16.972 | 0 | 16.972 | 0 | 0 | 0 | 0 | 11.4266 | 0 | 0 | 0 | 11.4266 | 0 | 79.1863 | 0 | 3.5367 | 40.8137 | 0 | 0 | -1.4211e-14
4604 | 123.7551 | 0 | 123.7551 | 55 | 31.5889 | 10.9847 | 10 | 16.1815 | 0 | 16.1815 | 0 | 0 | 0 | 0 | 0 | 0 | 0 | 0 | 0 | 0 | 96.5889 | 0 | 3.7127 | 23.4111 | 0 | 1.4211e-14 | 0
4605 | 117.2167 | 0 | 117.2167 | 55 | 23.8516 | 10.1048 | 10 | 18.2604 | 0 | 18.2604 | 0 | 0 | 0 | 0 | 0 | 0 | 0 | 0 | 0 | 0 | 88.8516 | 0 | 3.5165 | 31.1484 | 0 | 0 | -1.4211e-14
4606 | 112.7118 | 0 | 112.7118 | 55 | 21.0639 | 9.7878 | 10 | 16.8601 | 0 | 16.8601 | 0 | 0 | 0 | 0 | 0 | 0 | 0 | 0 | 0 | 0 | 86.0639 | 0 | 3.3814 | 33.9361 | 0 | 0 | -1.4211e-14
4607 | 109.4009 | 0 | 109.4009 | 55 | 18.1243 | 9.4534 | 10 | 16.8232 | 0 | 16.8232 | 0 | 0 | 0 | 0 | 0 | 0 | 0 | 0 | 0 | 0 | 83.1243 | 0 | 3.282 | 36.8757 | 0 | 0 | 0
4608 | 97.8264 | 0 | 97.8264 | 55 | 6.3866 | 8.1186 | 10 | 18.3213 | 0 | 18.3213 | 0 | 0 | 0 | 0 | 0 | 0 | 0 | 0 | 0 | 0 | 71.3866 | 0 | 2.9348 | 33.6134 | 0 | 0 | 0
4609 | 97.6923 | 0 | 97.6923 | 55 | 6.042 | 8.0794 | 10 | 18.5709 | 0 | 18.5709 | 0 | 0 | 0 | 0 | 0 | 0 | 0 | 0 | 0 | 0 | 71.042 | 0 | 2.9308 | 33.958 | 0 | 0 | 0
4610 | 96.9871 | 0 | 96.9871 | 55 | 5.1923 | 7.9827 | 10 | 18.8121 | 0 | 18.8121 | 0 | 0 | 0 | 0 | 0 | 0 | 0 | 0 | 0 | 0 | 70.1923 | 0 | 2.9096 | 34.8077 | 0 | 0 | 0
4611 | 97.1647 | 0 | 97.1647 | 55 | 7.6036 | 8.257 | 10 | 16.3042 | 0 | 16.3042 | 0 | 0 | 0 | 0 | 0 | 0 | 0 | 0 | 0 | 0 | 72.6036 | 0 | 2.9149 | 32.3964 | 0 | 0 | 0
4612 | 99.2441 | 0 | 99.2441 | 55 | 9.7729 | 8.5037 | 10 | 15.9675 | 0 | 15.9675 | 0 | 0 | 0 | 0 | 0 | 0 | 0 | 0 | 0 | 0 | 74.7729 | 0 | 2.9773 | 30.2271 | 0 | 0 | -1.4211e-14
4613 | 100.8754 | 0 | 100.8754 | 55 | 9.3282 | 8.4531 | 10 | 18.0941 | 0 | 18.0941 | 0 | 0 | 0 | 0 | 0 | 0 | 0 | 0 | 0 | 0 | 74.3282 | 0 | 3.0263 | 30.6718 | 0 | 0 | -1.4211e-14
4614 | 101.5752 | 0 | 101.5752 | 55 | 11.1115 | 8.6559 | 10 | 16.8078 | 0 | 16.8078 | 0 | 0 | 0 | 0 | 0 | 0 | 0 | 0 | 0 | 0 | 76.1115 | 0 | 3.0473 | 28.8885 | 0 | 0 | 0
4615 | 101.1757 | 0 | 101.1757 | 55 | 2.3881 | 7.6638 | 10 | 16.505 | 9.6187 | 16.505 | 9.6187 | 0 | 0 | 0 | 0 | 0 | 0 | 0 | 0 | 0 | 67.3881 | 0 | 3.0353 | 37.6119 | 0 | 0 | 0
4616 | 100.8692 | 0 | 100.8692 | 47.2429 | 2 | 6.7375 | 10 | 16.2615 | 18.6273 | 16.2615 | 18.6273 | 0 | 0 | 0 | 0 | 0 | 0 | 0 | 0 | 0 | 59.2429 | 0 | 3.0261 | 45.7571 | 0 | 0 | 0
4617 | 98.6586 | 0 | 98.6586 | 42.9 | 2 | 5.8621 | 6.6457 | 14.2744 | 26.9763 | 14.2744 | 26.9763 | 0 | 0 | 0 | 0 | 0 | 0 | 0 | 0 | 0 | 51.5457 | 0 | 2.9598 | 53.4543 | 0 | 1.4211e-14 | 0
4618 | 99.3296 | 0 | 99.3296 | 42.9 | 2 | 0 | 4 | 13.7076 | 36.7519 | 13.7076 | 36.7519 | 0 | 0 | 0.029868 | 0 | 0 | 0 | 0.029868 | 0 | 0.026881 | 48.9 | 0 | 2.9799 | 61.0903 | 0 | 0 | 0
4619 | 98.65 | 0 | 98.65 | 42.9 | 2 | 7.1054e-15 | 4 | 15.6827 | 36.0794 | 15.6827 | 36.0794 | 0 | 0 | 2.0121 | 0 | 0 | 0 | 2.0121 | 0 | 1.8378 | 48.9 | 0 | 2.9595 | 60.8879 | 0 | 0 | 0
4620 | 97.0754 | 0 | 97.0754 | 42.9 | 2 | 7.1054e-15 | 4 | 14.6455 | 40.0227 | 14.6455 | 40.0227 | 0 | 0 | 6.4928 | 0 | 0 | 0 | 6.4928 | 0 | 7.6813 | 48.9 | 0 | 2.9123 | 60.4303 | 0 | 0 | 0
4621 | 96.7689 | 0 | 96.7689 | 42.9 | 2 | 0 | 4 | 13.617 | 38.8468 | 13.617 | 38.8468 | 0 | 0 | 4.5948 | 0 | 0 | 0 | 4.5948 | 0 | 11.8166 | 48.9 | 0 | 2.9031 | 60.6242 | 0 | 0 | 0
4622 | 93.4268 | 0 | 93.4268 | 42.9 | 2 | 0 | 4 | 15.4368 | 33.7624 | 15.4368 | 33.7624 | 0 | 0 | 4.6725 | 0 | 0 | 0 | 4.6725 | 0 | 16.0219 | 48.9 | 0 | 2.8028 | 60.6162 | 0 | 0 | 0
4623 | 93.9276 | 0 | 93.9276 | 42.9 | 2 | 0.073109 | 4 | 15.8875 | 29.067 | 15.8875 | 29.067 | 0 | 0 | 0 | 0 | 0 | 0 | 0 | 0 | 16.0219 | 48.9 | 0 | 2.8178 | 73.0277 | 0 | 0 | 0
4624 | 96.9951 | 0 | 96.9951 | 43.4879 | 2 | 6.3104 | 10 | 16.1036 | 19.0932 | 16.1036 | 19.0932 | 0 | 0 | 0 | 0 | 0 | 0 | 0 | 0 | 16.0219 | 55.4879 | 0 | 2.9099 | 61.5121 | 0 | 0 | 0
4625 | 105.3365 | 0 | 105.3365 | 53.1022 | 2 | 8.1052 | 10 | 15.6372 | 10.325 | 15.6372 | 10.325 | 0 | 0 | 0 | 6.1669 | 0 | 0 | 0 | 6.1669 | 9.1698 | 65.1022 | 0 | 3.1601 | 45.7309 | 0 | 0 | 0
4626 | 106.8423 | 0 | 106.8423 | 55 | 10.1492 | 9.485 | 10 | 13.9552 | 4.7336e-15 | 13.9552 | 4.7336e-15 | 0 | 0 | 0 | 8.2528 | 0 | 0 | 0 | 8.2528 | 0 | 75.1492 | 0 | 3.2053 | 29.8508 | 0 | 0 | -1.4211e-14
4627 | 110.9043 | 0 | 110.9043 | 55 | 19.4721 | 9.6067 | 10 | 16.8255 | 0 | 16.8255 | 0 | 0 | 0 | 0 | 0 | 0 | 0 | 0 | 0 | 0 | 84.4721 | 0 | 3.3271 | 20.5279 | 0 | 1.4211e-14 | 0
4628 | 119.5475 | 0 | 119.5475 | 55 | 27.2219 | 10.4881 | 10 | 16.8375 | 0 | 16.8375 | 0 | 0 | 0 | 0 | 0 | 0 | 0 | 0 | 0 | 0 | 92.2219 | 0 | 3.5864 | 12.7781 | 0 | 0 | -1.4211e-14
4629 | 112.1181 | 0 | 112.1181 | 55 | 21.9311 | 9.8864 | 10 | 15.3006 | 0 | 15.3006 | 0 | 0 | 0 | 0 | 0 | 0 | 0 | 0 | 0 | 0 | 86.9311 | 0 | 3.3635 | 18.0689 | 0 | 1.4211e-14 | 0
4630 | 107.6992 | 0 | 107.6992 | 55 | 15.191 | 9.1199 | 10 | 18.3883 | 0 | 18.3883 | 0 | 0 | 0 | 0 | 0 | 0 | 0 | 0 | 0 | 0 | 80.191 | 0 | 3.231 | 24.809 | 0 | 0 | 0
4631 | 107.676 | 0 | 107.676 | 55 | 16.0207 | 9.2142 | 10 | 17.4411 | 0 | 17.4411 | 0 | 0 | 0 | 0 | 0 | 0 | 0 | 0 | 0 | 0 | 81.0207 | 0 | 3.2303 | 23.9793 | 0 | 1.4211e-14 | 0
4632 | 96.5515 | 0 | 96.5515 | 55 | 8.2649 | 8.3322 | 10 | 14.9544 | 0 | 14.9544 | 0 | 0 | 0 | 0 | 0 | 0 | 0 | 0 | 0 | 0 | 73.2649 | 0 | 2.8965 | 31.7351 | 0 | 0 | 0
4633 | 97.8022 | 0 | 97.8022 | 55 | 9.5184 | 8.4747 | 10 | 14.809 | 0 | 14.809 | 0 | 0 | 0 | 0 | 0 | 0 | 0 | 0 | 0 | 0 | 74.5184 | 0 | 2.9341 | 30.4816 | 0 | 0 | 0
4634 | 98.4859 | 0 | 98.4859 | 55 | 10.003 | 8.5298 | 10 | 14.9531 | 0 | 14.9531 | 0 | 0 | 0 | 0 | 0 | 0 | 0 | 0 | 0 | 0 | 75.003 | 0 | 2.9546 | 29.997 | 0 | 0 | -1.4211e-14
4635 | 100.4 | 0 | 100.4 | 55 | 11.3875 | 8.6873 | 10 | 15.3252 | 0 | 15.3252 | 0 | 0 | 0 | 0 | 0 | 0 | 0 | 0 | 0 | 0 | 76.3875 | 0 | 3.012 | 28.6125 | 0 | 0 | 0
4636 | 97.9562 | 0 | 97.9562 | 55 | 9.5394 | 8.4771 | 10 | 14.9396 | 0 | 14.9396 | 0 | 0 | 0 | 0 | 0 | 0 | 0 | 0 | 0 | 0 | 74.5394 | 0 | 2.9387 | 30.4606 | 0 | 0 | 0
4637 | 96.8001 | 0 | 96.8001 | 55 | 9.9785 | 8.527 | 10 | 13.2946 | 0 | 13.2946 | 0 | 0 | 0 | 0 | 0 | 0 | 0 | 0 | 0 | 0 | 74.9785 | 0 | 2.904 | 30.0215 | 0 | 0 | 0
4638 | 100.307 | 0 | 100.307 | 55 | 13.1693 | 8.8899 | 10 | 13.2478 | 0 | 13.2478 | 0 | 0 | 0 | 0 | 0 | 0 | 0 | 0 | 0 | 0 | 78.1693 | 0 | 3.0092 | 26.8307 | 0 | 1.4211e-14 | 0
4639 | 100.2631 | 0 | 100.2631 | 55 | 4.1655 | 7.866 | 10 | 12.0585 | 11.1731 | 12.0585 | 11.1731 | 0 | 0 | 0 | 0 | 0 | 0 | 0 | 0 | 0 | 69.1655 | 0 | 3.0079 | 35.8345 | 0 | 0 | 0
4640 | 97.3815 | 0 | 97.3815 | 43.8676 | 2 | 6.3536 | 10 | 13.5712 | 21.5892 | 13.5712 | 21.5892 | 0 | 0 | 0 | 0 | 0 | 0 | 0 | 0 | 0 | 55.8676 | 0 | 2.9214 | 49.1324 | 0 | 0 | -1.4211e-14
4641 | 100.1639 | 0 | 100.1639 | 42.9 | 2 | 5.3277 | 4 | 10.6529 | 35.2833 | 10.6529 | 35.2833 | 0 | 0 | 0 | 0 | 0 | 0 | 0 | 0 | 0 | 48.9 | 0 | 3.0049 | 56.3097 | 0 | 0 | 0
4642 | 97.92 | 0 | 97.92 | 42.9 | 2 | 0.90464 | 4 | 11.58 | 36.5353 | 11.58 | 36.5353 | 0 | 0 | 0 | 0 | 0 | 0 | 0 | 0 | 0 | 48.9 | 0 | 2.9376 | 60.2811 | 0 | 0 | 0
4643 | 94.73 | 0 | 94.73 | 42.9 | 2 | 0 | 4 | 10.7952 | 42.9648 | 10.7952 | 42.9648 | 0 | 0 | 7.93 | 0 | 0 | 0 | 7.93 | 0 | 7.137 | 48.9 | 0 | 2.8419 | 60.2836 | 0 | 0 | 0
4644 | 95.6006 | 0 | 95.6006 | 42.9 | 2 | 0 | 4 | 10.3192 | 47.8786 | 10.3192 | 47.8786 | 0 | 0 | 11.4973 | 0 | 0 | 0 | 11.4973 | 0 | 17.4846 | 48.9 | 0 | 2.868 | 59.9193 | 0 | 0 | 0
4645 | 96.3891 | 0 | 96.3891 | 42.9 | 2 | 0 | 4 | 11.0144 | 39.9129 | 11.0144 | 39.9129 | 0 | 0 | 3.4383 | 0 | 0 | 0 | 3.4383 | 0 | 20.579 | 48.9 | 0 | 2.8917 | 60.7423 | 0 | 0 | 0
4646 | 93.8525 | 0 | 93.8525 | 42.9 | 2 | 0 | 4 | 12.4335 | 41.7112 | 12.4335 | 41.7112 | 0 | 0 | 9.1922 | 0 | 0 | 0 | 9.1922 | 0 | 28.852 | 48.9 | 0 | 2.8156 | 60.1547 | 0 | 0 | 0
4647 | 94.97 | 0 | 94.97 | 42.9 | 2 | 4.6966 | 4 | 9.0724 | 32.301 | 9.0724 | 32.301 | 0 | 0 | 0 | 0 | 0 | 0 | 0 | 0 | 28.852 | 48.9 | 0 | 2.8491 | 68.8764 | 0 | 0 | 0
4648 | 99.1492 | 0 | 99.1492 | 45.7891 | 2 | 6.5722 | 10 | 12.1651 | 22.6227 | 12.1651 | 22.6227 | 0 | 0 | 0 | 0 | 0 | 0 | 0 | 0 | 28.852 | 57.7891 | 0 | 2.9745 | 59.2109 | 0 | 0 | 0
4649 | 100.6463 | 0 | 100.6463 | 54.174 | 2 | 7.8649 | 10 | 12.8191 | 10.8064 | 12.8191 | 10.8064 | 0 | 0 | 0 | 2.982 | 0 | 0 | 0 | 2.982 | 25.5387 | 66.174 | 0 | 3.0194 | 47.844 | 0 | 1.4211e-14 | 0
4650 | 106.0555 | 0 | 106.0555 | 55 | 7.0467 | 9.5583 | 10 | 12.4505 | 5.9154e-15 | 12.4505 | 5.9154e-15 | 0 | 0 | 0 | 12 | 0 | 0 | 0 | 12 | 12.2054 | 72.0467 | 0 | 3.1817 | 32.9533 | 0 | 0 | 0
4651 | 111.1572 | 0 | 111.1572 | 55 | 11.1112 | 9.9051 | 10 | 14.1561 | 0 | 14.1561 | 0 | 0 | 0 | 0 | 10.9848 | 0 | 0 | 0 | 10.9848 | 0 | 76.1112 | 0 | 3.3347 | 28.8888 | 0 | 0 | 0
4652 | 117.5768 | 0 | 117.5768 | 55 | 28.3513 | 10.6165 | 10 | 13.6089 | 0 | 13.6089 | 0 | 0 | 0 | 0 | 0 | 0 | 0 | 0 | 0 | 0 | 93.3513 | 0 | 3.5273 | 11.6487 | 0 | 0 | 0
4653 | 111.7439 | 0 | 111.7439 | 55 | 22.0165 | 9.8961 | 10 | 14.8313 | 0 | 14.8313 | 0 | 0 | 0 | 0 | 0 | 0 | 0 | 0 | 0 | 0 | 87.0165 | 0 | 3.3523 | 17.9835 | 0 | 0 | 0
4654 | 109.1268 | 0 | 109.1268 | 55 | 22.0185 | 9.8963 | 10 | 12.212 | 0 | 12.212 | 0 | 0 | 0 | 0 | 0 | 0 | 0 | 0 | 0 | 0 | 87.0185 | 0 | 3.2738 | 17.9815 | 0 | 0 | 0
4655 | 106.6449 | 0 | 106.6449 | 55 | 18.4737 | 9.4932 | 10 | 13.678 | 0 | 13.678 | 0 | 0 | 0 | 0 | 0 | 0 | 0 | 0 | 0 | 0 | 83.4737 | 0 | 3.1993 | 21.5263 | 0 | 0 | 0
4656 | 96.6877 | 0 | 96.6877 | 55 | 9.443 | 8.4661 | 10 | 13.7786 | 0 | 13.7786 | 0 | 0 | 0 | 0 | 0 | 0 | 0 | 0 | 0 | 0 | 74.443 | 0 | 2.9006 | 45.557 | 0 | 0 | 0
4657 | 98.9047 | 0 | 98.9047 | 55 | 11.4871 | 8.6986 | 10 | 13.719 | 0 | 13.719 | 0 | 0 | 0 | 0 | 0 | 0 | 0 | 0 | 0 | 0 | 76.4871 | 0 | 2.9671 | 43.5129 | 0 | 1.4211e-14 | 0
4658 | 99.364 | 0 | 99.364 | 55 | 10.872 | 8.6287 | 10 | 14.8633 | 0 | 14.8633 | 0 | 0 | 0 | 0 | 0 | 0 | 0 | 0 | 0 | 0 | 75.872 | 0 | 2.9809 | 44.128 | 0 | 0 | 0
4659 | 99.7601 | 0 | 99.7601 | 55 | 10.94 | 8.6364 | 10 | 15.1837 | 0 | 15.1837 | 0 | 0 | 0 | 0 | 0 | 0 | 0 | 0 | 0 | 0 | 75.94 | 0 | 2.9928 | 44.06 | 0 | 0 | 0
4660 | 101.7026 | 0 | 101.7026 | 55 | 13.9891 | 8.9832 | 10 | 13.7303 | 0 | 13.7303 | 0 | 0 | 0 | 0 | 0 | 0 | 0 | 0 | 0 | 0 | 78.9891 | 0 | 3.0511 | 41.0109 | 0 | 0 | 0
4661 | 101.4121 | 0 | 101.4121 | 55 | 12.6519 | 8.8311 | 10 | 14.9291 | 0 | 14.9291 | 0 | 0 | 0 | 0 | 0 | 0 | 0 | 0 | 0 | 0 | 77.6519 | 0 | 3.0424 | 42.3481 | 0 | 0 | 0
4662 | 103.1092 | 0 | 103.1092 | 55 | 15.0596 | 9.1049 | 10 | 13.9447 | 0 | 13.9447 | 0 | 0 | 0 | 0 | 0 | 0 | 0 | 0 | 0 | 0 | 80.0596 | 0 | 3.0933 | 39.9404 | 0 | 0 | 0
4663 | 101.5906 | 0 | 101.5906 | 55 | 4.985 | 7.9592 | 10 | 11.9411 | 11.7054 | 11.9411 | 11.7054 | 0 | 0 | 0 | 0 | 0 | 0 | 0 | 0 | 0 | 69.985 | 0 | 3.0477 | 50.015 | 0 | 0 | 0
4664 | 101.3593 | 0 | 101.3593 | 44.7142 | 2.75 | 6.5352 | 10 | 13.6499 | 23.71 | 13.6499 | 23.71 | 0 | 0 | 0 | 0 | 0 | 0 | 0 | 0 | 0 | 57.4642 | 0 | 3.0408 | 62.5358 | 0 | 0 | 0
4665 | 98.4864 | 0 | 98.4864 | 42.9 | 2.75 | 2.5603 | 4 | 11.6729 | 34.6032 | 11.6729 | 34.6032 | 0 | 0 | 0 | 0 | 0 | 0 | 0 | 0 | 0 | 49.65 | 0 | 2.9546 | 73.1211 | 0 | 0 | 0
4666 | 99.4589 | 0 | 99.4589 | 42.9 | 2.75 | 0 | 4 | 10.1895 | 42.1526 | 10.1895 | 42.1526 | 0 | 0 | 2.5332 | 0 | 0 | 0 | 2.5332 | 0 | 2.2799 | 49.65 | 0 | 2.9838 | 75.1613 | 0 | 0 | 0
4667 | 97.6898 | 0 | 97.6898 | 42.9 | 2.75 | 7.1054e-15 | 4 | 11.9764 | 46.0712 | 11.9764 | 46.0712 | 0 | 0 | 10.0079 | 0 | 0 | 0 | 10.0079 | 0 | 11.287 | 49.65 | 0 | 2.9307 | 74.398 | 0 | 0 | 0
4668 | 98.8938 | 0 | 98.8938 | 42.9 | 2.75 | 0 | 4 | 12.19 | 49.7279 | 12.19 | 49.7279 | 0 | 0 | 12 | 0 | 0.67417 | 0 | 12.6742 | 0 | 22.7086 | 49.65 | 0 | 2.9668 | 74.1257 | 0 | 0 | 0
4669 | 98.6981 | 0 | 98.6981 | 42.9 | 2.75 | 7.1054e-15 | 4 | 11.0738 | 43.2204 | 11.0738 | 43.2204 | 0 | 0 | 5.2462 | 0 | 0 | 0 | 5.2462 | 0 | 27.4301 | 49.65 | 0 | 2.9609 | 75.4573 | 0 | 1.4211e-14 | 0
4670 | 95.0269 | 0 | 95.0269 | 42.9 | 2.75 | 0 | 4 | 12.0758 | 41.0339 | 12.0758 | 41.0339 | 0 | 0 | 7.7328 | 0 | 0 | 0 | 7.7328 | 0 | 34.3896 | 49.65 | 0 | 2.8508 | 75.2034 | 0 | 0 | 0
4671 | 96.02 | 0 | 96.02 | 42.9 | 2.75 | 2.9448 | 4 | 10.5553 | 32.8699 | 10.5553 | 32.8699 | 0 | 0 | 0 | 0 | 0 | 0 | 0 | 0 | 34.3896 | 49.65 | 0 | 2.8806 | 85.3489 | 0 | 0 | 0
4672 | 98.4036 | 0 | 98.4036 | 42.9 | 2.75 | 6.2236 | 9.0739 | 14.5811 | 22.8751 | 14.5811 | 22.8751 | 0 | 0 | 0 | 0 | 0 | 0 | 0 | 0 | 34.3896 | 54.7239 | 0 | 2.9521 | 77.8491 | 0 | 1.4211e-14 | 0
4673 | 104.9005 | 0 | 104.9005 | 54.3784 | 2.75 | 8.4481 | 10 | 10.8642 | 11.3039 | 10.8642 | 11.3039 | 0 | 0 | 0 | 6.5829 | 0 | 0.57304 | 0 | 7.1559 | 26.4538 | 67.1284 | 0 | 3.147 | 58.2888 | 0 | 0 | 0
4674 | 108.5066 | 0 | 108.5066 | 55 | 7.7256 | 9.6356 | 10 | 14.1454 | 5.6321e-15 | 14.1454 | 5.6321e-15 | 0 | 0 | 0 | 12 | 0 | 0 | 0 | 12 | 13.1205 | 72.7256 | 0 | 3.2552 | 47.2744 | 0 | 0 | 0
4675 | 115.4135 | 0 | 115.4135 | 55 | 14.0568 | 10.3338 | 10 | 14.2144 | 0 | 14.2144 | 0 | 0 | 0 | 0 | 11.8084 | 0 | 0 | 0 | 11.8084 | 0 | 79.0568 | 0 | 3.4624 | 40.9432 | 0 | 0 | 0
4676 | 119.9717 | 0 | 119.9717 | 55 | 30.7534 | 10.8897 | 10 | 13.3286 | 0 | 13.3286 | 0 | 0 | 0 | 0 | 0 | 0 | 0 | 0 | 0 | 0 | 95.7534 | 0 | 3.5992 | 24.2466 | 0 | 0 | 0
4677 | 114.7917 | 0 | 114.7917 | 55 | 24.0698 | 10.1296 | 10 | 15.5923 | 0 | 15.5923 | 0 | 0 | 0 | 0 | 0 | 0 | 0 | 0 | 0 | 0 | 89.0698 | 0 | 3.4438 | 30.9302 | 0 | 0 | 0
4678 | 111.2215 | 0 | 111.2215 | 55 | 22.2828 | 9.9264 | 10 | 14.0124 | 0 | 14.0124 | 0 | 0 | 0 | 0 | 0 | 0 | 0 | 0 | 0 | 0 | 87.2828 | 0 | 3.3366 | 32.7172 | 0 | 0 | 0
4679 | 104.404 | 0 | 104.404 | 55 | 15.4259 | 9.1466 | 10 | 14.8315 | 0 | 14.8315 | 0 | 0 | 0 | 0 | 0 | 0 | 0 | 0 | 0 | 0 | 80.4259 | 0 | 3.1321 | 39.5741 | 0 | 0 | 0
4680 | 93.3482 | 0 | 93.3482 | 55 | 9.6852 | 8.4937 | 10 | 10.1692 | 0 | 10.1692 | 0 | 0 | 0 | 0 | 0 | 0 | 0 | 0 | 0 | 0 | 74.6852 | 0 | 2.8004 | 45.3148 | 0 | 1.4211e-14 | 0
4681 | 97.1586 | 0 | 97.1586 | 55 | 12.1893 | 8.7785 | 10 | 11.1909 | 0 | 11.1909 | 0 | 0 | 0 | 0 | 0 | 0 | 0 | 0 | 0 | 0 | 77.1893 | 0 | 2.9148 | 42.8107 | 0 | 0 | 0
4682 | 95.3416 | 0 | 95.3416 | 55 | 12.1346 | 8.7723 | 10 | 9.4348 | 0 | 9.4348 | 0 | 0 | 0 | 0 | 0 | 0 | 0 | 0 | 0 | 0 | 77.1346 | 0 | 2.8602 | 42.8654 | 0 | 0 | 0
4683 | 95.5926 | 0 | 95.5926 | 55 | 12.1122 | 8.7697 | 10 | 9.7107 | 0 | 9.7107 | 0 | 0 | 0 | 0 | 0 | 0 | 0 | 0 | 0 | 0 | 77.1122 | 0 | 2.8678 | 42.8878 | 0 | 0 | 0
4684 | 97.9729 | 0 | 97.9729 | 55 | 13.6351 | 8.9429 | 10 | 10.3949 | 0 | 10.3949 | 0 | 0 | 0 | 0 | 0 | 0 | 0 | 0 | 0 | 0 | 78.6351 | 0 | 2.9392 | 41.3649 | 0 | 0 | 0
4685 | 98.1984 | 0 | 98.1984 | 55 | 15.2209 | 9.1232 | 10 | 8.8543 | 0 | 8.8543 | 0 | 0 | 0 | 0 | 0 | 0 | 0 | 0 | 0 | 0 | 80.2209 | 0 | 2.946 | 39.7791 | 0 | 0 | 0
4686 | 97.5793 | 0 | 97.5793 | 55 | 14.13 | 8.9992 | 10 | 9.4501 | 0 | 9.4501 | 0 | 0 | 0 | 0 | 0 | 0 | 0 | 0 | 0 | 0 | 79.13 | 0 | 2.9274 | 40.87 | 0 | 0 | 0
4687 | 100.7916 | 0 | 100.7916 | 55 | 7.0123 | 8.1897 | 10 | 8.1623 | 12.4273 | 8.1623 | 12.4273 | 0 | 0 | 0 | 0 | 0 | 0 | 0 | 0 | 0 | 72.0123 | 0 | 3.0237 | 47.9877 | 0 | 0 | 0
4688 | 100.2339 | 0 | 100.2339 | 47.2427 | 2.75 | 6.8228 | 10 | 8.3491 | 25.0693 | 8.3491 | 25.0693 | 0 | 0 | 0 | 0 | 0 | 0 | 0 | 0 | 0 | 59.9927 | 0 | 3.007 | 60.0073 | 0 | 0 | 0
4689 | 98.9262 | 0 | 98.9262 | 42.9 | 2.75 | 5.7308 | 4.7408 | 8.9729 | 33.8317 | 8.9729 | 33.8317 | 0 | 0 | 0 | 0 | 0 | 0 | 0 | 0 | 0 | 50.3908 | 0 | 2.9678 | 69.6092 | 0 | 0 | 0
4690 | 96.5474 | 0 | 96.5474 | 42.9 | 2.75 | 0 | 4 | 6.7432 | 40.9143 | 6.7432 | 40.9143 | 0 | 0 | 0.76012 | 0 | 0 | 0 | 0.76012 | 0 | 0.68411 | 49.65 | 0 | 2.8964 | 75.3423 | 0 | 0 | 0
4691 | 96.0809 | 0 | 96.0809 | 42.9 | 2.75 | 0 | 4 | 6.7333 | 45.8486 | 6.7333 | 45.8486 | 0 | 0 | 6.151 | 0 | 0 | 0 | 6.151 | 0 | 6.22 | 49.65 | 0 | 2.8824 | 74.7918 | 0 | 0 | 0
4692 | 97.1411 | 0 | 97.1411 | 42.9 | 2.75 | 7.1054e-15 | 4 | 6.522 | 49.2846 | 6.522 | 49.2846 | 0 | 0 | 8.3155 | 0 | 0 | 0 | 8.3155 | 0 | 13.7039 | 49.65 | 0 | 2.9142 | 74.5708 | 0 | 0 | 0
4693 | 93.0375 | 0 | 93.0375 | 42.9 | 2.75 | 7.1054e-15 | 4 | 7.1341 | 49.2221 | 7.1341 | 49.2221 | 0 | 0 | 12 | 0 | 0.96868 | 0 | 12.9687 | 0 | 25.397 | 49.65 | 0 | 2.7911 | 74.0957 | 0 | 0 | 0
4694 | 93.5833 | 0 | 93.5833 | 42.9 | 2.75 | 0 | 4 | 6.9815 | 41.4143 | 6.9815 | 41.4143 | 0 | 0 | 4.4626 | 0 | 0 | 0 | 4.4626 | 0 | 29.4133 | 49.65 | 0 | 2.8075 | 75.7876 | 0 | 0 | 0
4695 | 94.5448 | 0 | 94.5448 | 42.9 | 2.75 | 2.1872 | 4 | 6.5674 | 36.1402 | 6.5674 | 36.1402 | 0 | 0 | 0 | 0 | 0 | 0 | 0 | 0 | 29.4133 | 49.65 | 0 | 2.8363 | 86.2795 | 0 | 0 | 0
4696 | 98.8754 | 0 | 98.8754 | 46.8363 | 2.75 | 6.7765 | 10 | 8.2459 | 24.2667 | 8.2459 | 24.2667 | 0 | 0 | 0 | 0 | 0 | 0 | 0 | 0 | 29.4133 | 59.5863 | 0 | 2.9663 | 73.2371 | 0 | 0 | 0
4697 | 103.7369 | 0 | 103.7369 | 55 | 4.9683 | 8.554 | 10 | 7.9393 | 12.0285 | 7.9393 | 12.0285 | 0 | 0 | 0 | 4.4235 | 0 | 0.82338 | 0 | 5.2469 | 23.6052 | 69.9683 | 0 | 3.1121 | 57.6082 | 0 | 0 | 0
4698 | 105.783 | 0 | 105.783 | 55 | 9.6645 | 9.8561 | 10 | 9.2624 | 5.8803e-15 | 9.2624 | 5.8803e-15 | 0 | 0 | 0 | 12 | 0 | 0 | 0 | 12 | 10.2719 | 74.6645 | 0 | 3.1735 | 45.3355 | 0 | 0 | 0
4699 | 111.9311 | 0 | 111.9311 | 55 | 18.8211 | 10.5841 | 10 | 8.2811 | 0 | 8.2811 | 0 | 0 | 0 | 0 | 9.2447 | 0 | 0 | 0 | 9.2447 | 0 | 83.8211 | 0 | 3.3579 | 36.1789 | 0 | 0 | 0
4700 | 119.638 | 0 | 119.638 | 55 | 32.6334 | 11.1035 | 10 | 10.901 | 0 | 10.901 | 0 | 0 | 0 | 0 | 0 | 0 | 0 | 0 | 0 | 0 | 97.6334 | 0 | 3.5891 | 22.3666 | 0 | 0 | 0
4701 | 111.9823 | 0 | 111.9823 | 55 | 25.3904 | 10.2798 | 10 | 11.312 | 0 | 11.312 | 0 | 0 | 0 | 0 | 0 | 0 | 0 | 0 | 0 | 0 | 90.3904 | 0 | 3.3595 | 29.6096 | 0 | 0 | -1.4211e-14
4702 | 110.1513 | 0 | 110.1513 | 55 | 23.2585 | 10.0373 | 10 | 11.8555 | 0 | 11.8555 | 0 | 0 | 0 | 0 | 0 | 0 | 0 | 0 | 0 | 0 | 88.2585 | 0 | 3.3045 | 31.7415 | 0 | 0 | 0
4703 | 104.8242 | 0 | 104.8242 | 55 | 19.478 | 9.6074 | 10 | 10.7388 | 0 | 10.7388 | 0 | 0 | 0 | 0 | 0 | 0 | 0 | 0 | 0 | 0 | 84.478 | 0 | 3.1447 | 35.522 | 0 | 0 | 0
4704 | 101.1544 | 0 | 101.1544 | 55 | 12.0648 | 8.7643 | 10 | 15.3253 | 0 | 15.3253 | 0 | 0 | 0 | 0 | 0 | 0 | 0 | 0 | 0 | 0 | 77.0648 | 0 | 3.0346 | 42.9352 | 0 | 0 | 0
4705 | 101.4908 | 0 | 101.4908 | 55 | 15.0312 | 9.1017 | 10 | 12.3579 | 0 | 12.3579 | 0 | 0 | 0 | 0 | 0 | 0 | 0 | 0 | 0 | 0 | 80.0312 | 0 | 3.0447 | 39.9688 | 0 | 0 | 0
4706 | 101.8784 | 0 | 101.8784 | 55 | 14.5289 | 9.0446 | 10 | 13.3049 | 0 | 13.3049 | 0 | 0 | 0 | 0 | 0 | 0 | 0 | 0 | 0 | 0 | 79.5289 | 0 | 3.0564 | 40.4711 | 0 | 0 | 0
4707 | 103.8237 | 0 | 103.8237 | 55 | 17.0277 | 9.3287 | 10 | 12.4673 | 0 | 12.4673 | 0 | 0 | 0 | 0 | 0 | 0 | 0 | 0 | 0 | 0 | 82.0277 | 0 | 3.1147 | 37.9723 | 0 | 0 | 0
4708 | 101.5472 | 0 | 101.5472 | 55 | 15.2011 | 9.121 | 10 | 12.2251 | 0 | 12.2251 | 0 | 0 | 0 | 0 | 0 | 0 | 0 | 0 | 0 | 0 | 80.2011 | 0 | 3.0464 | 39.7989 | 0 | 0 | 0
4709 | 103.4655 | 0 | 103.4655 | 55 | 18.4265 | 9.4878 | 10 | 10.5511 | 0 | 10.5511 | 0 | 0 | 0 | 0 | 0 | 0 | 0 | 0 | 0 | 0 | 83.4265 | 0 | 3.104 | 36.5735 | 0 | 0 | 0
4710 | 104.2217 | 0 | 104.2217 | 55 | 18.6974 | 9.5186 | 10 | 11.0057 | 0 | 11.0057 | 0 | 0 | 0 | 0 | 0 | 0 | 0 | 0 | 0 | 0 | 83.6974 | 0 | 3.1267 | 36.3026 | 0 | 0 | -1.4211e-14
4711 | 102.5861 | 0 | 102.5861 | 55 | 8.4364 | 8.3517 | 10 | 9.2303 | 11.5677 | 9.2303 | 11.5677 | 0 | 0 | 0 | 0 | 0 | 0 | 0 | 0 | 0 | 73.4364 | 0 | 3.0776 | 46.5636 | 0 | 0 | 0
4712 | 103.6172 | 0 | 103.6172 | 49.2985 | 2.75 | 7.0566 | 10 | 10.403 | 24.1092 | 10.403 | 24.1092 | 0 | 0 | 0 | 0 | 0 | 0 | 0 | 0 | 0 | 62.0485 | 0 | 3.1085 | 57.9515 | 0 | 0 | 0
4713 | 102.5174 | 0 | 102.5174 | 42.9 | 2.75 | 5.8485 | 5.7757 | 8.9033 | 36.3399 | 8.9033 | 36.3399 | 0 | 0 | 0 | 0 | 0 | 0 | 0 | 0 | 0 | 51.4257 | 0 | 3.0755 | 68.5743 | 0 | 1.4211e-14 | 0
4714 | 104.2103 | 0 | 104.2103 | 42.9 | 2.75 | 5.6785 | 4.281 | 7.3503 | 41.2505 | 7.3503 | 41.2505 | 0 | 0 | 0 | 0 | 0 | 0 | 0 | 0 | 0 | 49.931 | 0 | 3.1263 | 70.069 | 0 | 0 | 0
4715 | 102.0336 | 0 | 102.0336 | 42.9 | 2.75 | 0 | 4 | 8.2201 | 47.873 | 8.2201 | 47.873 | 0 | 0 | 3.7096 | 0 | 0 | 0 | 3.7096 | 0 | 3.3386 | 49.65 | 0 | 3.061 | 75.0411 | 0 | 0 | 0
4716 | 99.3316 | 0 | 99.3316 | 42.9 | 2.75 | 0 | 4 | 8.3392 | 52.4394 | 8.3392 | 52.4394 | 0 | 0 | 11.097 | 0 | 0 | 0 | 11.097 | 0 | 13.3259 | 49.65 | 0 | 2.9799 | 74.2868 | 0 | 0 | 0
4717 | 98.748 | 0 | 98.748 | 42.9 | 2.75 | 7.1054e-15 | 4 | 8.9787 | 43.0358 | 8.9787 | 43.0358 | 0 | 0 | 2.9165 | 0 | 0 | 0 | 2.9165 | 0 | 15.9508 | 49.65 | 0 | 2.9624 | 75.1221 | 0 | 0 | 0
4718 | 98.8352 | 0 | 98.8352 | 42.9 | 2.75 | 0 | 4 | 9.2643 | 41.6307 | 9.2643 | 41.6307 | 0 | 0 | 1.7098 | 0 | 0 | 0 | 1.7098 | 0 | 17.4896 | 49.65 | 0 | 2.9651 | 75.2453 | 0 | 0 | 0
4719 | 97.6574 | 0 | 97.6574 | 42.9 | 2.75 | 4.5695 | 4 | 7.8965 | 35.5413 | 7.8965 | 35.5413 | 0 | 0 | 0 | 0 | 0 | 0 | 0 | 0 | 17.4896 | 49.65 | 0 | 2.9297 | 83.3171 | 0 | 0 | 0
4720 | 103.7181 | 0 | 103.7181 | 51.2687 | 2.75 | 7.2806 | 10 | 10.9346 | 21.4842 | 10.9346 | 21.4842 | 0 | 0 | 0 | 0 | 0 | 0 | 0 | 0 | 17.4896 | 64.0187 | 0 | 3.1115 | 67.9813 | 0 | 0 | 0
4721 | 107.3058 | 0 | 107.3058 | 55 | 10.7246 | 8.6119 | 10 | 10.6895 | 12.2798 | 10.6895 | 12.2798 | 0 | 0 | 0 | 0 | 0 | 0 | 0 | 0 | 17.4896 | 75.7246 | 0 | 3.2192 | 56.2754 | 0 | 0 | 0
4722 | 110.599 | 0 | 110.599 | 55 | 13.3144 | 10.2711 | 10 | 10.0135 | 6.0796e-15 | 10.0135 | 6.0796e-15 | 0 | 0 | 0 | 12 | 0 | 0 | 0 | 12 | 4.1562 | 78.3144 | 0 | 3.318 | 41.6856 | 0 | 0 | 0
4723 | 118.052 | 0 | 118.052 | 55 | 26.2862 | 10.8071 | 10 | 12.2181 | 0 | 12.2181 | 0 | 0 | 0 | 0 | 3.7406 | 0 | 0 | 0 | 3.7406 | 0 | 91.2862 | 0 | 3.5416 | 28.7138 | 0 | 0 | 0
4724 | 121.5131 | 0 | 121.5131 | 55 | 33.6724 | 11.2217 | 10 | 11.619 | 0 | 11.619 | 0 | 0 | 0 | 0 | 0 | 0 | 0 | 0 | 0 | 0 | 98.6724 | 0 | 3.6454 | 21.3276 | 0 | 0 | 0
4725 | 120.1426 | 0 | 120.1426 | 55 | 32.2048 | 11.0548 | 10 | 11.8829 | 0 | 11.8829 | 0 | 0 | 0 | 0 | 0 | 0 | 0 | 0 | 0 | 0 | 97.2048 | 0 | 3.6043 | 22.7952 | 0 | 0 | 0
4726 | 115.9967 | 0 | 115.9967 | 55 | 28.7059 | 10.6568 | 10 | 11.634 | 0 | 11.634 | 0 | 0 | 0 | 0 | 0 | 0 | 0 | 0 | 0 | 0 | 93.7059 | 0 | 3.4799 | 26.2941 | 0 | 0 | 0
4727 | 111.8759 | 0 | 111.8759 | 55 | 25.2627 | 10.2653 | 10 | 11.3479 | 0 | 11.3479 | 0 | 0 | 0 | 0 | 0 | 0 | 0 | 0 | 0 | 0 | 90.2627 | 0 | 3.3563 | 29.7373 | 0 | 0 | 0
4728 | 100.0172 | 0 | 100.0172 | 55 | 17.0764 | 9.3343 | 10 | 8.6065 | 0 | 8.6065 | 0 | 0 | 0 | 0 | 0 | 0 | 0 | 0 | 0 | 0 | 82.0764 | 0 | 3.0005 | 37.9236 | 0 | 0 | 0
4729 | 102.7985 | 0 | 102.7985 | 55 | 20.1746 | 9.6866 | 10 | 7.9372 | 0 | 7.9372 | 0 | 0 | 0 | 0 | 0 | 0 | 0 | 0 | 0 | 0 | 85.1746 | 0 | 3.084 | 34.8254 | 0 | 1.4211e-14 | 0
4730 | 101.5753 | 0 | 101.5753 | 55 | 20.0401 | 9.6713 | 10 | 6.8639 | 0 | 6.8639 | 0 | 0 | 0 | 0 | 0 | 0 | 0 | 0 | 0 | 0 | 85.0401 | 0 | 3.0473 | 34.9599 | 0 | 1.4211e-14 | 0
4731 | 102.7685 | 0 | 102.7685 | 55 | 20.025 | 9.6696 | 10 | 8.074 | 0 | 8.074 | 0 | 0 | 0 | 0 | 0 | 0 | 0 | 0 | 0 | 0 | 85.025 | 0 | 3.0831 | 34.975 | 0 | 0 | 0
4732 | 102.0071 | 0 | 102.0071 | 55 | 18.9127 | 9.5431 | 10 | 8.5513 | 0 | 8.5513 | 0 | 0 | 0 | 0 | 0 | 0 | 0 | 0 | 0 | 0 | 83.9127 | 0 | 3.0602 | 36.0873 | 0 | 1.4211e-14 | 0
4733 | 102.7331 | 0 | 102.7331 | 55 | 20.7548 | 9.7526 | 10 | 7.2257 | 0 | 7.2257 | 0 | 0 | 0 | 0 | 0 | 0 | 0 | 0 | 0 | 0 | 85.7548 | 0 | 3.082 | 34.2452 | 0 | 0 | 0
4734 | 105.843 | 0 | 105.843 | 55 | 23.1049 | 10.0199 | 10 | 7.7182 | 0 | 7.7182 | 0 | 0 | 0 | 0 | 0 | 0 | 0 | 0 | 0 | 0 | 88.1049 | 0 | 3.1753 | 31.8951 | 0 | 1.4211e-14 | 0
4735 | 103.3483 | 0 | 103.3483 | 55 | 12.8068 | 8.8487 | 10 | 6.5613 | 10.1314 | 6.5613 | 10.1314 | 0 | 0 | 0 | 0 | 0 | 0 | 0 | 0 | 0 | 77.8068 | 0 | 3.1004 | 42.1932 | 0 | 0 | 0
4736 | 101.6292 | 0 | 101.6292 | 53.9891 | 2.75 | 7.59 | 10 | 6.2873 | 21.0128 | 6.2873 | 21.0128 | 0 | 0 | 0 | 0 | 0 | 0 | 0 | 0 | 0 | 66.7391 | 0 | 3.0489 | 53.2609 | 0 | 0 | -1.4211e-14
4737 | 101.8917 | 0 | 101.8917 | 49.891 | 2.75 | 7.1239 | 10 | 5.8658 | 26.2609 | 5.8658 | 26.2609 | 0 | 0 | 0 | 0 | 0 | 0 | 0 | 0 | 0 | 62.641 | 0 | 3.0567 | 57.359 | 0 | 0 | 0
4738 | 101.1017 | 0 | 101.1017 | 42.9 | 2.75 | 6.2394 | 9.2134 | 4.9084 | 35.0905 | 4.9084 | 35.0905 | 0 | 0 | 0 | 0 | 0 | 0 | 0 | 0 | 0 | 54.8634 | 0 | 3.0331 | 65.1366 | 0 | 0 | 0
4739 | 102.839 | 0 | 102.839 | 42.9 | 2.75 | 6.2725 | 9.504 | 3.6821 | 37.7304 | 3.6821 | 37.7304 | 0 | 0 | 0 | 0 | 0 | 0 | 0 | 0 | 0 | 55.154 | 0 | 3.0852 | 64.846 | 0 | 0 | 0
4740 | 99.3472 | 0 | 99.3472 | 42.9 | 2.75 | 1.5606 | 4 | 5.7043 | 42.4322 | 5.7043 | 42.4322 | 0 | 0 | 0 | 0 | 0 | 0 | 0 | 0 | 0 | 49.65 | 0 | 2.9804 | 74.0187 | 0 | 0 | 0
4741 | 97.8319 | 0 | 97.8319 | 42.9 | 2.75 | 0.53675 | 4 | 6.4505 | 41.1946 | 6.4505 | 41.1946 | 0 | 0 | 0 | 0 | 0 | 0 | 0 | 0 | 0 | 49.65 | 0 | 2.935 | 74.938 | 0 | 0 | 0
4742 | 98.4205 | 0 | 98.4205 | 42.9 | 2.75 | 5.8437 | 5.734 | 7.2917 | 33.9011 | 7.2917 | 33.9011 | 0 | 0 | 0 | 0 | 0 | 0 | 0 | 0 | 0 | 51.384 | 0 | 2.9526 | 68.616 | 0 | 1.4211e-14 | 0
4743 | 100.1639 | 0 | 100.1639 | 46.681 | 2.75 | 6.7589 | 10 | 5.323 | 28.651 | 5.323 | 28.651 | 0 | 0 | 0 | 0 | 0 | 0 | 0 | 0 | 0 | 59.431 | 0 | 3.0049 | 60.569 | 0 | 0 | 0
4744 | 101.2436 | 0 | 101.2436 | 52.9358 | 2.75 | 7.4702 | 10 | 5.8081 | 22.2794 | 5.8081 | 22.2794 | 0 | 0 | 0 | 0 | 0 | 0 | 0 | 0 | 0 | 65.6858 | 0 | 3.0373 | 54.3142 | 0 | 0 | 0
4745 | 105.7224 | 0 | 105.7224 | 55 | 14.7037 | 9.0644 | 10 | 6.2503 | 10.7039 | 6.2503 | 10.7039 | 0 | 0 | 0 | 0 | 0 | 0 | 0 | 0 | 0 | 79.7037 | 0 | 3.1717 | 40.2963 | 0 | 0 | 0
4746 | 112.0085 | 0 | 112.0085 | 55 | 29.656 | 10.7649 | 10 | 6.5876 | 4.8757e-15 | 6.5876 | 4.8757e-15 | 0 | 0 | 0 | 0 | 0 | 0 | 0 | 0 | 0 | 94.656 | 0 | 3.3603 | 25.344 | 0 | 0 | 0
4747 | 116.2076 | 0 | 116.2076 | 55 | 33.7809 | 11.234 | 10 | 6.1927 | 0 | 6.1927 | 0 | 0 | 0 | 0 | 0 | 0 | 0 | 0 | 0 | 0 | 98.7809 | 0 | 3.4862 | 21.2191 | 0 | 0 | 0
4748 | 122.0174 | 0 | 122.0174 | 55 | 37.851 | 11.6969 | 10 | 7.4695 | 0 | 7.4695 | 0 | 0 | 0 | 0 | 0 | 0 | 0 | 0 | 0 | 0 | 102.851 | 0 | 3.6605 | 17.149 | 0 | 0 | 0
4749 | 119.3388 | 0 | 119.3388 | 55 | 34.4139 | 11.306 | 10 | 8.619 | 0 | 8.619 | 0 | 0 | 0 | 0 | 0 | 0 | 0 | 0 | 0 | 0 | 99.4139 | 0 | 3.5802 | 20.5861 | 0 | 1.4211e-14 | 0
4750 | 114.322 | 0 | 114.322 | 55 | 29.5943 | 10.7579 | 10 | 8.9698 | 0 | 8.9698 | 0 | 0 | 0 | 0 | 0 | 0 | 0 | 0 | 0 | 0 | 94.5943 | 0 | 3.4297 | 25.4057 | 0 | 0 | -1.4211e-14
4751 | 107.5916 | 0 | 107.5916 | 55 | 24.2233 | 10.1471 | 10 | 8.2212 | 0 | 8.2212 | 0 | 0 | 0 | 0 | 0 | 0 | 0 | 0 | 0 | 0 | 89.2233 | 0 | 3.2277 | 30.7767 | 0 | 0 | -1.4211e-14
4752 | 95.3555 | 0 | 95.3555 | 55 | 10.2701 | 8.5602 | 10 | 11.5252 | 0 | 11.5252 | 0 | 0 | 0 | 0 | 0 | 0 | 0 | 0 | 0 | 0 | 75.2701 | 0 | 2.8607 | 29.7299 | 0 | 0 | 0
4753 | 95.7622 | 0 | 95.7622 | 55 | 10.0764 | 8.5382 | 10 | 12.1476 | 0 | 12.1476 | 0 | 0 | 0 | 0 | 0 | 0 | 0 | 0 | 0 | 0 | 75.0764 | 0 | 2.8729 | 29.9236 | 0 | 0 | 0
4754 | 93.802 | 0 | 93.802 | 55 | 9.6648 | 8.4914 | 10 | 10.6458 | 0 | 10.6458 | 0 | 0 | 0 | 0 | 0 | 0 | 0 | 0 | 0 | 0 | 74.6648 | 0 | 2.8141 | 30.3352 | 0 | 0 | 0
4755 | 93.7755 | 0 | 93.7755 | 55 | 9.3358 | 8.454 | 10 | 10.9858 | 0 | 10.9858 | 0 | 0 | 0 | 0 | 0 | 0 | 0 | 0 | 0 | 0 | 74.3358 | 0 | 2.8133 | 30.6642 | 0 | 0 | 0
4756 | 97.9946 | 0 | 97.9946 | 55 | 12.6664 | 8.8327 | 10 | 11.4955 | 0 | 11.4955 | 0 | 0 | 0 | 0 | 0 | 0 | 0 | 0 | 0 | 0 | 77.6664 | 0 | 2.9398 | 27.3336 | 0 | 1.4211e-14 | 0
4757 | 95.2276 | 0 | 95.2276 | 55 | 11.2305 | 8.6694 | 10 | 10.3276 | 0 | 10.3276 | 0 | 0 | 0 | 0 | 0 | 0 | 0 | 0 | 0 | 0 | 76.2305 | 0 | 2.8568 | 28.7695 | 0 | 0 | 0
4758 | 96.6718 | 0 | 96.6718 | 55 | 11.9599 | 8.7524 | 10 | 10.9595 | 0 | 10.9595 | 0 | 0 | 0 | 0 | 0 | 0 | 0 | 0 | 0 | 0 | 76.9599 | 0 | 2.9002 | 28.0401 | 0 | 0 | 0
4759 | 97.8226 | 0 | 97.8226 | 55 | 3.5716 | 7.7984 | 10 | 9.717 | 11.7356 | 9.717 | 11.7356 | 0 | 0 | 0 | 0 | 0 | 0 | 0 | 0 | 0 | 68.5716 | 0 | 2.9347 | 36.4284 | 0 | 0 | 0
4760 | 94.2999 | 0 | 94.2999 | 42.9 | 2 | 6.028 | 8.1043 | 10.6549 | 24.6127 | 10.6549 | 24.6127 | 0 | 0 | 0 | 0 | 0 | 0 | 0 | 0 | 0 | 53.0043 | 0 | 2.829 | 51.9957 | 0 | 0 | 0
4761 | 96.1807 | 0 | 96.1807 | 42.9 | 2 | 5.6142 | 4.466 | 7.3223 | 33.8782 | 7.3223 | 33.8782 | 0 | 0 | 0 | 0 | 0 | 0 | 0 | 0 | 0 | 49.366 | 0 | 2.8854 | 55.634 | 0 | 0 | 0
4762 | 93.0852 | 0 | 93.0852 | 42.9 | 2 | 0.17519 | 4 | 8.3078 | 35.7022 | 8.3078 | 35.7022 | 0 | 0 | 0 | 0 | 0 | 0 | 0 | 0 | 0 | 48.9 | 0 | 2.7926 | 60.936 | 0 | 0 | 0
4763 | 93.4247 | 0 | 93.4247 | 42.9 | 2 | 0 | 4 | 7.1804 | 45.6545 | 7.1804 | 45.6545 | 0 | 0 | 8.3102 | 0 | 0 | 0 | 8.3102 | 0 | 7.4792 | 48.9 | 0 | 2.8027 | 60.2448 | 0 | 0 | 0
4764 | 93.7264 | 0 | 93.7264 | 42.9 | 2 | 7.1054e-15 | 4 | 7.5403 | 45.4214 | 7.5403 | 45.4214 | 0 | 0 | 8.1352 | 0 | 0 | 0 | 8.1352 | 0 | 14.8009 | 48.9 | 0 | 2.8118 | 60.2626 | 0 | 1.4211e-14 | 0
4765 | 90.0648 | 0 | 90.0648 | 42.9 | 2 | 0 | 4 | 7.3682 | 44.8231 | 7.3682 | 44.8231 | 0 | 0 | 11.0266 | 0 | 0 | 0 | 11.0266 | 0 | 24.7248 | 48.9 | 0 | 2.7019 | 59.9674 | 0 | 0 | 0
4766 | 91.6723 | 0 | 91.6723 | 42.9 | 2 | 0 | 4 | 8.0219 | 40.5494 | 8.0219 | 40.5494 | 0 | 0 | 5.7991 | 0 | 0 | 0 | 5.7991 | 0 | 29.944 | 48.9 | 0 | 2.7502 | 60.5012 | 0 | 0 | 0
4767 | 89.6693 | 0 | 89.6693 | 42.9 | 2 | 0 | 4 | 8.1799 | 33.4041 | 8.1799 | 33.4041 | 0 | 0 | 0.81473 | 0 | 0 | 0 | 0.81473 | 0 | 30.6772 | 48.9 | 0 | 2.6901 | 61.0102 | 0 | 0 | 0
4768 | 93.3977 | 0 | 93.3977 | 42.9 | 2 | 6.0546 | 8.3379 | 10.1396 | 23.9656 | 10.1396 | 23.9656 | 0 | 0 | 0 | 0 | 0 | 0 | 0 | 0 | 30.6772 | 53.2379 | 0 | 2.8019 | 63.7621 | 0 | 0 | 0
4769 | 101.7091 | 0 | 101.7091 | 55 | 6.1391 | 8.2713 | 10 | 9.7517 | 10.9559 | 9.7517 | 10.9559 | 0 | 0 | 0 | 1.591 | 0 | 0 | 0 | 1.591 | 28.9094 | 71.1391 | 0 | 3.0513 | 44.2699 | 0 | 0 | 0
4770 | 102.7075 | 0 | 102.7075 | 55 | 5.3104 | 9.2792 | 10 | 11.8359 | 5.6075e-15 | 11.8359 | 5.6075e-15 | 0 | 0 | 0 | 11.282 | 0 | 0 | 0 | 11.282 | 16.3739 | 70.3104 | 0 | 3.0812 | 35.4076 | 0 | 0 | 0
4771 | 110.117 | 0 | 110.117 | 55 | 13.1639 | 10.254 | 10 | 9.6991 | 0 | 9.6991 | 0 | 0 | 0 | 0 | 12 | 0 | 0 | 0 | 12 | 3.0405 | 78.1639 | 0 | 3.3035 | 26.8361 | 0 | 0 | -1.4211e-14
4772 | 114.7547 | 0 | 114.7547 | 55 | 24.9256 | 10.5381 | 10 | 11.5544 | 0 | 11.5544 | 0 | 0 | 0 | 0 | 2.7365 | 0 | 0 | 0 | 2.7365 | 0 | 89.9256 | 0 | 3.4426 | 15.0744 | 0 | 0 | 0
4773 | 108.7056 | 0 | 108.7056 | 55 | 23.1434 | 10.0243 | 10 | 10.538 | 0 | 10.538 | 0 | 0 | 0 | 0 | 0 | 0 | 0 | 0 | 0 | 0 | 88.1434 | 0 | 3.2612 | 16.8566 | 0 | 0 | 0
4774 | 108.2171 | 0 | 108.2171 | 55 | 23.4262 | 10.0564 | 10 | 9.7345 | 0 | 9.7345 | 0 | 0 | 0 | 0 | 0 | 0 | 0 | 0 | 0 | 0 | 88.4262 | 0 | 3.2465 | 16.5738 | 0 | 1.4211e-14 | 0
4775 | 102.0627 | 0 | 102.0627 | 55 | 17.1937 | 9.3476 | 10 | 10.5214 | 0 | 10.5214 | 0 | 0 | 0 | 0 | 0 | 0 | 0 | 0 | 0 | 0 | 82.1937 | 0 | 3.0619 | 22.8063 | 0 | 0 | 0
4776 | 99.1244 | 0 | 99.1244 | 55 | 17.3402 | 9.3643 | 10 | 7.4199 | 0 | 7.4199 | 0 | 0 | 0 | 0 | 0 | 0 | 0 | 0 | 0 | 0 | 82.3402 | 0 | 2.9737 | 37.6598 | 0 | 0 | 0
4777 | 101.1438 | 0 | 101.1438 | 55 | 17.9722 | 9.4361 | 10 | 8.7355 | 0 | 8.7355 | 0 | 0 | 0 | 0 | 0 | 0 | 0 | 0 | 0 | 0 | 82.9722 | 0 | 3.0343 | 37.0278 | 0 | 0 | 0
4778 | 100.6184 | 0 | 100.6184 | 55 | 17.2142 | 9.3499 | 10 | 9.0543 | 0 | 9.0543 | 0 | 0 | 0 | 0 | 0 | 0 | 0 | 0 | 0 | 0 | 82.2142 | 0 | 3.0186 | 37.7858 | 0 | 0 | -1.4211e-14
4779 | 99.452 | 0 | 99.452 | 55 | 15.8056 | 9.1897 | 10 | 9.4566 | 0 | 9.4566 | 0 | 0 | 0 | 0 | 0 | 0 | 0 | 0 | 0 | 0 | 80.8056 | 0 | 2.9836 | 39.1944 | 0 | 0 | -1.4211e-14
4780 | 101.5749 | 0 | 101.5749 | 55 | 18.9372 | 9.5459 | 10 | 8.0917 | 0 | 8.0917 | 0 | 0 | 0 | 0 | 0 | 0 | 0 | 0 | 0 | 0 | 83.9372 | 0 | 3.0472 | 36.0628 | 0 | 0 | 0
4781 | 103.1528 | 0 | 103.1528 | 55 | 20.2606 | 9.6964 | 10 | 8.1958 | 0 | 8.1958 | 0 | 0 | 0 | 0 | 0 | 0 | 0 | 0 | 0 | 0 | 85.2606 | 0 | 3.0946 | 34.7394 | 0 | 0 | -1.4211e-14
4782 | 100.8519 | 0 | 100.8519 | 55 | 17.817 | 9.4185 | 10 | 8.6164 | 0 | 8.6164 | 0 | 0 | 0 | 0 | 0 | 0 | 0 | 0 | 0 | 0 | 82.817 | 0 | 3.0256 | 37.183 | 0 | 0 | 0
4783 | 103.5394 | 0 | 103.5394 | 55 | 10.1658 | 8.5483 | 10 | 7.2529 | 12.5724 | 7.2529 | 12.5724 | 0 | 0 | 0 | 0 | 0 | 0 | 0 | 0 | 0 | 75.1658 | 0 | 3.1062 | 44.8342 | 0 | 0 | 0
4784 | 102.8071 | 0 | 102.8071 | 51.5153 | 2.75 | 7.3087 | 10 | 7.3643 | 23.8688 | 7.3643 | 23.8688 | 0 | 0 | 0 | 0 | 0 | 0 | 0 | 0 | 0 | 64.2653 | 0 | 3.0842 | 55.7347 | 0 | 0 | 0
4785 | 101.9436 | 0 | 101.9436 | 45.5529 | 2.75 | 6.6306 | 10 | 5.5866 | 31.4235 | 5.5866 | 31.4235 | 0 | 0 | 0 | 0 | 0 | 0 | 0 | 0 | 0 | 58.3029 | 0 | 3.0583 | 61.6971 | 0 | 0 | 0
4786 | 101.9266 | 0 | 101.9266 | 42.9 | 2.75 | 3.1004 | 4 | 8.4093 | 40.7669 | 8.4093 | 40.7669 | 0 | 0 | 0 | 0 | 0 | 0 | 0 | 0 | 0 | 49.65 | 0 | 3.0578 | 72.6362 | 0 | 0 | 0
4787 | 98.0714 | 0 | 98.0714 | 42.9 | 2.75 | 0 | 4 | 7.8337 | 45.8535 | 7.8337 | 45.8535 | 0 | 0 | 5.2658 | 0 | 0 | 0 | 5.2658 | 0 | 4.7392 | 49.65 | 0 | 2.9421 | 74.8822 | 0 | 0 | 0
4788 | 97.0346 | 0 | 97.0346 | 42.9 | 2.75 | 0 | 4 | 6.4856 | 47.7558 | 6.4856 | 47.7558 | 0 | 0 | 6.8568 | 0 | 0 | 0 | 6.8568 | 0 | 10.9103 | 49.65 | 0 | 2.911 | 74.7198 | 0 | 0 | 0
4789 | 100.5782 | 0 | 100.5782 | 42.9 | 2.75 | 0.9562 | 4 | 7.7093 | 42.2627 | 7.7093 | 42.2627 | 0 | 0 | 0 | 0 | 0 | 0 | 0 | 0 | 10.9103 | 49.65 | 0 | 3.0173 | 84.3807 | 0 | 0 | 0
4790 | 99.4107 | 0 | 99.4107 | 42.9 | 2.75 | 4.106 | 4 | 7.1473 | 38.5074 | 7.1473 | 38.5074 | 0 | 0 | 0 | 0 | 0 | 0 | 0 | 0 | 10.9103 | 49.65 | 0 | 2.9823 | 81.5526 | 0 | 0 | 0
4791 | 97.883 | 0 | 97.883 | 42.9 | 2.75 | 5.9156 | 6.3663 | 5.4541 | 34.497 | 5.4541 | 34.497 | 0 | 0 | 0 | 0 | 0 | 0 | 0 | 0 | 10.9103 | 52.0163 | 0 | 2.9365 | 77.803 | 0 | 0 | 0
4792 | 103.5466 | 0 | 103.5466 | 53.1339 | 2.75 | 7.4927 | 10 | 6.5596 | 23.6104 | 6.5596 | 23.6104 | 0 | 0 | 0 | 0 | 0 | 0 | 0 | 0 | 10.9103 | 65.8839 | 0 | 3.1064 | 63.9354 | 0 | 0 | 0
4793 | 103.9697 | 0 | 103.9697 | 55 | 4.0988 | 8.7103 | 10 | 7.692 | 10.9772 | 7.692 | 10.9772 | 0 | 0 | 0 | 7.4914 | 0 | 0 | 0 | 7.4914 | 2.5865 | 69.0988 | 0 | 3.1191 | 53.2291 | 0 | 0 | 0
4794 | 110.5731 | 0 | 110.5731 | 55 | 23.4735 | 10.3265 | 10 | 9.4452 | 5.3223e-15 | 9.4452 | 5.3223e-15 | 0 | 0 | 0 | 2.3279 | 0 | 0 | 0 | 2.3279 | 0 | 88.4735 | 0 | 3.3172 | 31.5265 | 0 | 0 | 0
4795 | 115.3567 | 0 | 115.3567 | 55 | 31.2338 | 10.9443 | 10 | 8.1786 | 0 | 8.1786 | 0 | 0 | 0 | 0 | 0 | 0 | 0 | 0 | 0 | 0 | 96.2338 | 0 | 3.4607 | 23.7662 | 0 | 0 | 0
4796 | 121.3432 | 0 | 121.3432 | 55 | 37.03 | 11.6035 | 10 | 7.7097 | 0 | 7.7097 | 0 | 0 | 0 | 0 | 0 | 0 | 0 | 0 | 0 | 0 | 102.03 | 0 | 3.6403 | 17.97 | 0 | 0 | 0
4797 | 114.6325 | 0 | 114.6325 | 55 | 31.628 | 10.9892 | 10 | 7.0154 | 0 | 7.0154 | 0 | 0 | 0 | 0 | 0 | 0 | 0 | 0 | 0 | 0 | 96.628 | 0 | 3.439 | 23.372 | 0 | 0 | 0
4798 | 111.4513 | 0 | 111.4513 | 55 | 26.796 | 10.4396 | 10 | 9.2156 | 0 | 9.2156 | 0 | 0 | 0 | 0 | 0 | 0 | 0 | 0 | 0 | 0 | 91.796 | 0 | 3.3435 | 28.204 | 0 | 0 | -1.4211e-14
4799 | 106.1402 | 0 | 106.1402 | 55 | 22.6931 | 9.973 | 10 | 8.4741 | 0 | 8.4741 | 0 | 0 | 0 | 0 | 0 | 0 | 0 | 0 | 0 | 0 | 87.6931 | 0 | 3.1842 | 32.3069 | 0 | 0 | 0
4800 | 93.4289 | 0 | 93.4289 | 55 | 11.2045 | 8.6665 | 10 | 8.5579 | 0 | 8.5579 | 0 | 0 | 0 | 0 | 0 | 0 | 0 | 0 | 0 | 0 | 76.2045 | 0 | 2.8029 | 43.7955 | 0 | 0 | 0
4801 | 97.6394 | 0 | 97.6394 | 55 | 11.3119 | 8.6787 | 10 | 12.6488 | 0 | 12.6488 | 0 | 0 | 0 | 0 | 0 | 0 | 0 | 0 | 0 | 0 | 76.3119 | 0 | 2.9292 | 43.6881 | 0 | 0 | 0
4802 | 96.9626 | 0 | 96.9626 | 55 | 13.2049 | 8.894 | 10 | 9.8637 | 0 | 9.8637 | 0 | 0 | 0 | 0 | 0 | 0 | 0 | 0 | 0 | 0 | 78.2049 | 0 | 2.9089 | 41.7951 | 0 | 0 | 0
4803 | 96.36 | 0 | 96.36 | 55 | 13.1293 | 8.8854 | 10 | 9.3454 | 0 | 9.3454 | 0 | 0 | 0 | 0 | 0 | 0 | 0 | 0 | 0 | 0 | 78.1293 | 0 | 2.8908 | 41.8707 | 0 | 0 | 0
4804 | 99.2235 | 0 | 99.2235 | 55 | 16.748 | 9.2969 | 10 | 8.1786 | 0 | 8.1786 | 0 | 0 | 0 | 0 | 0 | 0 | 0 | 0 | 0 | 0 | 81.748 | 0 | 2.9767 | 38.252 | 0 | 0 | 0
4805 | 97.701 | 0 | 97.701 | 55 | 14.8048 | 9.0759 | 10 | 8.8203 | 0 | 8.8203 | 0 | 0 | 0 | 0 | 0 | 0 | 0 | 0 | 0 | 0 | 79.8048 | 0 | 2.931 | 40.1952 | 0 | 0 | 0
4806 | 98.5919 | 0 | 98.5919 | 55 | 17.3843 | 9.3693 | 10 | 6.8384 | 0 | 6.8384 | 0 | 0 | 0 | 0 | 0 | 0 | 0 | 0 | 0 | 0 | 82.3843 | 0 | 2.9578 | 37.6157 | 0 | 0 | 0
4807 | 100.0533 | 0 | 100.0533 | 55 | 6.366 | 8.1162 | 10 | 8.4334 | 12.1376 | 8.4334 | 12.1376 | 0 | 0 | 0 | 0 | 0 | 0 | 0 | 0 | 0 | 71.366 | 0 | 3.0016 | 48.634 | 0 | 1.4211e-14 | 0
4808 | 96.4939 | 0 | 96.4939 | 47.2781 | 2.75 | 6.8268 | 10 | 6.0722 | 23.5668 | 6.0722 | 23.5668 | 0 | 0 | 0 | 0 | 0 | 0 | 0 | 0 | 0 | 60.0281 | 0 | 2.8948 | 59.9719 | 0 | 0 | -1.4211e-14
4809 | 98.6303 | 0 | 98.6303 | 42.9 | 2.75 | 5.9254 | 6.4519 | 7.2196 | 33.3834 | 7.2196 | 33.3834 | 0 | 0 | 0 | 0 | 0 | 0 | 0 | 0 | 0 | 52.1019 | 0 | 2.9589 | 67.8981 | 0 | 0 | 0
4810 | 98.107 | 0 | 98.107 | 42.9 | 2.75 | 0 | 4 | 8.0127 | 42.7163 | 8.0127 | 42.7163 | 0 | 0 | 2.272 | 0 | 0 | 0 | 2.272 | 0 | 2.0448 | 49.65 | 0 | 2.9432 | 75.1879 | 0 | 0 | 0
4811 | 93.5047 | 0 | 93.5047 | 42.9 | 2.75 | 0 | 4 | 4.8484 | 44.9841 | 4.8484 | 44.9841 | 0 | 0 | 5.9778 | 0 | 0 | 0 | 5.9778 | 0 | 7.4248 | 49.65 | 0 | 2.8051 | 74.8095 | 0 | 0 | 0
4812 | 96.9321 | 0 | 96.9321 | 42.9 | 2.75 | 7.1054e-15 | 4 | 7.9471 | 51.4821 | 7.9471 | 51.4821 | 0 | 0 | 12 | 0 | 0.14698 | 0 | 12.147 | 0 | 18.3604 | 49.65 | 0 | 2.908 | 74.1796 | 0 | 0 | 0
4813 | 95.3858 | 0 | 95.3858 | 42.9 | 2.75 | 0 | 4 | 8.6186 | 42.9865 | 8.6186 | 42.9865 | 0 | 0 | 5.8692 | 0 | 0 | 0 | 5.8692 | 0 | 23.6427 | 49.65 | 0 | 2.8616 | 74.9455 | 0 | 0 | 0
4814 | 93.7093 | 0 | 93.7093 | 42.9 | 2.75 | 0 | 4 | 6.3701 | 40.0775 | 6.3701 | 40.0775 | 0 | 0 | 2.3882 | 0 | 0 | 0 | 2.3882 | 0 | 25.7921 | 49.65 | 0 | 2.8113 | 75.301 | 0 | 0 | 0
4815 | 92.9751 | 0 | 92.9751 | 42.9 | 2.75 | 7.1054e-15 | 4 | 8.2515 | 38.5372 | 8.2515 | 38.5372 | 0 | 0 | 3.4636 | 0 | 0 | 0 | 3.4636 | 0 | 28.9093 | 49.65 | 0 | 2.7893 | 75.1912 | 0 | 0 | 0
4816 | 98.6601 | 0 | 98.6601 | 47.2815 | 2.75 | 6.8272 | 10 | 7.3925 | 24.409 | 7.3925 | 24.409 | 0 | 0 | 0 | 0 | 0 | 0 | 0 | 0 | 28.9093 | 60.0315 | 0 | 2.9598 | 72.0935 | 0 | 0 | 0
4817 | 103.6495 | 0 | 103.6495 | 55 | 2.8084 | 8.5572 | 10 | 7.5465 | 12.3026 | 7.5465 | 12.3026 | 0 | 0 | 0 | 7.3099 | 0 | 0.12494 | 0 | 7.4348 | 20.6517 | 67.8084 | 0 | 3.1095 | 56.8817 | 0 | 0 | 0
4818 | 106.7853 | 0 | 106.7853 | 55 | 12.1739 | 10.1414 | 10 | 7.47 | 6.0418e-15 | 7.47 | 6.0418e-15 | 0 | 0 | 0 | 12 | 0 | 0 | 0 | 12 | 7.3184 | 77.1739 | 0 | 3.2036 | 42.8261 | 0 | 0 | 0
4819 | 110.1117 | 0 | 110.1117 | 55 | 20.1874 | 10.4371 | 10 | 7.9006 | 0 | 7.9006 | 0 | 0 | 0 | 0 | 6.5866 | 0 | 0 | 0 | 6.5866 | 0 | 85.1874 | 0 | 3.3034 | 34.8126 | 0 | 0 | -1.4211e-14
4820 | 115.8836 | 0 | 115.8836 | 55 | 31.6502 | 10.9917 | 10 | 8.2416 | 0 | 8.2416 | 0 | 0 | 0 | 0 | 0 | 0 | 0 | 0 | 0 | 0 | 96.6502 | 0 | 3.4765 | 23.3498 | 0 | 1.4211e-14 | 0
4821 | 111.5588 | 0 | 111.5588 | 55 | 27.635 | 10.5351 | 10 | 8.3888 | 0 | 8.3888 | 0 | 0 | 0 | 0 | 0 | 0 | 0 | 0 | 0 | 0 | 92.635 | 0 | 3.3468 | 27.365 | 0 | 0 | -1.4211e-14
4822 | 108.7362 | 0 | 108.7362 | 55 | 22.4962 | 9.9506 | 10 | 11.2894 | 0 | 11.2894 | 0 | 0 | 0 | 0 | 0 | 0 | 0 | 0 | 0 | 0 | 87.4962 | 0 | 3.2621 | 32.5038 | 0 | 2.8422e-14 | 0
4823 | 102.1833 | 0 | 102.1833 | 55 | 15.9407 | 9.2051 | 10 | 12.0375 | 0 | 12.0375 | 0 | 0 | 0 | 0 | 0 | 0 | 0 | 0 | 0 | 0 | 80.9407 | 0 | 3.0655 | 39.0593 | 0 | 0 | -1.4211e-14
4824 | 95.1873 | 0 | 95.1873 | 55 | 9.7586 | 8.502 | 10 | 11.9266 | 0 | 11.9266 | 0 | 0 | 0 | 0 | 0 | 0 | 0 | 0 | 0 | 0 | 74.7586 | 0 | 2.8556 | 45.2414 | 0 | 0 | 0
4825 | 98.0294 | 0 | 98.0294 | 55 | 12.8424 | 8.8528 | 10 | 11.3342 | 0 | 11.3342 | 0 | 0 | 0 | 0 | 0 | 0 | 0 | 0 | 0 | 0 | 77.8424 | 0 | 2.9409 | 42.1576 | 0 | 0 | 0
4826 | 97.4877 | 0 | 97.4877 | 55 | 9.7119 | 8.4967 | 10 | 14.2791 | 0 | 14.2791 | 0 | 0 | 0 | 0 | 0 | 0 | 0 | 0 | 0 | 0 | 74.7119 | 0 | 2.9246 | 45.2881 | 0 | 0 | 0
4827 | 99.3814 | 0 | 99.3814 | 55 | 14.532 | 9.0449 | 10 | 10.8045 | 0 | 10.8045 | 0 | 0 | 0 | 0 | 0 | 0 | 0 | 0 | 0 | 0 | 79.532 | 0 | 2.9814 | 40.468 | 0 | 1.4211e-14 | 0
4828 | 100.1199 | 0 | 100.1199 | 55 | 16.2814 | 9.2439 | 10 | 9.5947 | 0 | 9.5947 | 0 | 0 | 0 | 0 | 0 | 0 | 0 | 0 | 0 | 0 | 81.2814 | 0 | 3.0036 | 38.7186 | 0 | 0 | 0
4829 | 100.89 | 0 | 100.89 | 55 | 16.4791 | 9.2663 | 10 | 10.1445 | 0 | 10.1445 | 0 | 0 | 0 | 0 | 0 | 0 | 0 | 0 | 0 | 0 | 81.4791 | 0 | 3.0267 | 38.5209 | 0 | 1.4211e-14 | 0
4830 | 98.21 | 0 | 98.21 | 55 | 15.0305 | 9.1016 | 10 | 9.0779 | 0 | 9.0779 | 0 | 0 | 0 | 0 | 0 | 0 | 0 | 0 | 0 | 0 | 80.0305 | 0 | 2.9463 | 39.9695 | 0 | 0 | 0
4831 | 98.4728 | 0 | 98.4728 | 55 | 3.5437 | 7.7952 | 10 | 9.0825 | 13.0514 | 9.0825 | 13.0514 | 0 | 0 | 0 | 0 | 0 | 0 | 0 | 0 | 0 | 68.5437 | 0 | 2.9542 | 51.4563 | 0 | 0 | -1.4211e-14
4832 | 99.6666 | 0 | 99.6666 | 47.1827 | 2.75 | 6.8159 | 10 | 8.6771 | 24.2408 | 8.6771 | 24.2408 | 0 | 0 | 0 | 0 | 0 | 0 | 0 | 0 | 0 | 59.9327 | 0 | 2.99 | 60.0673 | 0 | 0 | 0
4833 | 96.7841 | 0 | 96.7841 | 42.9 | 2.75 | 5.1685 | 4 | 9.796 | 32.1695 | 9.796 | 32.1695 | 0 | 0 | 0 | 0 | 0 | 0 | 0 | 0 | 0 | 49.65 | 0 | 2.9035 | 70.7792 | 0 | 0 | 0
4834 | 99.4655 | 0 | 99.4655 | 42.9 | 2.75 | 7.1054e-15 | 4 | 10.8389 | 41.3303 | 10.8389 | 41.3303 | 0 | 0 | 2.3536 | 0 | 0 | 0 | 2.3536 | 0 | 2.1183 | 49.65 | 0 | 2.984 | 75.1796 | 0 | 0 | 0
4835 | 98.9048 | 0 | 98.9048 | 42.9 | 2.75 | 7.1054e-15 | 4 | 9.2943 | 46.8788 | 9.2943 | 46.8788 | 0 | 0 | 6.9183 | 0 | 0 | 0 | 6.9183 | 0 | 8.3447 | 49.65 | 0 | 2.9671 | 74.7135 | 0 | 0 | 0
4836 | 95.2185 | 0 | 95.2185 | 42.9 | 2.75 | 1.4211e-14 | 4 | 9.6611 | 46.0211 | 9.6611 | 46.0211 | 0 | 0 | 10.1137 | 0 | 0 | 0 | 10.1137 | 0 | 17.447 | 49.65 | 0 | 2.8566 | 74.3872 | 0 | 0 | 0
4837 | 96.1622 | 0 | 96.1622 | 42.9 | 2.75 | 0 | 4 | 10.1658 | 49.5209 | 10.1658 | 49.5209 | 0 | 0 | 12 | 0 | 1.1745 | 0 | 13.1745 | 0 | 29.3299 | 49.65 | 0 | 2.8849 | 74.0746 | 0 | 0 | 0
4838 | 96.8807 | 0 | 96.8807 | 42.9 | 2.75 | 0 | 4 | 7.2574 | 40.3086 | 7.2574 | 40.3086 | 0 | 0 | 0.33533 | 0 | 0 | 0 | 0.33533 | 0 | 29.6317 | 49.65 | 0 | 2.9064 | 76.384 | 0 | 0 | 0
4839 | 96.3876 | 0 | 96.3876 | 42.9 | 2.75 | 6.0589 | 7.6262 | 8.0172 | 29.0353 | 8.0172 | 29.0353 | 0 | 0 | 0 | 0 | 0 | 0 | 0 | 0 | 29.6317 | 53.2762 | 0 | 2.8916 | 79.7221 | 0 | 0 | -1.4211e-14
4840 | 100.133 | 0 | 100.133 | 44.9867 | 2.75 | 6.5662 | 10 | 9.5828 | 26.2473 | 9.5828 | 26.2473 | 0 | 0 | 0 | 0 | 0 | 0 | 0 | 0 | 29.6317 | 57.7367 | 0 | 3.004 | 75.2616 | 0 | 0 | 0
4841 | 105.3772 | 0 | 105.3772 | 51.505 | 2.75 | 8.3656 | 10 | 11.5164 | 11.9359 | 11.5164 | 11.9359 | 0 | 0 | 0 | 8.306 | 0 | 0.99832 | 0 | 9.3043 | 19.3199 | 64.255 | 0 | 3.1613 | 59.439 | 0 | 0 | 0
4842 | 107.4144 | 0 | 107.4144 | 55 | 8.8708 | 9.7658 | 10 | 11.7779 | 5.6632e-15 | 11.7779 | 5.6632e-15 | 0 | 0 | 0 | 12 | 0 | 0 | 0 | 12 | 5.9866 | 73.8708 | 0 | 3.2224 | 46.1292 | 0 | 0 | 0
4843 | 114.9237 | 0 | 114.9237 | 55 | 23.9436 | 10.728 | 10 | 9.8642 | 0 | 9.8642 | 0 | 0 | 0 | 0 | 5.388 | 0 | 0 | 0 | 5.388 | 0 | 88.9436 | 0 | 3.4477 | 31.0564 | 0 | 0 | -2.8422e-14
4844 | 119.066 | 0 | 119.066 | 55 | 32.4483 | 11.0825 | 10 | 10.5353 | 0 | 10.5353 | 0 | 0 | 0 | 0 | 0 | 0 | 0 | 0 | 0 | 0 | 97.4483 | 0 | 3.572 | 22.5517 | 0 | 0 | 0
4845 | 114.8646 | 0 | 114.8646 | 55 | 29.4593 | 10.7425 | 10 | 9.6628 | 0 | 9.6628 | 0 | 0 | 0 | 0 | 0 | 0 | 0 | 0 | 0 | 0 | 94.4593 | 0 | 3.4459 | 25.5407 | 0 | 0 | 0
4846 | 108.3392 | 0 | 108.3392 | 55 | 21.6763 | 9.8574 | 10 | 11.8055 | 0 | 11.8055 | 0 | 0 | 0 | 0 | 0 | 0 | 0 | 0 | 0 | 0 | 86.6763 | 0 | 3.2502 | 33.3237 | 0 | 1.4211e-14 | 0
4847 | 103.8952 | 0 | 103.8952 | 55 | 17.2465 | 9.3536 | 10 | 12.2951 | 0 | 12.2951 | 0 | 0 | 0 | 0 | 0 | 0 | 0 | 0 | 0 | 0 | 82.2465 | 0 | 3.1169 | 37.7535 | 0 | 0 | -1.4211e-14
4848 | 93.5814 | 0 | 93.5814 | 55 | 6.2419 | 8.1021 | 10 | 14.2374 | 0 | 14.2374 | 0 | 0 | 0 | 0 | 0 | 0 | 0 | 0 | 0 | 0 | 71.2419 | 0 | 2.8074 | 33.7581 | 0 | 0 | 0
4849 | 98.1894 | 0 | 98.1894 | 55 | 9.4149 | 8.4629 | 10 | 15.3116 | 0 | 15.3116 | 0 | 0 | 0 | 0 | 0 | 0 | 0 | 0 | 0 | 0 | 74.4149 | 0 | 2.9457 | 30.5851 | 0 | 0 | 0
4850 | 97.5701 | 0 | 97.5701 | 55 | 10.2999 | 8.5636 | 10 | 13.7066 | 0 | 13.7066 | 0 | 0 | 0 | 0 | 0 | 0 | 0 | 0 | 0 | 0 | 75.2999 | 0 | 2.9271 | 29.7001 | 0 | 0 | -1.4211e-14
4851 | 97.1325 | 0 | 97.1325 | 55 | 9.4501 | 8.467 | 10 | 14.2154 | 0 | 14.2154 | 0 | 0 | 0 | 0 | 0 | 0 | 0 | 0 | 0 | 0 | 74.4501 | 0 | 2.914 | 30.5499 | 0 | 0 | 0
4852 | 98.107 | 0 | 98.107 | 55 | 11.0804 | 8.6524 | 10 | 13.3742 | 0 | 13.3742 | 0 | 0 | 0 | 0 | 0 | 0 | 0 | 0 | 0 | 0 | 76.0804 | 0 | 2.9432 | 28.9196 | 0 | 0 | 0
4853 | 97.172 | 0 | 97.172 | 55 | 9.8646 | 8.5141 | 10 | 13.7933 | 0 | 13.7933 | 0 | 0 | 0 | 0 | 0 | 0 | 0 | 0 | 0 | 0 | 74.8646 | 0 | 2.9152 | 30.1354 | 0 | 0 | 0
4854 | 100.4943 | 0 | 100.4943 | 55 | 13.8519 | 8.9676 | 10 | 12.6749 | 0 | 12.6749 | 0 | 0 | 0 | 0 | 0 | 0 | 0 | 0 | 0 | 0 | 78.8519 | 0 | 3.0148 | 26.1481 | 0 | 0 | -1.4211e-14
4855 | 99.1876 | 0 | 99.1876 | 54.6671 | 2 | 7.5818 | 10 | 12.0441 | 12.8946 | 12.0441 | 12.8946 | 0 | 0 | 0 | 0 | 0 | 0 | 0 | 0 | 0 | 66.6671 | 0 | 2.9756 | 38.3329 | 0 | 0 | 0
4856 | 97.6714 | 0 | 97.6714 | 42.9 | 2 | 6.012 | 7.9634 | 12.6947 | 26.1013 | 12.6947 | 26.1013 | 0 | 0 | 0 | 0 | 0 | 0 | 0 | 0 | 0 | 52.8634 | 0 | 2.9301 | 52.1366 | 0 | 0 | 0
4857 | 97.1871 | 0 | 97.1871 | 42.9 | 2 | 0 | 4 | 11.9374 | 37.1626 | 11.9374 | 37.1626 | 0 | 0 | 0.8129 | 0 | 0 | 0 | 0.8129 | 0 | 0.73161 | 48.9 | 0 | 2.9156 | 61.0103 | 0 | 0 | 0
4858 | 98.3489 | 0 | 98.3489 | 42.9 | 2 | 0 | 4 | 12.5308 | 44.6408 | 12.5308 | 44.6408 | 0 | 0 | 7.7228 | 0 | 0 | 0 | 7.7228 | 0 | 7.6821 | 48.9 | 0 | 2.9505 | 60.3048 | 0 | 0 | 0
4859 | 97.3136 | 0 | 97.3136 | 42.9 | 2 | 7.1054e-15 | 4 | 11.9429 | 50.6731 | 11.9429 | 50.6731 | 0 | 0 | 12 | 0 | 2.2024 | 0 | 14.2024 | 0 | 20.5126 | 48.9 | 0 | 2.9194 | 59.6431 | 0 | 0 | 0
4860 | 95.0775 | 0 | 95.0775 | 42.9 | 2 | 0 | 4 | 11.9513 | 53.9141 | 11.9513 | 53.9141 | 0 | 0 | 12 | 0 | 7.6879 | 0 | 19.6879 | 0 | 38.4005 | 48.9 | 0 | 2.8523 | 59.0829 | 0 | 0 | 0
4861 | 94.095 | 0 | 94.095 | 42.9 | 2 | 1.4211e-14 | 4 | 11.8161 | 46.2284 | 11.8161 | 46.2284 | 0 | 0 | 12 | 0 | 0.84946 | 0 | 12.8495 | 0 | 49.9837 | 48.9 | 0 | 2.8229 | 59.7812 | 0 | 0 | 0
4862 | 94.9366 | 0 | 94.9366 | 42.9 | 2 | 1.4211e-14 | 4 | 9.5961 | 41.3768 | 9.5961 | 41.3768 | 0 | 0 | 4.9363 | 0 | 0 | 0 | 4.9363 | 0 | 54.4264 | 48.9 | 0 | 2.8481 | 69.7181 | 0 | 0 | 0
4863 | 92.9938 | 0 | 92.9938 | 42.9 | 2 | 7.1054e-15 | 4 | 9.9706 | 36.8252 | 9.9706 | 36.8252 | 0 | 0 | 2.702 | 0 | 0 | 0 | 2.702 | 0 | 56.8582 | 48.9 | 0 | 2.7898 | 69.9463 | 0 | 1.4211e-14 | 0
4864 | 98.6192 | 0 | 98.6192 | 42.9 | 2 | 6.2252 | 9.8385 | 13.385 | 24.2705 | 13.385 | 24.2705 | 0 | 0 | 0 | 0 | 0 | 0 | 0 | 0 | 56.8582 | 54.7385 | 0 | 2.9586 | 71.3904 | 0 | 0 | 0
4865 | 104.4377 | 0 | 104.4377 | 54.3863 | 2 | 7.9079 | 10 | 12.565 | 14.431 | 12.565 | 14.431 | 0 | 0 | 0 | 0 | 0 | 3.1476 | 0 | 3.1476 | 53.4442 | 66.3863 | 0 | 3.1331 | 56.5949 | 0 | 0 | 0
4866 | 106.5609 | 0 | 106.5609 | 54.5655 | 2 | 9.6152 | 10 | 12.399 | 5.7076e-15 | 12.399 | 5.7076e-15 | 0 | 0 | 0 | 12 | 0 | 5.9812 | 0 | 17.9812 | 33.6233 | 66.5655 | 0 | 3.1968 | 38.4345 | 0 | 0 | 0
4867 | 110.9975 | 0 | 110.9975 | 55 | 10.7325 | 9.9775 | 10 | 13.2875 | 0 | 13.2875 | 0 | 0 | 0 | 0 | 12 | 0 | 0 | 0 | 12 | 20.29 | 75.7325 | 0 | 3.3299 | 29.2675 | 0 | 0 | 0
4868 | 116.7832 | 0 | 116.7832 | 55 | 14.6033 | 10.4177 | 10 | 14.7622 | 0 | 14.7622 | 0 | 0 | 0 | 0 | 12 | 0 | 0 | 0 | 12 | 6.9566 | 79.6033 | 0 | 3.5035 | 25.3967 | 0 | 0 | 0
4869 | 112.9721 | 0 | 112.9721 | 55 | 16.0238 | 9.9266 | 10 | 15.7607 | 0 | 15.7607 | 0 | 0 | 0 | 0 | 6.261 | 0 | 0 | 0 | 6.261 | 0 | 81.0238 | 0 | 3.3892 | 23.9762 | 0 | 0 | 0
4870 | 110.9578 | 0 | 110.9578 | 55 | 21.433 | 9.8297 | 10 | 14.6951 | 0 | 14.6951 | 0 | 0 | 0 | 0 | 0 | 0 | 0 | 0 | 0 | 0 | 86.433 | 0 | 3.3287 | 18.567 | 0 | 0 | 0
4871 | 105.6881 | 0 | 105.6881 | 55 | 15.4573 | 9.1501 | 10 | 16.0806 | 0 | 16.0806 | 0 | 0 | 0 | 0 | 0 | 0 | 0 | 0 | 0 | 0 | 80.4573 | 0 | 3.1706 | 24.5427 | 0 | 1.4211e-14 | 0
4872 | 97.5647 | 0 | 97.5647 | 55 | 9.5343 | 8.4765 | 10 | 14.5539 | 0 | 14.5539 | 0 | 0 | 0 | 0 | 0 | 0 | 0 | 0 | 0 | 0 | 74.5343 | 0 | 2.9269 | 30.4657 | 0 | 0 | 0
4873 | 97.493 | 0 | 97.493 | 55 | 9.4731 | 8.4696 | 10 | 14.5504 | 0 | 14.5504 | 0 | 0 | 0 | 0 | 0 | 0 | 0 | 0 | 0 | 0 | 74.4731 | 0 | 2.9248 | 30.5269 | 0 | 0 | 0
4874 | 97.5095 | 0 | 97.5095 | 55 | 10.0445 | 8.5346 | 10 | 13.9304 | 0 | 13.9304 | 0 | 0 | 0 | 0 | 0 | 0 | 0 | 0 | 0 | 0 | 75.0445 | 0 | 2.9253 | 29.9555 | 0 | 0 | 0
4875 | 99.257 | 0 | 99.257 | 55 | 12.7964 | 8.8475 | 10 | 12.6131 | 0 | 12.6131 | 0 | 0 | 0 | 0 | 0 | 0 | 0 | 0 | 0 | 0 | 77.7964 | 0 | 2.9777 | 27.2036 | 0 | 1.4211e-14 | 0
4876 | 102.4194 | 0 | 102.4194 | 55 | 14.8361 | 9.0795 | 10 | 13.5038 | 0 | 13.5038 | 0 | 0 | 0 | 0 | 0 | 0 | 0 | 0 | 0 | 0 | 79.8361 | 0 | 3.0726 | 25.1639 | 0 | 0 | 0
4877 | 100.0977 | 0 | 100.0977 | 55 | 13.8296 | 8.965 | 10 | 12.3031 | 0 | 12.3031 | 0 | 0 | 0 | 0 | 0 | 0 | 0 | 0 | 0 | 0 | 78.8296 | 0 | 3.0029 | 26.1704 | 0 | 0 | 0
4878 | 100.8981 | 0 | 100.8981 | 55 | 14.9459 | 9.092 | 10 | 11.8602 | 0 | 11.8602 | 0 | 0 | 0 | 0 | 0 | 0 | 0 | 0 | 0 | 0 | 79.9459 | 0 | 3.0269 | 25.0541 | 0 | 0 | 0
4879 | 99.6022 | 0 | 99.6022 | 53.1608 | 2 | 7.4105 | 10 | 14.5686 | 12.4624 | 14.5686 | 12.4624 | 0 | 0 | 0 | 0 | 0 | 0 | 0 | 0 | 0 | 65.1608 | 0 | 2.9881 | 39.8392 | 0 | 0 | 0
4880 | 101.6944 | 0 | 101.6944 | 47.7864 | 2 | 6.7993 | 10 | 10.6282 | 24.4805 | 10.6282 | 24.4805 | 0 | 0 | 0 | 0 | 0 | 0 | 0 | 0 | 0 | 59.7864 | 0 | 3.0508 | 45.2136 | 0 | 0 | 0
4881 | 100.5074 | 0 | 100.5074 | 42.9 | 2 | 4.8383 | 4 | 10.6761 | 36.093 | 10.6761 | 36.093 | 0 | 0 | 0 | 0 | 0 | 0 | 0 | 0 | 0 | 48.9 | 0 | 3.0152 | 56.7491 | 0 | 0 | 0
4882 | 98.2035 | 0 | 98.2035 | 42.9 | 2 | 0 | 4 | 11.9514 | 40.9785 | 11.9514 | 40.9785 | 0 | 0 | 3.6264 | 0 | 0 | 0 | 3.6264 | 0 | 3.2637 | 48.9 | 0 | 2.9461 | 60.7231 | 0 | 0 | 0
4883 | 98.9211 | 0 | 98.9211 | 42.9 | 2 | 0 | 4 | 11.7696 | 41.3373 | 11.7696 | 41.3373 | 0 | 0 | 3.0858 | 0 | 0 | 0 | 3.0858 | 0 | 6.041 | 48.9 | 0 | 2.9676 | 60.7782 | 0 | 0 | 0
4884 | 100.3597 | 0 | 100.3597 | 42.9 | 2 | 7.1054e-15 | 4 | 10.2355 | 48.0789 | 10.2355 | 48.0789 | 0 | 0 | 6.8547 | 0 | 0 | 0 | 6.8547 | 0 | 12.2102 | 48.9 | 0 | 3.0108 | 60.3934 | 0 | 1.4211e-14 | 0
4885 | 98.6391 | 0 | 98.6391 | 42.9 | 2 | 7.1054e-15 | 4 | 10.4132 | 44.0135 | 10.4132 | 44.0135 | 0 | 0 | 4.6876 | 0 | 0 | 0 | 4.6876 | 0 | 16.429 | 48.9 | 0 | 2.9592 | 60.6147 | 0 | 0 | 0
4886 | 94.8033 | 0 | 94.8033 | 42.9 | 2 | 0 | 4 | 11.8808 | 43.8373 | 11.8808 | 43.8373 | 0 | 0 | 9.8148 | 0 | 0 | 0 | 9.8148 | 0 | 25.2624 | 48.9 | 0 | 2.8441 | 60.0911 | 0 | 0 | 0
4887 | 97.0469 | 0 | 97.0469 | 42.9 | 2 | 2.9248 | 4 | 11.5024 | 33.7197 | 11.5024 | 33.7197 | 0 | 0 | 0 | 0 | 0 | 0 | 0 | 0 | 25.2624 | 48.9 | 0 | 2.9114 | 70.4672 | 0 | 0 | 0
4888 | 100.6354 | 0 | 100.6354 | 46.8734 | 2 | 6.6955 | 10 | 11.3568 | 23.7097 | 11.3568 | 23.7097 | 0 | 0 | 0 | 0 | 0 | 0 | 0 | 0 | 25.2624 | 58.8734 | 0 | 3.0191 | 58.1266 | 0 | 0 | 0
4889 | 104.2317 | 0 | 104.2317 | 51.2142 | 2 | 8.3918 | 10 | 11.0921 | 10.9584 | 11.0921 | 10.9584 | 0 | 0 | 0 | 10.5752 | 0 | 0 | 0 | 10.5752 | 13.5122 | 63.2142 | 0 | 3.127 | 43.2106 | 0 | 0 | 0
4890 | 108.6858 | 0 | 108.6858 | 55 | 8.7485 | 9.7519 | 10 | 13.1854 | 5.4139e-15 | 13.1854 | 5.4139e-15 | 0 | 0 | 0 | 12 | 0 | 0 | 0 | 12 | 0.17887 | 73.7485 | 0 | 3.2606 | 31.2515 | 0 | 0 | 0
4891 | 115.7107 | 0 | 115.7107 | 55 | 26.6728 | 10.4439 | 10 | 13.433 | 0 | 13.433 | 0 | 0 | 0 | 0 | 0.16098 | 0 | 0 | 0 | 0.16098 | 0 | 91.6728 | 0 | 3.4713 | 13.3272 | 0 | 0 | -1.4211e-14
4892 | 118.1814 | 0 | 118.1814 | 55 | 29.4441 | 10.7408 | 10 | 12.9965 | 0 | 12.9965 | 0 | 0 | 0 | 0 | 0 | 0 | 0 | 0 | 0 | 0 | 94.4441 | 0 | 3.5454 | 10.5559 | 0 | 0 | 0
4893 | 113.44 | 0 | 113.44 | 55 | 25.1834 | 10.2563 | 10 | 13.0003 | 0 | 13.0003 | 0 | 0 | 0 | 0 | 0 | 0 | 0 | 0 | 0 | 0 | 90.1834 | 0 | 3.4032 | 14.8166 | 0 | 0 | 0
4894 | 110.3528 | 0 | 110.3528 | 55 | 23.3733 | 10.0504 | 10 | 11.9291 | 0 | 11.9291 | 0 | 0 | 0 | 0 | 0 | 0 | 0 | 0 | 0 | 0 | 88.3733 | 0 | 3.3106 | 16.6267 | 0 | 0 | 0
4895 | 105.2218 | 0 | 105.2218 | 55 | 16.1114 | 9.2245 | 10 | 14.8858 | 0 | 14.8858 | 0 | 0 | 0 | 0 | 0 | 0 | 0 | 0 | 0 | 0 | 81.1114 | 0 | 3.1567 | 23.8886 | 0 | 0 | -1.4211e-14
4896 | 97.9419 | 0 | 97.9419 | 55 | 9.4492 | 8.4669 | 10 | 15.0258 | 0 | 15.0258 | 0 | 0 | 0 | 0 | 0 | 0 | 0 | 0 | 0 | 0 | 74.4492 | 0 | 2.9383 | 30.5508 | 0 | 0 | 0
4897 | 97.2953 | 0 | 97.2953 | 55 | 9.3854 | 8.4596 | 10 | 14.4502 | 0 | 14.4502 | 0 | 0 | 0 | 0 | 0 | 0 | 0 | 0 | 0 | 0 | 74.3854 | 0 | 2.9189 | 30.6146 | 0 | 0 | 0
4898 | 97.7243 | 0 | 97.7243 | 55 | 8.623 | 8.3729 | 10 | 15.7284 | 0 | 15.7284 | 0 | 0 | 0 | 0 | 0 | 0 | 0 | 0 | 0 | 0 | 73.623 | 0 | 2.9317 | 31.377 | 0 | 0 | 0
4899 | 98.3451 | 0 | 98.3451 | 55 | 11.3945 | 8.6881 | 10 | 13.2625 | 0 | 13.2625 | 0 | 0 | 0 | 0 | 0 | 0 | 0 | 0 | 0 | 0 | 76.3945 | 0 | 2.9504 | 28.6055 | 0 | 0 | 0
4900 | 102.4442 | 0 | 102.4442 | 55 | 14.7947 | 9.0748 | 10 | 13.5747 | 0 | 13.5747 | 0 | 0 | 0 | 0 | 0 | 0 | 0 | 0 | 0 | 0 | 79.7947 | 0 | 3.0733 | 25.2053 | 0 | 0 | 0
4901 | 102.4435 | 0 | 102.4435 | 55 | 13.756 | 8.9567 | 10 | 14.7309 | 0 | 14.7309 | 0 | 0 | 0 | 0 | 0 | 0 | 0 | 0 | 0 | 0 | 78.756 | 0 | 3.0733 | 26.244 | 0 | 0 | -1.4211e-14
4902 | 100.3381 | 0 | 100.3381 | 55 | 10.8915 | 8.6309 | 10 | 15.8158 | 0 | 15.8158 | 0 | 0 | 0 | 0 | 0 | 0 | 0 | 0 | 0 | 0 | 75.8915 | 0 | 3.0101 | 29.1085 | 0 | 1.4211e-14 | 0
4903 | 100.6354 | 0 | 100.6354 | 51.4917 | 2 | 7.2207 | 10 | 15.2911 | 14.6319 | 15.2911 | 14.6319 | 0 | 0 | 0 | 0 | 0 | 0 | 0 | 0 | 0 | 63.4917 | 0 | 3.0191 | 41.5083 | 0 | 0 | 0
4904 | 100.2273 | 0 | 100.2273 | 42.9 | 2 | 5.9801 | 7.6832 | 13.7222 | 27.9418 | 13.7222 | 27.9418 | 0 | 0 | 0 | 0 | 0 | 0 | 0 | 0 | 0 | 52.5832 | 0 | 3.0068 | 52.4168 | 0 | 0 | 0
4905 | 99.1876 | 0 | 99.1876 | 42.9 | 2 | 1.4211e-14 | 4 | 15.0852 | 40.3311 | 15.0852 | 40.3311 | 0 | 0 | 5.1287 | 0 | 0 | 0 | 5.1287 | 0 | 4.6158 | 48.9 | 0 | 2.9756 | 60.5696 | 0 | 0 | 0
4906 | 100.2096 | 0 | 100.2096 | 42.9 | 2 | 0 | 4 | 13.0954 | 48.7916 | 13.0954 | 48.7916 | 0 | 0 | 10.5774 | 0 | 0 | 0 | 10.5774 | 0 | 14.1355 | 48.9 | 0 | 3.0063 | 60.0133 | 0 | 0 | 0
4907 | 99.521 | 0 | 99.521 | 42.9 | 2 | 0 | 4 | 13.3059 | 52.7363 | 13.3059 | 52.7363 | 0 | 0 | 12 | 0 | 3.4213 | 0 | 15.4213 | 0 | 28.0898 | 48.9 | 0 | 2.9856 | 59.5186 | 0 | 0 | 0
4908 | 97.3219 | 0 | 97.3219 | 42.9 | 2 | 0 | 4 | 12.346 | 53.8441 | 12.346 | 53.8441 | 0 | 0 | 12 | 0 | 5.7682 | 0 | 17.7682 | 0 | 44.2078 | 48.9 | 0 | 2.9197 | 59.279 | 0 | 0 | 0
4909 | 95.5749 | 0 | 95.5749 | 42.9 | 2 | 1.4211e-14 | 4 | 11.6358 | 49.0478 | 11.6358 | 49.0478 | 0 | 0 | 12 | 0 | 2.0087 | 0 | 14.0087 | 0 | 56.8596 | 48.9 | 0 | 2.8672 | 59.6629 | 0 | 0 | 0
4910 | 95.2764 | 0 | 95.2764 | 42.9 | 2 | 0 | 4 | 12.367 | 43.5497 | 12.367 | 43.5497 | 0 | 0 | 1.6272 | 0 | 7.9132 | 0 | 9.5404 | 0 | 65.6197 | 48.9 | 0 | 2.8583 | 60.1192 | 0 | 0 | 0
4911 | 95.1274 | 0 | 95.1274 | 42.9 | 2 | 0 | 4 | 14.5984 | 38.814 | 13.3403 | 35.4689 | 1.2581 | 3.3451 | 0 | 0 | 2.5818 | 0 | 2.5818 | 0 | 68 | 48.9 | 0 | 2.8538 | 72.3597 | 0 | 4.4409e-16 | 0
4912 | 99.6714 | 0 | 99.6714 | 42.9 | 2 | 5.9543 | 7.4566 | 12.8414 | 28.5191 | 12.8414 | 28.5191 | 0 | 0 | 0 | 0 | 0 | 0 | 0 | 0 | 68 | 52.3566 | 0 | 2.9901 | 74.6434 | 0 | 0 | 0
4913 | 103.8713 | 0 | 103.8713 | 55 | 4.0419 | 7.8519 | 10 | 14.5058 | 12.4718 | 14.5058 | 12.4718 | 0 | 0 | 0 | 0 | 0 | 0 | 0 | 0 | 68 | 69.0419 | 0 | 3.1161 | 57.9581 | 0 | 0 | 0
4914 | 108.6902 | 0 | 108.6902 | 55 | 4.9005 | 9.5852 | 10 | 14.8225 | 6.7076e-15 | 14.8225 | 6.7076e-15 | 0 | 0 | 0 | 4.382 | 0 | 10 | 0 | 14.382 | 52.2846 | 69.9005 | 0 | 3.2607 | 42.7174 | 0 | 0 | 0
4915 | 113.6618 | 0 | 113.6618 | 55 | 4.5637 | 10.2184 | 10 | 13.5933 | 0 | 13.5933 | 0 | 0 | 0 | 0 | 11.8474 | 0 | 8.4391 | 0 | 20.2864 | 29.9674 | 69.5637 | 0 | 3.4099 | 35.5889 | 0 | 0 | 0
4916 | 119.1282 | 0 | 119.1282 | 55 | 15.9061 | 10.5659 | 10 | 15.6563 | 0 | 15.6563 | 0 | 0 | 0 | 0 | 12 | 0 | 0 | 0 | 12 | 16.634 | 80.9061 | 0 | 3.5738 | 24.0939 | 0 | 0 | -1.4211e-14
4917 | 114.3629 | 0 | 114.3629 | 55 | 12.8832 | 10.2221 | 10 | 14.2576 | 0 | 14.2576 | 0 | 0 | 0 | 0 | 12 | 0 | 0 | 0 | 12 | 3.3007 | 77.8832 | 0 | 3.4309 | 27.1168 | 0 | 0 | 0
4918 | 109.8387 | 0 | 109.8387 | 55 | 17.022 | 9.6659 | 10 | 15.1802 | 0 | 15.1802 | 0 | 0 | 0 | 0 | 2.9706 | 0 | 0 | 0 | 2.9706 | 0 | 82.022 | 0 | 3.2952 | 22.978 | 0 | 0 | 0
4919 | 106.7974 | 0 | 106.7974 | 55 | 17.0461 | 9.3308 | 10 | 15.4205 | 0 | 15.4205 | 0 | 0 | 0 | 0 | 0 | 0 | 0 | 0 | 0 | 0 | 82.0461 | 0 | 3.2039 | 22.9539 | 0 | 0 | -1.4211e-14
4920 | 97.5941 | 0 | 97.5941 | 55 | 11.8072 | 8.735 | 10 | 12.0518 | 0 | 12.0518 | 0 | 0 | 0 | 0 | 0 | 0 | 0 | 0 | 0 | 0 | 76.8072 | 0 | 2.9278 | 43.1928 | 0 | 0 | -1.4211e-14
4921 | 101.9586 | 0 | 101.9586 | 55 | 15.2011 | 9.121 | 10 | 12.6365 | 0 | 12.6365 | 0 | 0 | 0 | 0 | 0 | 0 | 0 | 0 | 0 | 0 | 80.2011 | 0 | 3.0588 | 39.7989 | 0 | 1.4211e-14 | 0
4922 | 99.0092 | 0 | 99.0092 | 55 | 13.6851 | 8.9486 | 10 | 11.3755 | 0 | 11.3755 | 0 | 0 | 0 | 0 | 0 | 0 | 0 | 0 | 0 | 0 | 78.6851 | 0 | 2.9703 | 41.3149 | 0 | 0 | 0
4923 | 104.2692 | 0 | 104.2692 | 55 | 19.4495 | 9.6042 | 10 | 10.2155 | 0 | 10.2155 | 0 | 0 | 0 | 0 | 0 | 0 | 0 | 0 | 0 | 0 | 84.4495 | 0 | 3.1281 | 35.5505 | 0 | 0 | 0
4924 | 103.3508 | 0 | 103.3508 | 55 | 17.912 | 9.4293 | 10 | 11.0096 | 0 | 11.0096 | 0 | 0 | 0 | 0 | 0 | 0 | 0 | 0 | 0 | 0 | 82.912 | 0 | 3.1005 | 37.088 | 0 | 1.4211e-14 | 0
4925 | 103.7699 | 0 | 103.7699 | 55 | 17.5899 | 9.3927 | 10 | 11.7874 | 0 | 11.7874 | 0 | 0 | 0 | 0 | 0 | 0 | 0 | 0 | 0 | 0 | 82.5899 | 0 | 3.1131 | 37.4101 | 0 | 0 | 0
4926 | 104.9589 | 0 | 104.9589 | 55 | 22.685 | 9.9721 | 10 | 7.3018 | 0 | 7.3018 | 0 | 0 | 0 | 0 | 0 | 0 | 0 | 0 | 0 | 0 | 87.685 | 0 | 3.1488 | 32.315 | 0 | 0 | 0
4927 | 101.1521 | 0 | 101.1521 | 55 | 5.6036 | 8.0295 | 10 | 11.0559 | 11.463 | 11.0559 | 11.463 | 0 | 0 | 0 | 0 | 0 | 0 | 0 | 0 | 0 | 70.6036 | 0 | 3.0346 | 49.3964 | 0 | 0 | 0
4928 | 101.651 | 0 | 101.651 | 51.4495 | 2.75 | 7.3012 | 10 | 9.0668 | 21.0837 | 9.0668 | 21.0837 | 0 | 0 | 0 | 0 | 0 | 0 | 0 | 0 | 0 | 64.1995 | 0 | 3.0495 | 55.8005 | 0 | 0 | 0
4929 | 103.2602 | 0 | 103.2602 | 46.7547 | 2.75 | 6.7673 | 10 | 6.8457 | 30.1426 | 6.8457 | 30.1426 | 0 | 0 | 0 | 0 | 0 | 0 | 0 | 0 | 0 | 59.5047 | 0 | 3.0978 | 60.4953 | 0 | 0 | 0
4930 | 99.7638 | 0 | 99.7638 | 42.9 | 2.75 | 2.2562 | 4 | 8.38 | 39.4776 | 8.38 | 39.4776 | 0 | 0 | 0 | 0 | 0 | 0 | 0 | 0 | 0 | 49.65 | 0 | 2.9929 | 73.3941 | 0 | 0 | 0
4931 | 101.4143 | 0 | 101.4143 | 42.9 | 2.75 | 0.38708 | 4 | 7.6065 | 43.7707 | 7.6065 | 43.7707 | 0 | 0 | 0 | 0 | 0 | 0 | 0 | 0 | 0 | 49.65 | 0 | 3.0424 | 75.0724 | 0 | 0 | 0
4932 | 101.7575 | 0 | 101.7575 | 42.9 | 2.75 | 1.4309 | 4 | 8.5936 | 42.083 | 8.5936 | 42.083 | 0 | 0 | 0 | 0 | 0 | 0 | 0 | 0 | 0 | 49.65 | 0 | 3.0527 | 74.1351 | 0 | 0 | 0
4933 | 98.0214 | 0 | 98.0214 | 42.9 | 2.75 | 0 | 4 | 6.6407 | 45.4138 | 6.6407 | 45.4138 | 0 | 0 | 3.6831 | 0 | 0 | 0 | 3.6831 | 0 | 3.3148 | 49.65 | 0 | 2.9406 | 75.0438 | 0 | 0 | 0
4934 | 99.1892 | 0 | 99.1892 | 42.9 | 2.75 | 2.1643 | 4 | 7.6914 | 39.6834 | 7.6914 | 39.6834 | 0 | 0 | 0 | 0 | 0 | 0 | 0 | 0 | 3.3148 | 49.65 | 0 | 2.9757 | 76.4599 | 0 | 0 | 0
4935 | 99.6022 | 0 | 99.6022 | 42.9 | 2.75 | 6.0835 | 7.8423 | 9.9404 | 30.086 | 9.9404 | 30.086 | 0 | 0 | 0 | 0 | 0 | 0 | 0 | 0 | 3.3148 | 53.4923 | 0 | 2.9881 | 69.491 | 0 | 0 | 0
4936 | 104.0341 | 0 | 104.0341 | 51.8958 | 2.75 | 7.3519 | 10 | 9.3482 | 22.6881 | 9.3482 | 22.6881 | 0 | 0 | 0 | 0 | 0 | 0 | 0 | 0 | 3.3148 | 64.6458 | 0 | 3.121 | 58.3375 | 0 | 0 | -1.4211e-14
4937 | 107.971 | 0 | 107.971 | 55 | 9.9449 | 8.8625 | 10 | 8.8344 | 12.3458 | 8.8344 | 12.3458 | 0 | 0 | 0 | 2.9833 | 0 | 0 | 0 | 2.9833 | 0 | 74.9449 | 0 | 3.2391 | 45.0551 | 0 | 0 | 0
4938 | 109.6266 | 0 | 109.6266 | 55 | 25.6692 | 10.3115 | 10 | 8.6459 | 5.5388e-15 | 8.6459 | 5.5388e-15 | 0 | 0 | 0 | 0 | 0 | 0 | 0 | 0 | 0 | 90.6692 | 0 | 3.2888 | 29.3308 | 0 | 0 | -1.4211e-14
4939 | 114.7434 | 0 | 114.7434 | 55 | 29.9605 | 10.7995 | 10 | 8.9834 | 0 | 8.9834 | 0 | 0 | 0 | 0 | 0 | 0 | 0 | 0 | 0 | 0 | 94.9605 | 0 | 3.4423 | 25.0395 | 0 | 0 | 0
4940 | 121.5093 | 0 | 121.5093 | 55 | 34.8413 | 11.3546 | 10 | 10.3135 | 0 | 10.3135 | 0 | 0 | 0 | 0 | 0 | 0 | 0 | 0 | 0 | 0 | 99.8413 | 0 | 3.6453 | 20.1587 | 0 | 0 | -2.8422e-14
4941 | 118.782 | 0 | 118.782 | 55 | 32.7952 | 11.1219 | 10 | 9.8649 | 0 | 9.8649 | 0 | 0 | 0 | 0 | 0 | 0 | 0 | 0 | 0 | 0 | 97.7952 | 0 | 3.5635 | 22.2048 | 0 | 0 | 0
4942 | 111.2072 | 0 | 111.2072 | 55 | 25.7805 | 10.3242 | 10 | 10.1025 | 0 | 10.1025 | 0 | 0 | 0 | 0 | 0 | 0 | 0 | 0 | 0 | 0 | 90.7805 | 0 | 3.3362 | 29.2195 | 0 | 0 | 0
4943 | 109.8321 | 0 | 109.8321 | 55 | 23.496 | 10.0643 | 10 | 11.2717 | 0 | 11.2717 | 0 | 0 | 0 | 0 | 0 | 0 | 0 | 0 | 0 | 0 | 88.496 | 0 | 3.295 | 31.504 | 0 | 0 | 0
4944 | 94.7668 | 0 | 94.7668 | 55 | 8.1869 | 8.3233 | 10 | 13.2566 | 0 | 13.2566 | 0 | 0 | 0 | 0 | 0 | 0 | 0 | 0 | 0 | 0 | 73.1869 | 0 | 2.843 | 46.8131 | 0 | 0 | 0
4945 | 96.0813 | 0 | 96.0813 | 55 | 9.897 | 8.5178 | 10 | 12.6666 | 0 | 12.6666 | 0 | 0 | 0 | 0 | 0 | 0 | 0 | 0 | 0 | 0 | 74.897 | 0 | 2.8824 | 45.103 | 0 | 0 | -1.4211e-14
4946 | 97.7374 | 0 | 97.7374 | 55 | 8.5554 | 8.3652 | 10 | 15.8168 | 0 | 15.8168 | 0 | 0 | 0 | 0 | 0 | 0 | 0 | 0 | 0 | 0 | 73.5554 | 0 | 2.9321 | 46.4446 | 0 | 0 | 0
4947 | 97.4543 | 0 | 97.4543 | 55 | 11.7758 | 8.7314 | 10 | 11.9471 | 0 | 11.9471 | 0 | 0 | 0 | 0 | 0 | 0 | 0 | 0 | 0 | 0 | 76.7758 | 0 | 2.9236 | 43.2242 | 0 | 0 | 0
4948 | 97.5366 | 0 | 97.5366 | 55 | 10.1041 | 8.5413 | 10 | 13.8911 | 0 | 13.8911 | 0 | 0 | 0 | 0 | 0 | 0 | 0 | 0 | 0 | 0 | 75.1041 | 0 | 2.9261 | 44.8959 | 0 | 0 | 0
4949 | 97.9773 | 0 | 97.9773 | 55 | 12.6875 | 8.8351 | 10 | 11.4547 | 0 | 11.4547 | 0 | 0 | 0 | 0 | 0 | 0 | 0 | 0 | 0 | 0 | 77.6875 | 0 | 2.9393 | 42.3125 | 0 | 0 | 0
4950 | 99.685 | 0 | 99.685 | 55 | 13.1801 | 8.8912 | 10 | 12.6137 | 0 | 12.6137 | 0 | 0 | 0 | 0 | 0 | 0 | 0 | 0 | 0 | 0 | 78.1801 | 0 | 2.9905 | 41.8199 | 0 | 0 | 0
4951 | 101.0866 | 0 | 101.0866 | 55 | 3.5228 | 7.7929 | 10 | 11.1998 | 13.5712 | 11.1998 | 13.5712 | 0 | 0 | 0 | 0 | 0 | 0 | 0 | 0 | 0 | 68.5228 | 0 | 3.0326 | 51.4772 | 0 | 0 | 0
4952 | 97.33 | 0 | 97.33 | 42.9 | 2.75 | 6.1305 | 8.2558 | 11.1531 | 26.1405 | 11.1531 | 26.1405 | 0 | 0 | 0 | 0 | 0 | 0 | 0 | 0 | 0 | 53.9058 | 0 | 2.9199 | 66.0942 | 0 | 0 | 0
4953 | 96.4524 | 0 | 96.4524 | 42.9 | 2.75 | 7.1054e-15 | 4 | 11.8896 | 38.0146 | 11.8896 | 38.0146 | 0 | 0 | 3.1018 | 0 | 0 | 0 | 3.1018 | 0 | 2.7916 | 49.65 | 0 | 2.8936 | 75.1032 | 0 | 0 | 0
4954 | 97.2864 | 0 | 97.2864 | 42.9 | 2.75 | 0 | 4 | 9.9676 | 44.5864 | 9.9676 | 44.5864 | 0 | 0 | 6.9176 | 0 | 0 | 0 | 6.9176 | 0 | 9.0174 | 49.65 | 0 | 2.9186 | 74.7136 | 0 | 0 | 0
4955 | 95.6066 | 0 | 95.6066 | 42.9 | 2.75 | 0 | 4 | 10.2528 | 52.3795 | 10.2528 | 52.3795 | 0 | 0 | 12 | 0 | 4.6758 | 0 | 16.6758 | 0 | 24.1283 | 49.65 | 0 | 2.8682 | 73.7171 | 0 | 0 | 0
4956 | 95.0343 | 0 | 95.0343 | 42.9 | 2.75 | 0 | 4 | 10.5249 | 55 | 10.5249 | 55 | 0 | 0 | 12 | 0 | 8.1406 | 0 | 20.1406 | 0 | 42.4335 | 49.65 | 0 | 2.851 | 73.3633 | 0 | 0 | 0
4957 | 93.0396 | 0 | 93.0396 | 42.9 | 2.75 | 0 | 4 | 11.6531 | 49.8179 | 11.6531 | 49.8179 | 0 | 0 | 12 | 0 | 6.0814 | 0 | 18.0814 | 0 | 58.8403 | 49.65 | 0 | 2.7912 | 73.5736 | 0 | 0 | 0
4958 | 96.2182 | 0 | 96.2182 | 42.9 | 2.75 | 0 | 4 | 9.9672 | 43.7145 | 9.9672 | 43.7145 | 0 | 0 | 7.1135 | 0 | 0 | 0 | 7.1135 | 0 | 65.2425 | 49.65 | 0 | 2.8865 | 84.6936 | 0 | 0 | 0
4959 | 93.5002 | 0 | 93.5002 | 42.9 | 2.75 | 0 | 4 | 9.5751 | 36.817 | 9.5751 | 36.817 | 0 | 0 | 0.20046 | 0 | 2.3414 | 0 | 2.5418 | 0 | 67.5815 | 49.65 | 0 | 2.805 | 75.1604 | 0 | 0 | 0
4960 | 97.2184 | 0 | 97.2184 | 42.9 | 2.75 | 5.8983 | 6.2136 | 10.8079 | 28.6486 | 10.8079 | 28.6486 | 0 | 0 | 0 | 0 | 0 | 0 | 0 | 0 | 67.5815 | 51.8636 | 0 | 2.9166 | 90.1364 | 0 | 0 | 0
4961 | 105.0287 | 0 | 105.0287 | 54.3912 | 2.75 | 8.0463 | 10 | 12.2322 | 13.9987 | 12.2322 | 13.9987 | 0 | 0 | 0 | 0 | 0 | 3.6103 | 0 | 3.6103 | 63.6656 | 67.1412 | 0 | 3.1509 | 71.2485 | 0 | 0 | 0
4962 | 106.0342 | 0 | 106.0342 | 53.135 | 2.75 | 9.4617 | 10 | 13.3756 | 6.1526e-15 | 13.3756 | 6.1526e-15 | 0 | 0 | 0 | 7.3119 | 0 | 10 | 0 | 17.3119 | 44.6948 | 65.885 | 0 | 3.181 | 58.8031 | 0 | 0 | 0
4963 | 112.581 | 0 | 112.581 | 55 | 8.0271 | 10.1751 | 10 | 12.9358 | 0 | 12.9358 | 0 | 0 | 0 | 0 | 12 | 0 | 4.443 | 0 | 16.443 | 26.5424 | 73.0271 | 0 | 3.3774 | 46.9729 | 0 | 0 | 0
4964 | 115.732 | 0 | 115.732 | 55 | 16.9423 | 10.6837 | 10 | 11.106 | 0 | 11.106 | 0 | 0 | 0 | 0 | 12 | 0 | 0 | 0 | 12 | 13.209 | 81.9423 | 0 | 3.472 | 38.0577 | 0 | 0 | 0
4965 | 114.992 | 0 | 114.992 | 55 | 14.922 | 10.4412 | 10 | 12.7407 | 0 | 12.7407 | 0 | 0 | 0 | 0 | 11.8881 | 0 | 0 | 0 | 11.8881 | 0 | 79.922 | 0 | 3.4498 | 40.078 | 0 | 0 | 0
4966 | 109.2404 | 0 | 109.2404 | 55 | 20.4678 | 9.72 | 10 | 14.0526 | 0 | 14.0526 | 0 | 0 | 0 | 0 | 0 | 0 | 0 | 0 | 0 | 0 | 85.4678 | 0 | 3.2772 | 34.5322 | 0 | 0 | 0
4967 | 105.9058 | 0 | 105.9058 | 55 | 17.4676 | 9.3788 | 10 | 14.0594 | 0 | 14.0594 | 0 | 0 | 0 | 0 | 0 | 0 | 0 | 0 | 0 | 0 | 82.4676 | 0 | 3.1772 | 37.5324 | 0 | 0 | 0
4968 | 94.6417 | 0 | 94.6417 | 55 | 9.2572 | 8.445 | 10 | 11.9396 | 0 | 11.9396 | 0 | 0 | 0 | 0 | 0 | 0 | 0 | 0 | 0 | 0 | 74.2572 | 0 | 2.8393 | 30.7428 | 0 | 1.4211e-14 | 0
4969 | 95.8058 | 0 | 95.8058 | 55 | 8.0527 | 8.308 | 10 | 14.4451 | 0 | 14.4451 | 0 | 0 | 0 | 0 | 0 | 0 | 0 | 0 | 0 | 0 | 73.0527 | 0 | 2.8742 | 31.9473 | 0 | 1.4211e-14 | 0
4970 | 96.4762 | 0 | 96.4762 | 55 | 8.7536 | 8.3877 | 10 | 14.3349 | 0 | 14.3349 | 0 | 0 | 0 | 0 | 0 | 0 | 0 | 0 | 0 | 0 | 73.7536 | 0 | 2.8943 | 31.2464 | 0 | 0 | 0
4971 | 99.211 | 0 | 99.211 | 55 | 13.431 | 8.9197 | 10 | 11.8603 | 0 | 11.8603 | 0 | 0 | 0 | 0 | 0 | 0 | 0 | 0 | 0 | 0 | 78.431 | 0 | 2.9763 | 26.569 | 0 | 0 | 0
4972 | 101.2187 | 0 | 101.2187 | 55 | 15.5049 | 9.1555 | 10 | 11.5582 | 0 | 11.5582 | 0 | 0 | 0 | 0 | 0 | 0 | 0 | 0 | 0 | 0 | 80.5049 | 0 | 3.0366 | 24.4951 | 0 | 0 | 0
4973 | 101.5447 | 0 | 101.5447 | 55 | 15.8654 | 9.1965 | 10 | 11.4828 | 0 | 11.4828 | 0 | 0 | 0 | 0 | 0 | 0 | 0 | 0 | 0 | 0 | 80.8654 | 0 | 3.0463 | 24.1346 | 0 | 0 | 0
4974 | 101.3782 | 0 | 101.3782 | 55 | 16.2218 | 9.2371 | 10 | 10.9194 | 0 | 10.9194 | 0 | 0 | 0 | 0 | 0 | 0 | 0 | 0 | 0 | 0 | 81.2218 | 0 | 3.0413 | 23.7782 | 0 | 0 | 0
4975 | 97.9914 | 0 | 97.9914 | 55 | 2.8473 | 7.716 | 10 | 10.0838 | 12.3442 | 10.0838 | 12.3442 | 0 | 0 | 0 | 0 | 0 | 0 | 0 | 0 | 0 | 67.8473 | 0 | 2.9397 | 37.1527 | 0 | 0 | 0
4976 | 97.6455 | 0 | 97.6455 | 46.8702 | 2 | 6.6951 | 10 | 9.2894 | 22.7908 | 9.2894 | 22.7908 | 0 | 0 | 0 | 0 | 0 | 0 | 0 | 0 | 0 | 58.8702 | 0 | 2.9294 | 46.1298 | 0 | 0 | 0
4977 | 100.6887 | 0 | 100.6887 | 42.9 | 2 | 2.8951 | 4 | 12.5981 | 36.2955 | 12.5981 | 36.2955 | 0 | 0 | 0 | 0 | 0 | 0 | 0 | 0 | 0 | 48.9 | 0 | 3.0207 | 58.4939 | 0 | 0 | 0
4978 | 97.433 | 0 | 97.433 | 42.9 | 2 | 1.417 | 4 | 8.5958 | 38.5202 | 8.5958 | 38.5202 | 0 | 0 | 0 | 0 | 0 | 0 | 0 | 0 | 0 | 48.9 | 0 | 2.923 | 59.8211 | 0 | 1.4211e-14 | 0
4979 | 95.9343 | 0 | 95.9343 | 42.9 | 2 | 7.1054e-15 | 4 | 7.8688 | 47.1924 | 7.8688 | 47.1924 | 0 | 0 | 8.0268 | 0 | 0 | 0 | 8.0268 | 0 | 7.2242 | 48.9 | 0 | 2.878 | 60.2737 | 0 | 0 | 0
4980 | 98.8691 | 0 | 98.8691 | 42.9 | 2 | 0 | 4 | 10.9987 | 48.3442 | 10.9987 | 48.3442 | 0 | 0 | 9.3738 | 0 | 0 | 0 | 9.3738 | 0 | 15.6606 | 48.9 | 0 | 2.9661 | 60.1362 | 0 | 0 | 0
4981 | 97.8351 | 0 | 97.8351 | 42.9 | 2 | 7.1054e-15 | 4 | 9.3152 | 44.4893 | 9.3152 | 44.4893 | 0 | 0 | 4.8693 | 0 | 0 | 0 | 4.8693 | 0 | 20.043 | 48.9 | 0 | 2.9351 | 60.5961 | 0 | 0 | 0
4982 | 96.4981 | 0 | 96.4981 | 42.9 | 2 | 0 | 4 | 9.6643 | 38.1176 | 9.6643 | 38.1176 | 0 | 0 | 0.18381 | 0 | 0 | 0 | 0.18381 | 0 | 20.2084 | 48.9 | 0 | 2.8949 | 61.0746 | 0 | 0 | 0
4983 | 96.422 | 0 | 96.422 | 42.9 | 2 | 5.0029 | 4 | 8.7731 | 33.746 | 8.7731 | 33.746 | 0 | 0 | 0 | 0 | 0 | 0 | 0 | 0 | 20.2084 | 48.9 | 0 | 2.8927 | 68.6013 | 0 | 0 | 0
4984 | 99.8658 | 0 | 99.8658 | 46.7761 | 2 | 6.6844 | 10 | 10.8038 | 23.6015 | 10.8038 | 23.6015 | 0 | 0 | 0 | 0 | 0 | 0 | 0 | 0 | 20.2084 | 58.7761 | 0 | 2.996 | 58.2239 | 0 | 1.4211e-14 | 0
4985 | 105.7492 | 0 | 105.7492 | 55 | 2.7118 | 8.4366 | 10 | 9.9748 | 13.1544 | 9.9748 | 13.1544 | 0 | 0 | 0 | 6.4715 | 0 | 0 | 0 | 6.4715 | 13.0178 | 67.7118 | 0 | 3.1725 | 42.8166 | 0 | 0 | 0
4986 | 109.1756 | 0 | 109.1756 | 55 | 11.3681 | 10.0175 | 10 | 11.074 | 5.4824e-15 | 11.074 | 5.4824e-15 | 0 | 0 | 0 | 11.716 | 0 | 0 | 0 | 11.716 | 0 | 76.3681 | 0 | 3.2753 | 28.6319 | 0 | 0 | 0
4987 | 114.6913 | 0 | 114.6913 | 55 | 26.8014 | 10.4403 | 10 | 12.4497 | 0 | 12.4497 | 0 | 0 | 0 | 0 | 0 | 0 | 0 | 0 | 0 | 0 | 91.8014 | 0 | 3.4407 | 13.1986 | 0 | 1.4211e-14 | 0
4988 | 117.417 | 0 | 117.417 | 55 | 29.6921 | 10.769 | 10 | 11.9559 | 0 | 11.9559 | 0 | 0 | 0 | 0 | 0 | 0 | 0 | 0 | 0 | 0 | 94.6921 | 0 | 3.5225 | 10.3079 | 0 | 0 | 0
4989 | 113.0994 | 0 | 113.0994 | 55 | 25.0811 | 10.2446 | 10 | 12.7737 | 0 | 12.7737 | 0 | 0 | 0 | 0 | 0 | 0 | 0 | 0 | 0 | 0 | 90.0811 | 0 | 3.393 | 14.9189 | 0 | 0 | 0
4990 | 109.7614 | 0 | 109.7614 | 55 | 23.0836 | 10.0174 | 10 | 11.6604 | 0 | 11.6604 | 0 | 0 | 0 | 0 | 0 | 0 | 0 | 0 | 0 | 0 | 88.0836 | 0 | 3.2928 | 16.9164 | 0 | 0 | 0
4991 | 107.0033 | 0 | 107.0033 | 55 | 18.0695 | 9.4472 | 10 | 14.4866 | 0 | 14.4866 | 0 | 0 | 0 | 0 | 0 | 0 | 0 | 0 | 0 | 0 | 83.0695 | 0 | 3.2101 | 21.9305 | 0 | 0 | 0
4992 | 99.7567 | 0 | 99.7567 | 55 | 14.8591 | 9.0821 | 10 | 10.8156 | 0 | 10.8156 | 0 | 0 | 0 | 0 | 0 | 0 | 0 | 0 | 0 | 0 | 79.8591 | 0 | 2.9927 | 40.1409 | 0 | 0 | 0
4993 | 98.587 | 0 | 98.587 | 55 | 12.4465 | 8.8077 | 10 | 12.3328 | 0 | 12.3328 | 0 | 0 | 0 | 0 | 0 | 0 | 0 | 0 | 0 | 0 | 77.4465 | 0 | 2.9576 | 42.5535 | 0 | 0 | 0
4994 | 100.6233 | 0 | 100.6233 | 55 | 14.4065 | 9.0306 | 10 | 12.1862 | 0 | 12.1862 | 0 | 0 | 0 | 0 | 0 | 0 | 0 | 0 | 0 | 0 | 79.4065 | 0 | 3.0187 | 40.5935 | 0 | 0 | 0
4995 | 97.9449 | 0 | 97.9449 | 55 | 15.2034 | 9.1213 | 10 | 8.6203 | 0 | 8.6203 | 0 | 0 | 0 | 0 | 0 | 0 | 0 | 0 | 0 | 0 | 80.2034 | 0 | 2.9383 | 39.7966 | 0 | 0 | 0
4996 | 98.6637 | 0 | 98.6637 | 55 | 13.89 | 8.9719 | 10 | 10.8018 | 0 | 10.8018 | 0 | 0 | 0 | 0 | 0 | 0 | 0 | 0 | 0 | 0 | 78.89 | 0 | 2.9599 | 41.11 | 0 | 0 | 0
4997 | 102.1392 | 0 | 102.1392 | 55 | 18.909 | 9.5427 | 10 | 8.6876 | 0 | 8.6876 | 0 | 0 | 0 | 0 | 0 | 0 | 0 | 0 | 0 | 0 | 83.909 | 0 | 3.0642 | 36.091 | 0 | 0 | 0
4998 | 102.2642 | 0 | 102.2642 | 55 | 17.5896 | 9.3926 | 10 | 10.282 | 0 | 10.282 | 0 | 0 | 0 | 0 | 0 | 0 | 0 | 0 | 0 | 0 | 82.5896 | 0 | 3.0679 | 37.4104 | 0 | 0 | 0
4999 | 101.8976 | 0 | 101.8976 | 55 | 7.2301 | 8.2145 | 10 | 7.5684 | 13.8847 | 7.5684 | 13.8847 | 0 | 0 | 0 | 0 | 0 | 0 | 0 | 0 | 0 | 72.2301 | 0 | 3.0569 | 47.7699 | 0 | 0 | 0
5000 | 99.2018 | 0 | 99.2018 | 45.003 | 2.75 | 6.568 | 10 | 8.8195 | 26.0612 | 8.8195 | 26.0612 | 0 | 0 | 0 | 0 | 0 | 0 | 0 | 0 | 0 | 57.753 | 0 | 2.9761 | 62.247 | 0 | 0 | 0
5001 | 97.4621 | 0 | 97.4621 | 42.9 | 2.75 | 3.0046 | 4 | 8.1013 | 36.7062 | 8.1013 | 36.7062 | 0 | 0 | 0 | 0 | 0 | 0 | 0 | 0 | 0 | 49.65 | 0 | 2.9239 | 72.7222 | 0 | 0 | 0
5002 | 99.0926 | 0 | 99.0926 | 42.9 | 2.75 | 0 | 4 | 6.2619 | 45.5586 | 6.2619 | 45.5586 | 0 | 0 | 2.3779 | 0 | 0 | 0 | 2.3779 | 0 | 2.1401 | 49.65 | 0 | 2.9728 | 75.1771 | 0 | 0 | 0
5003 | 99.9657 | 0 | 99.9657 | 42.9 | 2.75 | 0 | 4 | 7.8149 | 47.7164 | 7.8149 | 47.7164 | 0 | 0 | 5.2156 | 0 | 0 | 0 | 5.2156 | 0 | 6.8342 | 49.65 | 0 | 2.999 | 74.8874 | 0 | 0 | 0
5004 | 95.9993 | 0 | 95.9993 | 42.9 | 2.75 | 0 | 4 | 7.3074 | 51.1239 | 7.3074 | 51.1239 | 0 | 0 | 12 | 0 | 0.08208 | 0 | 12.0821 | 0 | 17.7099 | 49.65 | 0 | 2.88 | 74.1862 | 0 | 0 | 0
5005 | 96.9801 | 0 | 96.9801 | 42.9 | 2.75 | 0 | 4 | 7.2864 | 49.6593 | 7.2864 | 49.6593 | 0 | 0 | 9.6157 | 0 | 0 | 0 | 9.6157 | 0 | 26.364 | 49.65 | 0 | 2.9094 | 74.5078 | 0 | 0 | 0
5006 | 94.8267 | 0 | 94.8267 | 42.9 | 2.75 | 0 | 4 | 8.1681 | 43.6888 | 8.1681 | 43.6888 | 0 | 0 | 6.6803 | 0 | 0 | 0 | 6.6803 | 0 | 32.3762 | 49.65 | 0 | 2.8448 | 74.8076 | 0 | 0 | 0
5007 | 96.7865 | 0 | 96.7865 | 42.9 | 2.75 | 0.20655 | 4 | 8.3576 | 38.5723 | 8.3576 | 38.5723 | 0 | 0 | 0 | 0 | 0 | 0 | 0 | 0 | 32.3762 | 49.65 | 0 | 2.9036 | 87.3042 | 0 | 0 | 0
5008 | 98.7336 | 0 | 98.7336 | 43.2669 | 2.75 | 6.3706 | 10 | 8.5721 | 27.774 | 8.5721 | 27.774 | 0 | 0 | 0 | 0 | 0 | 0 | 0 | 0 | 32.3762 | 56.0169 | 0 | 2.962 | 76.0529 | 0 | 0 | -1.4211e-14
5009 | 106.1911 | 0 | 106.1911 | 53.6628 | 2.75 | 8.4301 | 10 | 10.3795 | 13.2556 | 10.3795 | 13.2556 | 0 | 0 | 0 | 7.6434 | 0 | 0.069768 | 0 | 7.7132 | 23.8078 | 66.4128 | 0 | 3.1857 | 57.9438 | 0 | 0 | 0
5010 | 111.1228 | 0 | 111.1228 | 55 | 14.6457 | 10.4225 | 10 | 9.0546 | 6.5747e-15 | 9.0546 | 6.5747e-15 | 0 | 0 | 0 | 12 | 0 | 0 | 0 | 12 | 10.4745 | 79.6457 | 0 | 3.3337 | 40.3543 | 0 | 0 | 0
5011 | 112.9655 | 0 | 112.9655 | 55 | 16.5333 | 10.3446 | 10 | 11.6605 | 0 | 11.6605 | 0 | 0 | 0 | 0 | 9.4271 | 0 | 0 | 0 | 9.4271 | 0 | 81.5333 | 0 | 3.389 | 38.4667 | 0 | 1.4211e-14 | 0
5012 | 118.8559 | 0 | 118.8559 | 55 | 30.8382 | 10.8994 | 10 | 12.1184 | 0 | 12.1184 | 0 | 0 | 0 | 0 | 0 | 0 | 0 | 0 | 0 | 0 | 95.8382 | 0 | 3.5657 | 24.1618 | 0 | 1.4211e-14 | 0
5013 | 114.9419 | 0 | 114.9419 | 55 | 28.4336 | 10.6259 | 10 | 10.8823 | 0 | 10.8823 | 0 | 0 | 0 | 0 | 0 | 0 | 0 | 0 | 0 | 0 | 93.4336 | 0 | 3.4483 | 26.5664 | 0 | 0 | 0
5014 | 112.8474 | 0 | 112.8474 | 55 | 26.7955 | 10.4396 | 10 | 10.6122 | 0 | 10.6122 | 0 | 0 | 0 | 0 | 0 | 0 | 0 | 0 | 0 | 0 | 91.7955 | 0 | 3.3854 | 28.2045 | 0 | 0 | 0
5015 | 104.9802 | 0 | 104.9802 | 55 | 18.9286 | 9.5449 | 10 | 11.5067 | 0 | 11.5067 | 0 | 0 | 0 | 0 | 0 | 0 | 0 | 0 | 0 | 0 | 83.9286 | 0 | 3.1494 | 36.0714 | 0 | 1.4211e-14 | 0
5016 | 96.0446 | 0 | 96.0446 | 55 | 12.2469 | 8.785 | 10 | 10.0126 | 0 | 10.0126 | 0 | 0 | 0 | 0 | 0 | 0 | 0 | 0 | 0 | 0 | 77.2469 | 0 | 2.8813 | 42.7531 | 0 | 0 | 0
5017 | 99.5272 | 0 | 99.5272 | 55 | 14.0127 | 8.9858 | 10 | 11.5286 | 0 | 11.5286 | 0 | 0 | 0 | 0 | 0 | 0 | 0 | 0 | 0 | 0 | 79.0127 | 0 | 2.9858 | 40.9873 | 0 | 1.4211e-14 | 0
5018 | 99.1427 | 0 | 99.1427 | 55 | 13.8184 | 8.9637 | 10 | 11.3605 | 0 | 11.3605 | 0 | 0 | 0 | 0 | 0 | 0 | 0 | 0 | 0 | 0 | 78.8184 | 0 | 2.9743 | 41.1816 | 0 | 0 | 0
5019 | 100.8405 | 0 | 100.8405 | 55 | 15.161 | 9.1164 | 10 | 11.563 | 0 | 11.563 | 0 | 0 | 0 | 0 | 0 | 0 | 0 | 0 | 0 | 0 | 80.161 | 0 | 3.0252 | 39.839 | 0 | 0 | 0
5020 | 98.6328 | 0 | 98.6328 | 55 | 13.8879 | 8.9717 | 10 | 10.7732 | 0 | 10.7732 | 0 | 0 | 0 | 0 | 0 | 0 | 0 | 0 | 0 | 0 | 78.8879 | 0 | 2.959 | 41.1121 | 0 | 0 | 0
5021 | 98.6134 | 0 | 98.6134 | 55 | 13.411 | 8.9174 | 10 | 11.285 | 0 | 11.285 | 0 | 0 | 0 | 0 | 0 | 0 | 0 | 0 | 0 | 0 | 78.411 | 0 | 2.9584 | 41.589 | 0 | 0 | 0
5022 | 99.0346 | 0 | 99.0346 | 55 | 15.0495 | 9.1038 | 10 | 9.8813 | 0 | 9.8813 | 0 | 0 | 0 | 0 | 0 | 0 | 0 | 0 | 0 | 0 | 80.0495 | 0 | 2.971 | 39.9505 | 0 | 0 | 0
5023 | 99.2613 | 0 | 99.2613 | 55 | 3.6446 | 7.8067 | 10 | 8.8305 | 13.9795 | 8.8305 | 13.9795 | 0 | 0 | 0 | 0 | 0 | 0 | 0 | 0 | 0 | 68.6446 | 0 | 2.9778 | 51.3554 | 0 | 0 | 0
5024 | 101.9979 | 0 | 101.9979 | 46.4781 | 2.75 | 6.7358 | 10 | 7.1595 | 28.8745 | 7.1595 | 28.8745 | 0 | 0 | 0 | 0 | 0 | 0 | 0 | 0 | 0 | 59.2281 | 0 | 3.0599 | 60.7719 | 0 | 1.4211e-14 | 0
5025 | 97.8139 | 0 | 97.8139 | 42.9 | 2.75 | 0 | 4 | 9.3947 | 39.9737 | 9.3947 | 39.9737 | 0 | 0 | 1.2045 | 0 | 0 | 0 | 1.2045 | 0 | 1.084 | 49.65 | 0 | 2.9344 | 75.2969 | 0 | 0 | 0
5026 | 99.4707 | 0 | 99.4707 | 42.9 | 2.75 | 7.1054e-15 | 4 | 9.9726 | 48.3177 | 9.9726 | 48.3177 | 0 | 0 | 8.4696 | 0 | 0 | 0 | 8.4696 | 0 | 8.7067 | 49.65 | 0 | 2.9841 | 74.5551 | 0 | 0 | 0
5027 | 100.144 | 0 | 100.144 | 42.9 | 2.75 | 0 | 4 | 8.891 | 52.1519 | 8.891 | 52.1519 | 0 | 0 | 10.549 | 0 | 0 | 0 | 10.549 | 0 | 18.2008 | 49.65 | 0 | 3.0043 | 74.3427 | 0 | 0 | 0
5028 | 95.7504 | 0 | 95.7504 | 42.9 | 2.75 | 0 | 4 | 9.1004 | 49.7343 | 9.1004 | 49.7343 | 0 | 0 | 12 | 0 | 0.73429 | 0 | 12.7343 | 0 | 29.6778 | 49.65 | 0 | 2.8725 | 74.1196 | 0 | 0 | 0
5029 | 95.5955 | 0 | 95.5955 | 42.9 | 2.75 | 7.1054e-15 | 4 | 9.499 | 55 | 9.499 | 55 | 0 | 0 | 12 | 0 | 6.5535 | 0 | 18.5535 | 0 | 46.5198 | 49.65 | 0 | 2.8679 | 73.5254 | 0 | 1.4211e-14 | 0
5030 | 94.8319 | 0 | 94.8319 | 42.9 | 2.75 | 7.1054e-15 | 4 | 10.1134 | 45.8925 | 10.1134 | 45.8925 | 0 | 0 | 9.1102 | 0 | 1.7137 | 0 | 10.824 | 0 | 56.299 | 49.65 | 0 | 2.845 | 74.3147 | 0 | 0 | 0
5031 | 96.852 | 0 | 96.852 | 42.9 | 2.75 | 0 | 4 | 8.9143 | 40.1769 | 8.9143 | 40.1769 | 0 | 0 | 0 | 0 | 1.8892 | 0 | 1.8892 | 0 | 58.0408 | 49.65 | 0 | 2.9056 | 87.227 | 0 | 0 | 0
5032 | 98.1498 | 0 | 98.1498 | 43.4768 | 2.75 | 6.3945 | 10 | 9.398 | 26.1305 | 9.398 | 26.1305 | 0 | 0 | 0 | 0 | 0 | 0 | 0 | 0 | 58.0408 | 56.2268 | 0 | 2.9445 | 85.0303 | 0 | 0 | 0
5033 | 104.7838 | 0 | 104.7838 | 55 | 6.6814 | 8.5454 | 10 | 8.1515 | 12.9473 | 8.1515 | 12.9473 | 0 | 0 | 0 | 0 | 0 | 3.4581 | 0 | 3.4581 | 54.2899 | 71.6814 | 0 | 3.1435 | 66.1176 | 0 | 0 | 0
5034 | 109.2751 | 0 | 109.2751 | 55 | 6.0823 | 10.1082 | 10 | 10.2857 | 6.4206e-15 | 10.2857 | 6.4206e-15 | 0 | 0 | 0 | 12 | 0 | 5.799 | 0 | 17.799 | 34.6667 | 71.0823 | 0 | 3.2783 | 48.9177 | 0 | 0 | 0
5035 | 113.7184 | 0 | 113.7184 | 55 | 15.0884 | 10.4729 | 10 | 11.1571 | 0 | 11.1571 | 0 | 0 | 0 | 0 | 12 | 0 | 0 | 0 | 12 | 21.3333 | 80.0884 | 0 | 3.4116 | 39.9116 | 0 | 1.4211e-14 | 0
5036 | 117.3459 | 0 | 117.3459 | 55 | 18.1151 | 10.8171 | 10 | 11.4138 | 0 | 11.4138 | 0 | 0 | 0 | 0 | 12 | 0 | 0 | 0 | 12 | 8 | 83.1151 | 0 | 3.5204 | 36.8849 | 0 | 1.4211e-14 | 0
5037 | 115.2667 | 0 | 115.2667 | 55 | 20.1599 | 10.5038 | 10 | 12.403 | 0 | 12.403 | 0 | 0 | 0 | 0 | 7.2 | 0 | 0 | 0 | 7.2 | 0 | 85.1599 | 0 | 3.458 | 34.8401 | 0 | 0 | -1.4211e-14
5038 | 110.193 | 0 | 110.193 | 55 | 24.5518 | 10.1844 | 10 | 10.4567 | 0 | 10.4567 | 0 | 0 | 0 | 0 | 0 | 0 | 0 | 0 | 0 | 0 | 89.5518 | 0 | 3.3058 | 30.4482 | 0 | 0 | 0
5039 | 105.6758 | 0 | 105.6758 | 55 | 17.6189 | 9.396 | 10 | 13.6609 | 0 | 13.6609 | 0 | 0 | 0 | 0 | 0 | 0 | 0 | 0 | 0 | 0 | 82.6189 | 0 | 3.1703 | 37.3811 | 0 | 0 | -1.4211e-14
5040 | 99.0242 | 0 | 99.0242 | 55 | 14.8456 | 9.0806 | 10 | 10.098 | 0 | 10.098 | 0 | 0 | 0 | 0 | 0 | 0 | 0 | 0 | 0 | 0 | 79.8456 | 0 | 2.9707 | 40.1544 | 0 | 1.4211e-14 | 0
5041 | 99.8134 | 0 | 99.8134 | 55 | 16.0672 | 9.2195 | 10 | 9.5267 | 0 | 9.5267 | 0 | 0 | 0 | 0 | 0 | 0 | 0 | 0 | 0 | 0 | 81.0672 | 0 | 2.9944 | 38.9328 | 0 | 0 | 0
5042 | 102.3454 | 0 | 102.3454 | 55 | 16.1929 | 9.2338 | 10 | 11.9187 | 0 | 11.9187 | 0 | 0 | 0 | 0 | 0 | 0 | 0 | 0 | 0 | 0 | 81.1929 | 0 | 3.0704 | 38.8071 | 0 | 0 | 0
5043 | 100.1835 | 0 | 100.1835 | 55 | 15.8655 | 9.1966 | 10 | 10.1215 | 0 | 10.1215 | 0 | 0 | 0 | 0 | 0 | 0 | 0 | 0 | 0 | 0 | 80.8655 | 0 | 3.0055 | 39.1345 | 0 | 0 | 0
5044 | 104.3053 | 0 | 104.3053 | 55 | 19.4296 | 9.6019 | 10 | 10.2738 | 0 | 10.2738 | 0 | 0 | 0 | 0 | 0 | 0 | 0 | 0 | 0 | 0 | 84.4296 | 0 | 3.1292 | 35.5704 | 0 | 1.4211e-14 | 0
5045 | 105.1071 | 0 | 105.1071 | 55 | 19.7768 | 9.6414 | 10 | 10.689 | 0 | 10.689 | 0 | 0 | 0 | 0 | 0 | 0 | 0 | 0 | 0 | 0 | 84.7768 | 0 | 3.1532 | 35.2232 | 0 | 0 | 0
5046 | 102.0824 | 0 | 102.0824 | 55 | 16.0736 | 9.2202 | 10 | 11.7885 | 0 | 11.7885 | 0 | 0 | 0 | 0 | 0 | 0 | 0 | 0 | 0 | 0 | 81.0736 | 0 | 3.0625 | 38.9264 | 0 | 0 | 0
5047 | 103.4735 | 0 | 103.4735 | 55 | 8.7127 | 8.3831 | 10 | 9.7857 | 11.5921 | 9.7857 | 11.5921 | 0 | 0 | 0 | 0 | 0 | 0 | 0 | 0 | 0 | 73.7127 | 0 | 3.1042 | 46.2873 | 0 | 0 | 0
5048 | 103.095 | 0 | 103.095 | 52.9634 | 2.75 | 7.4734 | 10 | 9.0983 | 20.81 | 9.0983 | 20.81 | 0 | 0 | 0 | 0 | 0 | 0 | 0 | 0 | 0 | 65.7134 | 0 | 3.0929 | 54.2866 | 0 | 0 | 0
5049 | 102.9561 | 0 | 102.9561 | 44.6503 | 2.75 | 6.5279 | 10 | 7.5 | 31.5278 | 7.5 | 31.5278 | 0 | 0 | 0 | 0 | 0 | 0 | 0 | 0 | 0 | 57.4003 | 0 | 3.0887 | 62.5997 | 0 | 0 | 0
5050 | 101.5037 | 0 | 101.5037 | 42.9 | 2.75 | 6.1341 | 8.2875 | 7.7432 | 33.689 | 7.7432 | 33.689 | 0 | 0 | 0 | 0 | 0 | 0 | 0 | 0 | 0 | 53.9375 | 0 | 3.0451 | 66.0625 | 0 | 0 | 0
5051 | 100.9731 | 0 | 100.9731 | 42.9 | 2.75 | 0 | 4 | 7.7876 | 45.7959 | 7.7876 | 45.7959 | 0 | 0 | 2.2604 | 0 | 0 | 0 | 2.2604 | 0 | 2.0344 | 49.65 | 0 | 3.0292 | 75.1891 | 0 | 0 | 0
5052 | 100.475 | 0 | 100.475 | 42.9 | 2.75 | 3.0005 | 4 | 8.3156 | 39.5088 | 8.3156 | 39.5088 | 0 | 0 | 0 | 0 | 0 | 0 | 0 | 0 | 2.0344 | 49.65 | 0 | 3.0142 | 74.5568 | 0 | 0 | 0
5053 | 98.499 | 0 | 98.499 | 42.9 | 2.75 | 0 | 4 | 9.2958 | 42.8548 | 9.2958 | 42.8548 | 0 | 0 | 3.3017 | 0 | 0 | 0 | 3.3017 | 0 | 5.0058 | 49.65 | 0 | 2.955 | 75.0828 | 0 | 0 | 0
5054 | 95.9765 | 0 | 95.9765 | 42.9 | 2.75 | 7.1054e-15 | 4 | 9.6253 | 39.3586 | 9.6253 | 39.3586 | 0 | 0 | 2.6575 | 0 | 0 | 0 | 2.6575 | 0 | 7.3976 | 49.65 | 0 | 2.8793 | 75.1486 | 0 | 0 | 0
5055 | 99.4444 | 0 | 99.4444 | 42.9 | 2.75 | 5.769 | 5.0771 | 9.8311 | 33.1172 | 9.8311 | 33.1172 | 0 | 0 | 0 | 0 | 0 | 0 | 0 | 0 | 7.3976 | 50.7271 | 0 | 2.9833 | 75.9307 | 0 | 0 | 0
5056 | 102.5535 | 0 | 102.5535 | 51.9483 | 2.75 | 7.3579 | 10 | 9.5472 | 20.95 | 9.5472 | 20.95 | 0 | 0 | 0 | 0 | 0 | 0 | 0 | 0 | 7.3976 | 64.6983 | 0 | 3.0766 | 61.9595 | 0 | 0 | 0
5057 | 105.4846 | 0 | 105.4846 | 55 | 4.9338 | 8.7105 | 10 | 9.158 | 11.0244 | 9.158 | 11.0244 | 0 | 0 | 0 | 6.6578 | 0 | 0 | 0 | 6.6578 | 0 | 69.9338 | 0 | 3.1645 | 50.0662 | 0 | 0 | 0
5058 | 110.7513 | 0 | 110.7513 | 55 | 28.0746 | 10.5851 | 10 | 7.0916 | 5.5473e-15 | 7.0916 | 5.5473e-15 | 0 | 0 | 0 | 0 | 0 | 0 | 0 | 0 | 0 | 93.0746 | 0 | 3.3225 | 26.9254 | 0 | 0 | 0
5059 | 118.3558 | 0 | 118.3558 | 55 | 30.6041 | 10.8727 | 10 | 11.879 | 0 | 11.879 | 0 | 0 | 0 | 0 | 0 | 0 | 0 | 0 | 0 | 0 | 95.6041 | 0 | 3.5507 | 24.3959 | 0 | 0 | 0
5060 | 120.9784 | 0 | 120.9784 | 55 | 35.2067 | 11.3962 | 10 | 9.3756 | 0 | 9.3756 | 0 | 0 | 0 | 0 | 0 | 0 | 0 | 0 | 0 | 0 | 100.2067 | 0 | 3.6294 | 19.7933 | 0 | 0 | 0
5061 | 118.6152 | 0 | 118.6152 | 55 | 32.1587 | 11.0495 | 10 | 10.4069 | 0 | 10.4069 | 0 | 0 | 0 | 0 | 0 | 0 | 0 | 0 | 0 | 0 | 97.1587 | 0 | 3.5585 | 22.8413 | 0 | 0 | 0
5062 | 112.3773 | 0 | 112.3773 | 55 | 24.7433 | 10.2062 | 10 | 12.4278 | 0 | 12.4278 | 0 | 0 | 0 | 0 | 0 | 0 | 0 | 0 | 0 | 0 | 89.7433 | 0 | 3.3713 | 30.2567 | 0 | 0 | 0
5063 | 108.1756 | 0 | 108.1756 | 55 | 21.454 | 9.8321 | 10 | 11.8895 | 0 | 11.8895 | 0 | 0 | 0 | 0 | 0 | 0 | 0 | 0 | 0 | 0 | 86.454 | 0 | 3.2453 | 33.546 | 0 | 0 | 0
5064 | 93.7989 | 0 | 93.7989 | 55 | 8.7359 | 8.3857 | 10 | 11.6772 | 0 | 11.6772 | 0 | 0 | 0 | 0 | 0 | 0 | 0 | 0 | 0 | 0 | 73.7359 | 0 | 2.814 | 46.2641 | 0 | 0 | 0
5065 | 92.9456 | 0 | 92.9456 | 55 | 8.0096 | 8.3031 | 10 | 11.6328 | 0 | 11.6328 | 0 | 0 | 0 | 0 | 0 | 0 | 0 | 0 | 0 | 0 | 73.0096 | 0 | 2.7884 | 46.9904 | 0 | 0 | 0
5066 | 96.6363 | 0 | 96.6363 | 55 | 11.6127 | 8.7129 | 10 | 11.3107 | 0 | 11.3107 | 0 | 0 | 0 | 0 | 0 | 0 | 0 | 0 | 0 | 0 | 76.6127 | 0 | 2.8991 | 43.3873 | 0 | 0 | 0
5067 | 94.0777 | 0 | 94.0777 | 55 | 9.8838 | 8.5163 | 10 | 10.6777 | 0 | 10.6777 | 0 | 0 | 0 | 0 | 0 | 0 | 0 | 0 | 0 | 0 | 74.8838 | 0 | 2.8223 | 45.1162 | 0 | 0 | 0
5068 | 93.4619 | 0 | 93.4619 | 55 | 10.7555 | 8.6154 | 10 | 9.0911 | 0 | 9.0911 | 0 | 0 | 0 | 0 | 0 | 0 | 0 | 0 | 0 | 0 | 75.7555 | 0 | 2.8039 | 44.2445 | 0 | 1.4211e-14 | 0
5069 | 93.563 | 0 | 93.563 | 55 | 10.4064 | 8.5757 | 10 | 9.5808 | 0 | 9.5808 | 0 | 0 | 0 | 0 | 0 | 0 | 0 | 0 | 0 | 0 | 75.4064 | 0 | 2.8069 | 44.5936 | 0 | 0 | 0
5070 | 95.3136 | 0 | 95.3136 | 55 | 12.9158 | 8.8611 | 10 | 8.5367 | 0 | 8.5367 | 0 | 0 | 0 | 0 | 0 | 0 | 0 | 0 | 0 | 0 | 77.9158 | 0 | 2.8594 | 42.0842 | 0 | 0 | 0
5071 | 97.8341 | 0 | 97.8341 | 53.9132 | 2.75 | 7.5814 | 10 | 8.9735 | 14.616 | 8.9735 | 14.616 | 0 | 0 | 0 | 0 | 0 | 0 | 0 | 0 | 0 | 66.6632 | 0 | 2.935 | 53.3368 | 0 | 0 | 0
5072 | 93.7259 | 0 | 93.7259 | 42.9 | 2.75 | 5.9158 | 6.368 | 8.8733 | 26.9188 | 8.8733 | 26.9188 | 0 | 0 | 0 | 0 | 0 | 0 | 0 | 0 | 0 | 52.018 | 0 | 2.8118 | 67.982 | 0 | 0 | 0
5073 | 94.4332 | 0 | 94.4332 | 42.9 | 2.75 | 7.1054e-15 | 4 | 8.083 | 39.2948 | 8.083 | 39.2948 | 0 | 0 | 2.5945 | 0 | 0 | 0 | 2.5945 | 0 | 2.3351 | 49.65 | 0 | 2.833 | 75.155 | 0 | 0 | 0
5074 | 96.637 | 0 | 96.637 | 42.9 | 2.75 | 0 | 4 | 7.6626 | 55 | 7.6626 | 55 | 0 | 0 | 12 | 0 | 3.6756 | 0 | 15.6756 | 0 | 16.5238 | 49.65 | 0 | 2.8991 | 73.8192 | 0 | 0 | 0
5075 | 95.1468 | 0 | 95.1468 | 42.9 | 2.75 | 7.1054e-15 | 4 | 6.9095 | 48.6123 | 6.9095 | 48.6123 | 0 | 0 | 10.025 | 0 | 0 | 0 | 10.025 | 0 | 25.5463 | 49.65 | 0 | 2.8544 | 77.5205 | 0 | 0 | 0
5076 | 93.9305 | 0 | 93.9305 | 42.9 | 2.75 | 0 | 4 | 6.0257 | 52.3928 | 6.0257 | 52.3928 | 0 | 0 | 12 | 0 | 2.138 | 0 | 14.138 | 0 | 38.3175 | 49.65 | 0 | 2.8179 | 73.9763 | 0 | 0 | 0
5077 | 90.0509 | 0 | 90.0509 | 42.9 | 2.75 | 7.1054e-15 | 4 | 4.9373 | 50.8751 | 4.9373 | 50.8751 | 0 | 0 | 12 | 0 | 3.4114 | 0 | 15.4114 | 0 | 52.2626 | 49.65 | 0 | 2.7015 | 73.8462 | 0 | 0 | 0
5078 | 92.5321 | 0 | 92.5321 | 42.9 | 2.75 | 0 | 4 | 8.0507 | 47.404 | 8.0507 | 47.404 | 0 | 0 | 4.7138 | 0 | 7.8587 | 0 | 12.5726 | 0 | 63.7504 | 49.65 | 0 | 2.776 | 74.1361 | 0 | 0 | 0
5079 | 92.8594 | 0 | 92.8594 | 42.9 | 2.75 | 0 | 4 | 8.1188 | 40.4961 | 7.9858 | 39.8329 | 0.13297 | 0.66323 | 0 | 0 | 4.6093 | 0 | 4.6093 | 0 | 68 | 49.65 | 0 | 2.7858 | 86.868 | 0 | 0 | -2.6645e-15
5080 | 95.0511 | 0 | 95.0511 | 42.9 | 2.75 | 6.0575 | 7.6136 | 9.4438 | 26.2862 | 9.4438 | 26.2862 | 0 | 0 | 0 | 0 | 0 | 0 | 0 | 0 | 68 | 53.2636 | 0 | 2.8515 | 88.7364 | 0 | 0 | 0
5081 | 100.7355 | 0 | 100.7355 | 53.8664 | 2.75 | 8.0693 | 10 | 8.2502 | 13.4625 | 8.2502 | 13.4625 | 0 | 0 | 0 | 0 | 0 | 4.3372 | 0 | 4.3372 | 63.2957 | 66.6164 | 0 | 3.0221 | 71.0464 | 0 | 0 | -1.4211e-14
5082 | 102.3091 | 0 | 102.3091 | 52.4758 | 2.75 | 9.6006 | 10 | 8.2903 | 7.0111e-15 | 8.2903 | 7.0111e-15 | 0 | 0 | 0 | 9.1924 | 0 | 10 | 0 | 19.1924 | 42.2354 | 65.2258 | 0 | 3.0693 | 57.5818 | 0 | 0 | 0
5083 | 109.5479 | 0 | 109.5479 | 55 | 10.0109 | 10.3619 | 10 | 8.0731 | 0 | 8.0731 | 0 | 0 | 0 | 0 | 12 | 0 | 4.1019 | 0 | 16.1019 | 24.4529 | 75.0109 | 0 | 3.2864 | 44.9891 | 0 | 1.4211e-14 | 0
5084 | 116.8633 | 0 | 116.8633 | 55 | 20.0199 | 11.0337 | 10 | 8.8096 | 0 | 8.8096 | 0 | 0 | 0 | 0 | 12 | 0 | 0 | 0 | 12 | 11.1196 | 85.0199 | 0 | 3.5059 | 34.9801 | 0 | 0 | -1.4211e-14
5085 | 110.4783 | 0 | 110.4783 | 55 | 14.7129 | 10.2036 | 10 | 10.5541 | 0 | 10.5541 | 0 | 0 | 0 | 0 | 10.0076 | 0 | 0 | 0 | 10.0076 | -1.7764e-15 | 79.7129 | 0 | 3.3143 | 40.2871 | 0 | 0 | -1.4211e-14
5086 | 104.2964 | 0 | 104.2964 | 55 | 19.1484 | 9.5699 | 10 | 10.578 | 0 | 10.578 | 0 | 0 | 0 | 0 | -1.5987e-15 | 0 | 0 | 0 | -1.5987e-15 | 0 | 84.1484 | 0 | 3.1289 | 35.8516 | 0 | 1.4211e-14 | 0
5087 | 101.111 | 0 | 101.111 | 55 | 16.6688 | 9.2879 | 10 | 10.1543 | 0 | 10.1543 | 0 | 0 | 0 | 0 | 0 | 0 | 0 | 0 | 0 | 0 | 81.6688 | 0 | 3.0333 | 38.3312 | 0 | 0 | 0
5088 | 96.4836 | 0 | 96.4836 | 55 | 10.0186 | 9.0992 | 10 | 12.3657 | 0 | 12.3657 | 0 | 0 | 0 | 0 | 0 | 0 | 0 | 0 | 0 | 0 | 75.0186 | 0 | 2.8945 | 44.9814 | 0 | 0 | 0
5089 | 97.8677 | 0 | 97.8677 | 55 | 12.0105 | 9.3408 | 10 | 11.5165 | 0 | 11.5165 | 0 | 0 | 0 | 0 | 0 | 0 | 0 | 0 | 0 | 0 | 77.0105 | 0 | 2.936 | 42.9895 | 0 | 1.4211e-14 | 0
5090 | 101.3307 | 0 | 101.3307 | 55 | 16.8017 | 9.9219 | 10 | 9.6071 | 0 | 9.6071 | 0 | 0 | 0 | 0 | 0 | 0 | 0 | 0 | 0 | 0 | 81.8017 | 0 | 3.0399 | 38.1983 | 0 | 0 | 0
5091 | 102.0603 | 0 | 102.0603 | 55 | 16.0095 | 9.8259 | 10 | 11.2249 | 0 | 11.2249 | 0 | 0 | 0 | 0 | 0 | 0 | 0 | 0 | 0 | 0 | 81.0095 | 0 | 3.0618 | 38.9905 | 0 | 1.4211e-14 | 0
5092 | 98.5241 | 0 | 98.5241 | 55 | 14.1827 | 9.6043 | 10 | 9.7371 | 0 | 9.7371 | 0 | 0 | 0 | 0 | 0 | 0 | 0 | 0 | 0 | 0 | 79.1827 | 0 | 2.9557 | 40.8173 | 0 | 0 | 0
5093 | 99.6388 | 0 | 99.6388 | 55 | 15.5629 | 9.7717 | 10 | 9.3042 | 0 | 9.3042 | 0 | 0 | 0 | 0 | 0 | 0 | 0 | 0 | 0 | 0 | 80.5629 | 0 | 2.9892 | 39.4371 | 0 | 0 | 0
5094 | 100.7282 | 0 | 100.7282 | 55 | 16.6137 | 9.8991 | 10 | 9.2153 | 0 | 9.2153 | 0 | 0 | 0 | 0 | 0 | 0 | 0 | 0 | 0 | 0 | 81.6137 | 0 | 3.0218 | 38.3863 | 0 | 0 | 0
5095 | 102.239 | 0 | 102.239 | 55 | 4.9306 | 8.4821 | 10 | 9.3603 | 14.466 | 9.3603 | 14.466 | 0 | 0 | 0 | 0 | 0 | 0 | 0 | 0 | 0 | 69.9306 | 0 | 3.0672 | 50.0694 | 0 | 0 | 0
5096 | 98.1643 | 0 | 98.1643 | 42.9 | 2.75 | 6.3626 | 6.8065 | 10.4421 | 28.9032 | 10.4421 | 28.9032 | 0 | 0 | 0 | 0 | 0 | 0 | 0 | 0 | 0 | 52.4565 | 0 | 2.9449 | 67.5435 | 0 | 0 | 0
5097 | 99.0149 | 0 | 99.0149 | 42.9 | 2.75 | 4.2826 | 4 | 8.7181 | 36.3643 | 8.7181 | 36.3643 | 0 | 0 | 0 | 0 | 0 | 0 | 0 | 0 | 0 | 49.65 | 0 | 2.9704 | 71.9014 | 0 | 0 | 0
5098 | 99.017 | 0 | 99.017 | 42.9 | 2.75 | 0 | 4 | 8.0895 | 44.6306 | 8.0895 | 44.6306 | 0 | 0 | 3.3532 | 0 | 0 | 0 | 3.3532 | 0 | 3.0178 | 49.65 | 0 | 2.9705 | 75.358 | 0 | 0 | 0
5099 | 100.1374 | 0 | 100.1374 | 42.9 | 2.75 | 7.1054e-15 | 4 | 6.7883 | 47.3464 | 6.7883 | 47.3464 | 0 | 0 | 3.6473 | 0 | 0 | 0 | 3.6473 | 0 | 6.3004 | 49.65 | 0 | 3.0041 | 75.3262 | 0 | 0 | 0
5100 | 99.7101 | 0 | 99.7101 | 42.9 | 2.75 | 0 | 4 | 5.2803 | 55 | 5.2803 | 55 | 0 | 0 | 10.2202 | 0 | 0 | 0 | 10.2202 | 0 | 15.4986 | 49.65 | 0 | 2.9913 | 74.6152 | 0 | 0 | 0
5101 | 94.645 | 0 | 94.645 | 42.9 | 2.75 | 7.1054e-15 | 4 | 7.9083 | 51.6656 | 7.9083 | 51.6656 | 0 | 0 | 12 | 0 | 2.5789 | 0 | 14.5789 | 0 | 28.6762 | 49.65 | 0 | 2.8393 | 74.1437 | 0 | 0 | 0
5102 | 95.5396 | 0 | 95.5396 | 42.9 | 2.75 | 0 | 4 | 6.7187 | 53.0305 | 6.7187 | 53.0305 | 0 | 0 | 12 | 0 | 1.8596 | 0 | 13.8596 | 0 | 41.1907 | 49.65 | 0 | 2.8662 | 74.2215 | 0 | 0 | 0
5103 | 96.3167 | 0 | 96.3167 | 42.9 | 2.75 | 0 | 4 | 8.6636 | 39.9391 | 8.6636 | 39.9391 | 0 | 0 | 1.936 | 0 | 0 | 0 | 1.936 | 0 | 42.9332 | 49.65 | 0 | 2.8895 | 79.2841 | 0 | 0 | 0
5104 | 98.7778 | 0 | 98.7778 | 42.9 | 2.75 | 6.5073 | 7.9995 | 8.1671 | 30.454 | 8.1671 | 30.454 | 0 | 0 | 0 | 0 | 0 | 0 | 0 | 0 | 42.9332 | 53.6495 | 0 | 2.9633 | 82.1233 | 0 | 0 | 0
5105 | 106.2032 | 0 | 106.2032 | 54.9971 | 2.75 | 8.9132 | 10 | 9.3636 | 14.4412 | 9.3636 | 14.4412 | 0 | 0 | 0 | 1.9654 | 0 | 3.7728 | 0 | 5.7381 | 36.6573 | 67.7471 | 0 | 3.1861 | 62.2875 | 0 | 0 | 0
5106 | 111.265 | 0 | 111.265 | 55 | 14.2952 | 11.0734 | 10 | 8.8964 | 6.7175e-15 | 8.8964 | 6.7175e-15 | 0 | 0 | 0 | 12 | 0 | 0 | 0 | 12 | 23.324 | 79.2952 | 0 | 3.338 | 40.7048 | 0 | 0 | 0
5107 | 116.0675 | 0 | 116.0675 | 55 | 16.0971 | 11.292 | 10 | 11.6784 | 0 | 11.6784 | 0 | 0 | 0 | 0 | 12 | 0 | 0 | 0 | 12 | 9.9906 | 81.0971 | 0 | 3.482 | 38.9029 | 0 | 1.4211e-14 | 0
5108 | 120.7973 | 0 | 120.7973 | 55 | 23.773 | 11.8581 | 10 | 11.1746 | 0 | 11.1746 | 0 | 0 | 0 | 0 | 8.9916 | 0 | 0 | 0 | 8.9916 | 0 | 88.773 | 0 | 3.6239 | 31.227 | 0 | 0 | 0
5109 | 117.0616 | 0 | 117.0616 | 55 | 30.5741 | 11.5924 | 10 | 9.8951 | 0 | 9.8951 | 0 | 0 | 0 | 0 | 0 | 0 | 0 | 0 | 0 | 0 | 95.5741 | 0 | 3.5118 | 24.4259 | 0 | 0 | 0
5110 | 110.7855 | 0 | 110.7855 | 55 | 25.1332 | 10.9325 | 10 | 9.7198 | 0 | 9.7198 | 0 | 0 | 0 | 0 | 0 | 0 | 0 | 0 | 0 | 0 | 90.1332 | 0 | 3.3236 | 29.8668 | 0 | 0 | 0
5111 | 106.4893 | 0 | 106.4893 | 55 | 21.0162 | 10.4331 | 10 | 10.0399 | 0 | 10.0399 | 0 | 0 | 0 | 0 | 0 | 0 | 0 | 0 | 0 | 0 | 86.0162 | 0 | 3.1947 | 33.9838 | 0 | 0 | 0
5112 | 96.9347 | 0 | 96.9347 | 55 | 9.9201 | 9.0873 | 10 | 12.9274 | 0 | 12.9274 | 0 | 0 | 0 | 0 | 0 | 0 | 0 | 0 | 0 | 0 | 74.9201 | 0 | 2.908 | 30.0799 | 0 | 0 | 0
5113 | 95.6062 | 0 | 95.6062 | 55 | 10.7143 | 9.1836 | 10 | 10.7084 | 0 | 10.7084 | 0 | 0 | 0 | 0 | 0 | 0 | 0 | 0 | 0 | 0 | 75.7143 | 0 | 2.8682 | 29.2857 | 0 | 0 | 0
5114 | 98.3404 | 0 | 98.3404 | 55 | 10.5233 | 9.1604 | 10 | 13.6567 | 0 | 13.6567 | 0 | 0 | 0 | 0 | 0 | 0 | 0 | 0 | 0 | 0 | 75.5233 | 0 | 2.9502 | 29.4767 | 0 | 0 | 0
5115 | 96.5528 | 0 | 96.5528 | 55 | 9.618 | 9.0506 | 10 | 12.8842 | 0 | 12.8842 | 0 | 0 | 0 | 0 | 0 | 0 | 0 | 0 | 0 | 0 | 74.618 | 0 | 2.8966 | 30.382 | 0 | 0 | 0
5116 | 96.4466 | 0 | 96.4466 | 55 | 9.9705 | 9.0934 | 10 | 12.3827 | 0 | 12.3827 | 0 | 0 | 0 | 0 | 0 | 0 | 0 | 0 | 0 | 0 | 74.9705 | 0 | 2.8934 | 30.0295 | 0 | 0 | 0
5117 | 98.7264 | 0 | 98.7264 | 55 | 12.1449 | 9.3571 | 10 | 12.2244 | 0 | 12.2244 | 0 | 0 | 0 | 0 | 0 | 0 | 0 | 0 | 0 | 0 | 77.1449 | 0 | 2.9618 | 27.8551 | 0 | 0 | 0
5118 | 99.15 | 0 | 99.15 | 55 | 12.607 | 9.4132 | 10 | 12.1299 | 0 | 12.1299 | 0 | 0 | 0 | 0 | 0 | 0 | 0 | 0 | 0 | 0 | 77.607 | 0 | 2.9745 | 27.393 | 0 | 0 | 0
5119 | 98.421 | 0 | 98.421 | 55 | 3.9669 | 8.3652 | 10 | 11.2762 | 9.8126 | 11.2762 | 9.8126 | 0 | 0 | 0 | 0 | 0 | 0 | 0 | 0 | 0 | 68.9669 | 0 | 2.9526 | 36.0331 | 0 | 0 | 0
5120 | 100.4258 | 0 | 100.4258 | 47.3769 | 2 | 7.202 | 10 | 10.9531 | 22.8938 | 10.9531 | 22.8938 | 0 | 0 | 0 | 0 | 0 | 0 | 0 | 0 | 0 | 59.3769 | 0 | 3.0128 | 45.6231 | 0 | 0 | 0
5121 | 98.8127 | 0 | 98.8127 | 42.9 | 2 | 6.4655 | 8.4045 | 9.0704 | 29.9723 | 9.0704 | 29.9723 | 0 | 0 | 0 | 0 | 0 | 0 | 0 | 0 | 0 | 53.3045 | 0 | 2.9644 | 51.6955 | 0 | 0 | 0
5122 | 96.8189 | 0 | 96.8189 | 42.9 | 2 | 0 | 4 | 11.598 | 38.9422 | 11.598 | 38.9422 | 0 | 0 | 2.6213 | 0 | 0 | 0 | 2.6213 | 0 | 2.3592 | 48.9 | 0 | 2.9046 | 61.1061 | 0 | 0 | 0
5123 | 96.3429 | 0 | 96.3429 | 42.9 | 2 | 0 | 4 | 8.6992 | 42.659 | 8.6992 | 42.659 | 0 | 0 | 3.9154 | 0 | 0 | 0 | 3.9154 | 0 | 5.883 | 48.9 | 0 | 2.8903 | 60.9661 | 0 | 0 | 0
5124 | 96.0085 | 0 | 96.0085 | 42.9 | 2 | 7.1054e-15 | 4 | 9.4547 | 44.8515 | 9.4547 | 44.8515 | 0 | 0 | 7.1977 | 0 | 0 | 0 | 7.1977 | 0 | 12.361 | 48.9 | 0 | 2.8803 | 60.611 | 0 | 1.4211e-14 | 0
5125 | 97.1773 | 0 | 97.1773 | 42.9 | 2 | 0 | 4 | 9.4669 | 45.9923 | 9.4669 | 45.9923 | 0 | 0 | 7.1819 | 0 | 0 | 0 | 7.1819 | 0 | 18.8246 | 48.9 | 0 | 2.9153 | 60.6127 | 0 | 0 | 0
5126 | 95.6773 | 0 | 95.6773 | 42.9 | 2 | 1.4211e-14 | 4 | 10.2006 | 40.2509 | 10.2006 | 40.2509 | 0 | 0 | 3.6741 | 0 | 0 | 0 | 3.6741 | 0 | 22.1313 | 48.9 | 0 | 2.8703 | 60.9922 | 0 | 0 | 0
5127 | 93.2781 | 0 | 93.2781 | 42.9 | 2 | 3.8019 | 4 | 9.9189 | 30.6573 | 9.9189 | 30.6573 | 0 | 0 | 0 | 0 | 0 | 0 | 0 | 0 | 22.1313 | 48.9 | 0 | 2.7983 | 69.999 | 0 | 0 | 0
5128 | 97.4915 | 0 | 97.4915 | 46.1929 | 2 | 7.0584 | 10 | 10.556 | 21.6842 | 10.556 | 21.6842 | 0 | 0 | 0 | 0 | 0 | 0 | 0 | 0 | 22.1313 | 58.1929 | 0 | 2.9247 | 58.8071 | 0 | 0 | -1.4211e-14
5129 | 103.9349 | 0 | 103.9349 | 47.795 | 2 | 8.7082 | 10 | 10.5478 | 12.8838 | 10.5478 | 12.8838 | 0 | 0 | 0 | 12 | 0 | 0 | 0 | 12 | 8.798 | 59.795 | 0 | 3.118 | 45.205 | 0 | 0 | 0
5130 | 105.8122 | 0 | 105.8122 | 55 | 12.5918 | 10.3717 | 10 | 9.9306 | 5.3996e-15 | 9.9306 | 5.3996e-15 | 0 | 0 | 0 | 7.9182 | 0 | 0 | 0 | 7.9182 | 0 | 77.5918 | 0 | 3.1744 | 27.4082 | 0 | 0 | -2.8422e-14
5131 | 110.4904 | 0 | 110.4904 | 55 | 21.4064 | 10.4805 | 10 | 13.6035 | 0 | 13.6035 | 0 | 0 | 0 | 0 | 0 | 0 | 0 | 0 | 0 | 0 | 86.4064 | 0 | 3.3147 | 18.5936 | 0 | 0 | 0
5132 | 117.4655 | 0 | 117.4655 | 55 | 26.8743 | 11.1437 | 10 | 14.4475 | 0 | 14.4475 | 0 | 0 | 0 | 0 | 0 | 0 | 0 | 0 | 0 | 0 | 91.8743 | 0 | 3.524 | 13.1257 | 0 | 0 | -1.4211e-14
5133 | 111.3203 | 0 | 111.3203 | 55 | 24.9558 | 10.911 | 10 | 10.4536 | 0 | 10.4536 | 0 | 0 | 0 | 0 | 0 | 0 | 0 | 0 | 0 | 0 | 89.9558 | 0 | 3.3396 | 15.0442 | 0 | 0 | 0
5134 | 110.7424 | 0 | 110.7424 | 55 | 22.222 | 10.5794 | 10 | 12.941 | 0 | 12.941 | 0 | 0 | 0 | 0 | 0 | 0 | 0 | 0 | 0 | 0 | 87.222 | 0 | 3.3223 | 17.778 | 0 | 0 | 0
5135 | 105.4884 | 0 | 105.4884 | 55 | 17.5119 | 10.0081 | 10 | 12.9684 | 0 | 12.9684 | 0 | 0 | 0 | 0 | 0 | 0 | 0 | 0 | 0 | 0 | 82.5119 | 0 | 3.1647 | 22.4881 | 0 | 0 | 0
5136 | 94.1725 | 0 | 94.1725 | 55 | 4.3039 | 8.4061 | 10 | 16.4625 | 0 | 16.4625 | 0 | 0 | 0 | 0 | 0 | 0 | 0 | 0 | 0 | 0 | 69.3039 | 0 | 2.8252 | 35.6961 | 0 | 0 | -1.4211e-14
5137 | 92.5466 | 0 | 92.5466 | 55 | 2.7351 | 8.2158 | 10 | 16.5956 | 0 | 16.5956 | 0 | 0 | 0 | 0 | 0 | 0 | 0 | 0 | 0 | 0 | 67.7351 | 0 | 2.7764 | 37.2649 | 0 | 0 | 0
5138 | 94.8838 | 0 | 94.8838 | 55 | 4.6786 | 8.4515 | 10 | 16.7537 | 0 | 16.7537 | 0 | 0 | 0 | 0 | 0 | 0 | 0 | 0 | 0 | 0 | 69.6786 | 0 | 2.8465 | 35.3214 | 0 | 0 | 0
5139 | 97.5841 | 0 | 97.5841 | 55 | 7.2842 | 8.7675 | 10 | 16.5323 | 0 | 16.5323 | 0 | 0 | 0 | 0 | 0 | 0 | 0 | 0 | 0 | 0 | 72.2842 | 0 | 2.9275 | 32.7158 | 0 | 0 | 0
5140 | 96.1609 | 0 | 96.1609 | 55 | 6.4854 | 8.6707 | 10 | 16.0049 | 0 | 16.0049 | 0 | 0 | 0 | 0 | 0 | 0 | 0 | 0 | 0 | 0 | 71.4854 | 0 | 2.8848 | 33.5146 | 0 | 0 | 0
5141 | 94.6017 | 0 | 94.6017 | 55 | 5.6258 | 8.5664 | 10 | 15.4095 | 0 | 15.4095 | 0 | 0 | 0 | 0 | 0 | 0 | 0 | 0 | 0 | 0 | 70.6258 | 0 | 2.8381 | 34.3742 | 0 | 0 | 0
5142 | 97.249 | 0 | 97.249 | 55 | 8.4677 | 8.9111 | 10 | 14.8702 | 0 | 14.8702 | 0 | 0 | 0 | 0 | 0 | 0 | 0 | 0 | 0 | 0 | 73.4677 | 0 | 2.9175 | 31.5323 | 0 | 0 | 0
5143 | 96.2705 | 0 | 96.2705 | 47.7317 | 2 | 7.245 | 10 | 15.7394 | 13.5544 | 15.7394 | 13.5544 | 0 | 0 | 0 | 0 | 0 | 0 | 0 | 0 | 0 | 59.7317 | 0 | 2.8881 | 45.2683 | 0 | 0 | 0
5144 | 98.5369 | 0 | 98.5369 | 42.9 | 2 | 6.3186 | 7.1935 | 13.4691 | 26.6557 | 13.4691 | 26.6557 | 0 | 0 | 0 | 0 | 0 | 0 | 0 | 0 | 0 | 52.0935 | 0 | 2.9561 | 52.9065 | 0 | 0 | 0
5145 | 97.7123 | 0 | 97.7123 | 42.9 | 2 | 0 | 4 | 13.5436 | 40.435 | 13.5436 | 40.435 | 0 | 0 | 5.1663 | 0 | 0 | 0 | 5.1663 | 0 | 4.6497 | 48.9 | 0 | 2.9314 | 60.8308 | 0 | 0 | 0
5146 | 92.9447 | 0 | 92.9447 | 42.9 | 2 | 7.1054e-15 | 4 | 13.8226 | 48.1771 | 13.8226 | 48.1771 | 0 | 0 | 12 | 0 | 5.955 | 0 | 17.955 | 0 | 20.94 | 48.9 | 0 | 2.7883 | 59.4474 | 0 | 0 | 0
5147 | 94.3551 | 0 | 94.3551 | 42.9 | 2 | 0 | 4 | 13.1755 | 52.1678 | 13.1755 | 52.1678 | 0 | 0 | 12 | 0 | 7.8883 | 0 | 19.8883 | 0 | 39.0126 | 48.9 | 0 | 2.8307 | 59.2383 | 0 | 0 | 0
5148 | 93.9864 | 0 | 93.9864 | 42.9 | 2 | 0 | 4 | 13.4438 | 54.8911 | 12.7751 | 52.161 | 0.66864 | 2.7301 | 12 | 0 | 7.8498 | 0 | 19.8498 | 0 | 57.0497 | 48.9 | 0 | 2.8196 | 58.8748 | 0 | 3.5527e-15 | 0
5149 | 95.0196 | 0 | 95.0196 | 42.9 | 2 | 0 | 4 | 13.4491 | 53.4817 | 11.6786 | 46.441 | 1.7705 | 7.0407 | 12 | 0 | 0 | 0 | 12 | 0 | 67.8497 | 48.9 | 0 | 2.8506 | 69.1384 | 0 | 0 | 0
5150 | 94.1609 | 0 | 94.1609 | 42.9 | 2 | 0 | 4 | 13.268 | 46.1039 | 10.1519 | 35.276 | 3.1161 | 10.8278 | 0.16701 | 0 | 0 | 0 | 0.16701 | 0 | 68 | 48.9 | 0 | 2.8248 | 69.8632 | 0 | 0 | -3.1641e-15
5151 | 88.8369 | 0 | 88.8369 | 42.9 | 2 | 0 | 4 | 14.1646 | 40.2084 | 10.4039 | 29.533 | 3.7607 | 10.6754 | 0 | 0 | 0 | 0 | 0 | 0 | 68 | 48.9 | 0 | 2.6651 | 81.828 | 0 | 0 | 0
5152 | 94.7412 | 0 | 94.7412 | 42.9 | 2 | 1.9602 | 4 | 15.0261 | 28.8549 | 15.0261 | 28.8549 | 0 | 0 | 0 | 0 | 0 | 0 | 0 | 0 | 68 | 48.9 | 0 | 2.8422 | 81.6415 | 0 | 0 | 0
5153 | 102.2448 | 0 | 102.2448 | 49.2944 | 2 | 7.9456 | 10 | 14.951 | 13.8407 | 14.951 | 13.8407 | 0 | 0 | 0 | 0 | 0 | 4.2131 | 0 | 4.2131 | 63.4303 | 61.2944 | 0 | 3.0673 | 61.4926 | 0 | 1.4211e-14 | 0
5154 | 105.6881 | 0 | 105.6881 | 47.5166 | 2 | 9.6929 | 10 | 16.0816 | 6.0881e-15 | 16.0816 | 6.0881e-15 | 0 | 0 | 0 | 10.397 | 0 | 10 | 0 | 20.397 | 41.0316 | 59.5166 | 0 | 3.1706 | 47.0865 | 0 | 0 | -1.4211e-14
5155 | 110.3412 | 0 | 110.3412 | 55 | 3.6314 | 10.2926 | 10 | 15.1913 | 0 | 15.1913 | 0 | 0 | 0 | 0 | 12 | 0 | 4.226 | 0 | 16.226 | 23.1145 | 68.6314 | 0 | 3.3102 | 36.3686 | 0 | 0 | 0
5156 | 116.5415 | 0 | 116.5415 | 55 | 13.7149 | 11.0031 | 10 | 14.8235 | 0 | 14.8235 | 0 | 0 | 0 | 0 | 12 | 0 | 0 | 0 | 12 | 9.7812 | 78.7149 | 0 | 3.4962 | 26.2851 | 0 | 0 | 0
5157 | 111.1188 | 0 | 111.1188 | 55 | 10.3671 | 10.2092 | 10 | 16.7394 | 0 | 16.7394 | 0 | 0 | 0 | 0 | 8.803 | 0 | 0 | 0 | 8.803 | 0 | 75.3671 | 0 | 3.3336 | 29.6329 | 0 | 0 | 0
5158 | 108.1632 | 0 | 108.1632 | 55 | 16.1497 | 9.8429 | 10 | 17.1707 | 0 | 17.1707 | 0 | 0 | 0 | 0 | 0 | 0 | 0 | 0 | 0 | 0 | 81.1497 | 0 | 3.2449 | 23.8503 | 0 | 1.4211e-14 | 0
5159 | 102.0238 | 0 | 102.0238 | 55 | 10.9894 | 9.217 | 10 | 16.8175 | 0 | 16.8175 | 0 | 0 | 0 | 0 | 0 | 0 | 0 | 0 | 0 | 0 | 75.9894 | 0 | 3.0607 | 29.0106 | 0 | 0 | 0
5160 | 94.6306 | 0 | 94.6306 | 55 | 3.0892 | 8.2587 | 10 | 18.2827 | 0 | 18.2827 | 0 | 0 | 0 | 0 | 0 | 0 | 0 | 0 | 0 | 0 | 68.0892 | 0 | 2.8389 | 36.9108 | 0 | 0 | 0
5161 | 94.2088 | 0 | 94.2088 | 55 | 3.9155 | 8.3589 | 10 | 16.9343 | 0 | 16.9343 | 0 | 0 | 0 | 0 | 0 | 0 | 0 | 0 | 0 | 0 | 68.9155 | 0 | 2.8263 | 36.0845 | 0 | 1.4211e-14 | 0
5162 | 93.134 | 0 | 93.134 | 55 | 2.1218 | 8.1414 | 10 | 17.8709 | 0 | 17.8709 | 0 | 0 | 0 | 0 | 0 | 0 | 0 | 0 | 0 | 0 | 67.1218 | 0 | 2.794 | 37.8782 | 0 | 0 | 0
5163 | 96.9933 | 0 | 96.9933 | 55 | 5.8045 | 8.5881 | 10 | 17.6007 | 0 | 17.6007 | 0 | 0 | 0 | 0 | 0 | 0 | 0 | 0 | 0 | 0 | 70.8045 | 0 | 2.9098 | 34.1955 | 0 | 0 | 0
5164 | 95.1258 | 0 | 95.1258 | 55 | 5.9965 | 8.6114 | 10 | 15.518 | 0 | 15.518 | 0 | 0 | 0 | 0 | 0 | 0 | 0 | 0 | 0 | 0 | 70.9965 | 0 | 2.8538 | 34.0035 | 0 | 0 | 0
5165 | 97.0234 | 0 | 97.0234 | 55 | 6.7845 | 8.7069 | 10 | 16.5319 | 0 | 16.5319 | 0 | 0 | 0 | 0 | 0 | 0 | 0 | 0 | 0 | 0 | 71.7845 | 0 | 2.9107 | 33.2155 | 0 | 0 | 0
5166 | 98.1832 | 0 | 98.1832 | 55 | 7.6933 | 8.8172 | 10 | 16.6728 | 0 | 16.6728 | 0 | 0 | 0 | 0 | 0 | 0 | 0 | 0 | 0 | 0 | 72.6933 | 0 | 2.9455 | 32.3067 | 0 | 1.4211e-14 | 0
5167 | 96.4311 | 0 | 96.4311 | 48.4492 | 2 | 7.332 | 10 | 15.2842 | 13.3657 | 15.2842 | 13.3657 | 0 | 0 | 0 | 0 | 0 | 0 | 0 | 0 | 0 | 60.4492 | 0 | 2.8929 | 44.5508 | 0 | 0 | 0
5168 | 95.8281 | 0 | 95.8281 | 42.9 | 2 | 6.3206 | 7.2105 | 15.7563 | 21.6407 | 15.7563 | 21.6407 | 0 | 0 | 0 | 0 | 0 | 0 | 0 | 0 | 0 | 52.1105 | 0 | 2.8748 | 52.8895 | 0 | 1.4211e-14 | 0
5169 | 97.485 | 0 | 97.485 | 42.9 | 2 | 4.9644 | 4 | 14.3537 | 29.2668 | 14.3537 | 29.2668 | 0 | 0 | 0 | 0 | 0 | 0 | 0 | 0 | 0 | 48.9 | 0 | 2.9245 | 56.9622 | 0 | 0 | -1.4211e-14
5170 | 93.5453 | 0 | 93.5453 | 42.9 | 2 | 0 | 4 | 15.0999 | 38.3657 | 15.0999 | 38.3657 | 0 | 0 | 8.8203 | 0 | 0 | 0 | 8.8203 | 0 | 7.9383 | 48.9 | 0 | 2.8064 | 60.4355 | 0 | 0 | 0
5171 | 92.3603 | 0 | 92.3603 | 42.9 | 2 | 0 | 4 | 15.4132 | 41.8921 | 15.4132 | 41.8921 | 0 | 0 | 12 | 0 | 1.845 | 0 | 13.845 | 0 | 20.4393 | 48.9 | 0 | 2.7708 | 59.892 | 0 | 0 | 0
5172 | 95.7539 | 0 | 95.7539 | 42.9 | 2 | 7.1054e-15 | 4 | 13.7804 | 43.5931 | 13.7804 | 43.5931 | 0 | 0 | 10.5196 | 0 | 0 | 0 | 10.5196 | 0 | 29.907 | 48.9 | 0 | 2.8726 | 61.8199 | 0 | 0 | 0
5173 | 92.028 | 0 | 92.028 | 42.9 | 2 | 0 | 4 | 12.504 | 37.5116 | 12.504 | 37.5116 | 0 | 0 | 6.8876 | 0 | 0 | 0 | 6.8876 | 0 | 36.1059 | 48.9 | 0 | 2.7608 | 62.2128 | 0 | 0 | 0
5174 | 89.7638 | 0 | 89.7638 | 42.9 | 2 | 7.1054e-15 | 4 | 14.6863 | 34.9704 | 14.6863 | 34.9704 | 0 | 0 | 8.7929 | 0 | 0 | 0 | 8.7929 | 0 | 44.0194 | 48.9 | 0 | 2.6929 | 62.0067 | 0 | 0 | 0
5175 | 92.918 | 0 | 92.918 | 42.9 | 2 | 0 | 4 | 13.9926 | 31.3838 | 13.9926 | 31.3838 | 0 | 0 | 1.3585 | 0 | 0 | 0 | 1.3585 | 0 | 45.2421 | 48.9 | 0 | 2.7875 | 62.8109 | 0 | 0 | 0
5176 | 95.8414 | 0 | 95.8414 | 42.9 | 2 | 6.2862 | 6.9265 | 14.0345 | 23.6942 | 14.0345 | 23.6942 | 0 | 0 | 0 | 0 | 0 | 0 | 0 | 0 | 45.2421 | 51.8265 | 0 | 2.8752 | 66.7418 | 0 | 0 | 0
5177 | 99.6225 | 0 | 99.6225 | 47.3632 | 2 | 7.8665 | 10 | 14.9819 | 11.9183 | 14.9819 | 11.9183 | 0 | 0 | 0 | 3.9244 | 0 | 1.5683 | 0 | 5.4926 | 39.1806 | 59.3632 | 0 | 2.9887 | 53.7125 | 0 | 1.4211e-14 | 0
5178 | 103.2531 | 0 | 103.2531 | 54.1538 | 2 | 9.4795 | 10 | 15.6198 | 5.6438e-15 | 15.6198 | 5.6438e-15 | 0 | 0 | 0 | 12 | 0 | 0 | 0 | 12 | 25.8473 | 66.1538 | 0 | 3.0976 | 38.8462 | 0 | 0 | 0
5179 | 111.3373 | 0 | 111.3373 | 55 | 8.0027 | 10.3102 | 10 | 16.0245 | 0 | 16.0245 | 0 | 0 | 0 | 0 | 12 | 0 | 0 | 0 | 12 | 12.514 | 73.0027 | 0 | 3.3401 | 31.9973 | 0 | 0 | 0
5180 | 115.841 | 0 | 115.841 | 55 | 12.6537 | 10.7849 | 10 | 16.1399 | 0 | 16.1399 | 0 | 0 | 0 | 0 | 11.2626 | 0 | 0 | 0 | 11.2626 | 0 | 77.6537 | 0 | 3.4752 | 27.3463 | 0 | 0 | 0
5181 | 109.4744 | 0 | 109.4744 | 55 | 18.0253 | 10.0704 | 10 | 16.3788 | 0 | 16.3788 | 0 | 0 | 0 | 0 | 0 | 0 | 0 | 0 | 0 | 0 | 83.0253 | 0 | 3.2842 | 21.9747 | 0 | 0 | -1.4211e-14
5182 | 108.7217 | 0 | 108.7217 | 55 | 17.9953 | 10.0667 | 10 | 15.6596 | 0 | 15.6596 | 0 | 0 | 0 | 0 | 0 | 0 | 0 | 0 | 0 | 0 | 82.9953 | 0 | 3.2616 | 22.0047 | 0 | 0 | 0
5183 | 103.9661 | 0 | 103.9661 | 55 | 12.1718 | 9.3604 | 10 | 17.4339 | 0 | 17.4339 | 0 | 0 | 0 | 0 | 0 | 0 | 0 | 0 | 0 | 0 | 77.1718 | 0 | 3.119 | 27.8282 | 0 | 0 | 0
5184 | 88.8628 | 0 | 88.8628 | 52.272 | 2 | 7.7957 | 10 | 16.795 | 0 | 16.795 | 0 | 0 | 0 | 0 | 0 | 0 | 0 | 0 | 0 | 0 | 64.272 | 0 | 2.6659 | 40.728 | 0 | 0 | 0
5185 | 90.8172 | 0 | 90.8172 | 54.2031 | 2 | 8.03 | 10 | 16.5841 | 0 | 16.5841 | 0 | 0 | 0 | 0 | 0 | 0 | 0 | 0 | 0 | 0 | 66.2031 | 0 | 2.7245 | 38.7969 | 0 | 0 | 0
5186 | 93.3125 | 0 | 93.3125 | 55 | 2.4082 | 8.1761 | 10 | 17.7282 | 0 | 17.7282 | 0 | 0 | 0 | 0 | 0 | 0 | 0 | 0 | 0 | 0 | 67.4082 | 0 | 2.7994 | 37.5918 | 0 | 0 | 0
5187 | 93.3592 | 0 | 93.3592 | 54.8273 | 2 | 8.1057 | 10 | 18.4263 | 0 | 18.4263 | 0 | 0 | 0 | 0 | 0 | 0 | 0 | 0 | 0 | 0 | 66.8273 | 0 | 2.8008 | 38.1727 | 0 | 0 | 0
5188 | 93.2949 | 0 | 93.2949 | 55 | 4.5287 | 8.4333 | 10 | 15.3329 | 0 | 15.3329 | 0 | 0 | 0 | 0 | 0 | 0 | 0 | 0 | 0 | 0 | 69.5287 | 0 | 2.7988 | 35.4713 | 0 | 0 | 0
5189 | 96.1082 | 0 | 96.1082 | 55 | 4.9643 | 8.4862 | 10 | 17.6577 | 0 | 17.6577 | 0 | 0 | 0 | 0 | 0 | 0 | 0 | 0 | 0 | 0 | 69.9643 | 0 | 2.8832 | 35.0357 | 0 | 0 | 0
5190 | 91.9953 | 0 | 91.9953 | 55 | 2.2902 | 8.1618 | 10 | 16.5433 | 0 | 16.5433 | 0 | 0 | 0 | 0 | 0 | 0 | 0 | 0 | 0 | 0 | 67.2902 | 0 | 2.7599 | 37.7098 | 0 | 0 | 0
5191 | 96.0962 | 0 | 96.0962 | 48.6828 | 2 | 7.3604 | 10 | 15.8597 | 12.1933 | 15.8597 | 12.1933 | 0 | 0 | 0 | 0 | 0 | 0 | 0 | 0 | 0 | 60.6828 | 0 | 2.8829 | 44.3172 | 0 | 0 | 0
5192 | 91.3695 | 0 | 91.3695 | 42.9 | 2 | 5.9466 | 4.1272 | 15.908 | 20.4876 | 15.908 | 20.4876 | 0 | 0 | 0 | 0 | 0 | 0 | 0 | 0 | 0 | 49.0272 | 0 | 2.7411 | 55.9728 | 0 | 0 | -1.4211e-14
5193 | 92.0001 | 0 | 92.0001 | 42.9 | 2 | 0 | 4 | 15.5034 | 28.7202 | 15.5034 | 28.7202 | 0 | 0 | 1.1235 | 0 | 0 | 0 | 1.1235 | 0 | 1.0111 | 48.9 | 0 | 2.76 | 61.2681 | 0 | 0 | 0
5194 | 91.4246 | 0 | 91.4246 | 42.9 | 2 | 7.1054e-15 | 4 | 14.1116 | 38.6622 | 14.1116 | 38.6622 | 0 | 0 | 10.2492 | 0 | 0 | 0 | 10.2492 | 0 | 10.2354 | 48.9 | 0 | 2.7427 | 60.2809 | 0 | 1.4211e-14 | 0
5195 | 92.0319 | 0 | 92.0319 | 42.9 | 2 | 1.4211e-14 | 4 | 12.5465 | 40.5674 | 12.5465 | 40.5674 | 0 | 0 | 9.982 | 0 | 0 | 0 | 9.982 | 0 | 19.2192 | 48.9 | 0 | 2.761 | 60.3098 | 0 | 0 | 0
5196 | 88.6538 | 0 | 88.6538 | 42.9 | 2 | 0 | 4 | 13.8228 | 42.122 | 13.8228 | 42.122 | 0 | 0 | 12 | 0 | 4.191 | 0 | 16.191 | 0 | 33.8831 | 48.9 | 0 | 2.6596 | 59.6382 | 0 | 0 | 0
5197 | 88.369 | 0 | 88.369 | 42.9 | 2 | 0 | 4 | 13.944 | 41.562 | 13.944 | 41.562 | 0 | 0 | 12 | 0 | 4.0369 | 0 | 16.0369 | 0 | 48.405 | 48.9 | 0 | 2.6511 | 59.6549 | 0 | 0 | 0
5198 | 89.1728 | 0 | 89.1728 | 42.9 | 2 | 0 | 4 | 15.9529 | 36.9191 | 15.9529 | 36.9191 | 0 | 0 | 7.9787 | 0 | 4.6206 | 0 | 12.5992 | 0 | 59.8457 | 48.9 | 0 | 2.6752 | 60.0267 | 0 | 0 | 0
5199 | 89.9487 | 0 | 89.9487 | 42.9 | 2 | 7.1054e-15 | 4 | 13.919 | 28.1046 | 13.919 | 28.1046 | 0 | 0 | 0 | 0 | 0.97483 | 0 | 0.97483 | 0 | 60.7445 | 48.9 | 0 | 2.6985 | 73.2842 | 0 | 1.4211e-14 | 0
5200 | 93.4989 | 0 | 93.4989 | 42.9 | 2 | 6.34 | 7.3699 | 13.5952 | 21.2939 | 13.5952 | 21.2939 | 0 | 0 | 0 | 0 | 0 | 0 | 0 | 0 | 60.7445 | 52.2699 | 0 | 2.805 | 74.7301 | 0 | 0 | 0
5201 | 95.6521 | 0 | 95.6521 | 46.4009 | 2 | 7.4659 | 10 | 15.3151 | 11.3184 | 15.3151 | 11.3184 | 0 | 0 | 0 | 0 | 0 | 3.1518 | 0 | 3.1518 | 57.3259 | 58.4009 | 0 | 2.8696 | 65.4473 | 0 | 0 | -1.4211e-14
5202 | 101.5204 | 0 | 101.5204 | 44.6793 | 2 | 9.2661 | 10 | 15.8596 | 5.5887e-15 | 15.8596 | 5.5887e-15 | 0 | 0 | 0 | 11.1174 | 0 | 8.5981 | 0 | 19.7154 | 35.6474 | 56.6793 | 0 | 3.0456 | 49.2034 | 0 | 0 | 0
5203 | 108.6178 | 0 | 108.6178 | 55 | 5.6145 | 10.0205 | 10 | 15.9828 | 0 | 15.9828 | 0 | 0 | 0 | 0 | 12 | 0 | 0 | 0 | 12 | 22.314 | 70.6145 | 0 | 3.2585 | 34.3855 | 0 | 0 | 0
5204 | 113.0751 | 0 | 113.0751 | 55 | 8.8594 | 10.4141 | 10 | 16.8016 | 0 | 16.8016 | 0 | 0 | 0 | 0 | 12 | 0 | 0 | 0 | 12 | 8.9807 | 73.8594 | 0 | 3.3923 | 31.1406 | 0 | 0 | 0
5205 | 109.9745 | 0 | 109.9745 | 55 | 10.1718 | 10.0981 | 10 | 16.622 | 0 | 16.622 | 0 | 0 | 0 | 0 | 8.0826 | 0 | 0 | 0 | 8.0826 | 0 | 75.1718 | 0 | 3.2992 | 29.8282 | 0 | 0 | -1.4211e-14
5206 | 101.8702 | 0 | 101.8702 | 55 | 9.3229 | 9.0148 | 10 | 18.5325 | 0 | 18.5325 | 0 | 0 | 0 | 0 | 0 | 0 | 0 | 0 | 0 | 0 | 74.3229 | 0 | 3.0561 | 30.6771 | 0 | 0 | 0
5207 | 100.8179 | 0 | 100.8179 | 55 | 7.84 | 8.835 | 10 | 19.1429 | 0 | 19.1429 | 0 | 0 | 0 | 0 | 0 | 0 | 0 | 0 | 0 | 0 | 72.84 | 0 | 3.0245 | 32.16 | 0 | 0 | 0
5208 | 93.2728 | 0 | 93.2728 | 55 | 2.1453 | 8.1442 | 10 | 17.9833 | 0 | 17.9833 | 0 | 0 | 0 | 0 | 0 | 0 | 0 | 0 | 0 | 0 | 67.1453 | 0 | 2.7982 | 37.8547 | 0 | 0 | 0
5209 | 96.2327 | 0 | 96.2327 | 55 | 5.2275 | 8.5181 | 10 | 17.4872 | 0 | 17.4872 | 0 | 0 | 0 | 0 | 0 | 0 | 0 | 0 | 0 | 0 | 70.2275 | 0 | 2.887 | 34.7725 | 0 | 0 | 0
5210 | 93.2781 | 0 | 93.2781 | 55 | 2.8893 | 8.2345 | 10 | 17.1544 | 0 | 17.1544 | 0 | 0 | 0 | 0 | 0 | 0 | 0 | 0 | 0 | 0 | 67.8893 | 0 | 2.7983 | 37.1107 | 0 | 0 | 0
5211 | 93.7902 | 0 | 93.7902 | 55 | 2.9732 | 8.2447 | 10 | 17.5724 | 0 | 17.5724 | 0 | 0 | 0 | 0 | 0 | 0 | 0 | 0 | 0 | 0 | 67.9732 | 0 | 2.8137 | 37.0268 | 0 | 0 | 0
5212 | 94.8891 | 0 | 94.8891 | 55 | 4.7448 | 8.4595 | 10 | 16.6848 | 0 | 16.6848 | 0 | 0 | 0 | 0 | 0 | 0 | 0 | 0 | 0 | 0 | 69.7448 | 0 | 2.8467 | 35.2552 | 0 | 0 | 0
5213 | 95.2742 | 0 | 95.2742 | 55 | 5.2959 | 8.5264 | 10 | 16.4518 | 0 | 16.4518 | 0 | 0 | 0 | 0 | 0 | 0 | 0 | 0 | 0 | 0 | 70.2959 | 0 | 2.8582 | 34.7041 | 0 | 0 | 0
5214 | 96.5716 | 0 | 96.5716 | 55 | 5.8026 | 8.5878 | 10 | 17.1812 | 0 | 17.1812 | 0 | 0 | 0 | 0 | 0 | 0 | 0 | 0 | 0 | 0 | 70.8026 | 0 | 2.8971 | 34.1974 | 0 | 0 | -1.4211e-14
5215 | 96.4484 | 0 | 96.4484 | 49.1863 | 2 | 7.4214 | 10 | 15.5755 | 12.2652 | 15.5755 | 12.2652 | 0 | 0 | 0 | 0 | 0 | 0 | 0 | 0 | 0 | 61.1863 | 0 | 2.8935 | 43.8137 | 0 | 0 | 0
5216 | 96.5012 | 0 | 96.5012 | 42.9 | 2 | 6.15 | 5.8035 | 16.384 | 23.2638 | 16.384 | 23.2638 | 0 | 0 | 0 | 0 | 0 | 0 | 0 | 0 | 0 | 50.7035 | 0 | 2.895 | 54.2965 | 0 | 0 | 0
5217 | 96.572 | 0 | 96.572 | 42.9 | 2 | 7.1054e-15 | 4 | 14.2586 | 34.0886 | 14.2586 | 34.0886 | 0 | 0 | 0.67522 | 0 | 0 | 0 | 0.67522 | 0 | 0.6077 | 48.9 | 0 | 2.8972 | 61.3166 | 0 | 0 | 0
5218 | 94.6271 | 0 | 94.6271 | 42.9 | 2 | 0 | 4 | 13.5735 | 45.545 | 13.5735 | 45.545 | 0 | 0 | 12 | 0 | 1.3915 | 0 | 13.3915 | 0 | 12.6906 | 48.9 | 0 | 2.8388 | 59.941 | 0 | 0 | 0
5219 | 96.2433 | 0 | 96.2433 | 42.9 | 2 | 0 | 4 | 14.4949 | 43.3548 | 14.4949 | 43.3548 | 0 | 0 | 10.5064 | 0 | 0 | 0 | 10.5064 | 0 | 22.1464 | 48.9 | 0 | 2.8873 | 61.4359 | 0 | 0 | 0
5220 | 95.4842 | 0 | 95.4842 | 42.9 | 2 | 7.1054e-15 | 4 | 14.9304 | 50.4056 | 14.9304 | 50.4056 | 0 | 0 | 12 | 0 | 6.7517 | 0 | 18.7517 | 0 | 39.1711 | 48.9 | 0 | 2.8645 | 59.3612 | 0 | 0 | 0
5221 | 91.3504 | 0 | 91.3504 | 42.9 | 2 | 0 | 4 | 14.3097 | 47.3939 | 14.3097 | 47.3939 | 0 | 0 | 12 | 0 | 7.2532 | 0 | 19.2532 | 0 | 56.6582 | 48.9 | 0 | 2.7405 | 59.307 | 0 | 0 | 0
5222 | 91.5607 | 0 | 91.5607 | 42.9 | 2 | 0 | 4 | 14.6921 | 44.314 | 13.7218 | 41.3873 | 0.97034 | 2.9267 | 6.1517 | 0 | 6.2967 | 0 | 12.4484 | 0 | 68 | 48.9 | 0 | 2.7468 | 59.6215 | 0 | 3.5527e-15 | 0
5223 | 90.1143 | 0 | 90.1143 | 42.9 | 2 | 0 | 4 | 15.428 | 35.217 | 12.5551 | 28.6592 | 2.8729 | 6.5578 | 0 | 0 | 0 | 0 | 0 | 0 | 68 | 48.9 | 0 | 2.7034 | 82.3695 | 0 | 0 | 0
5224 | 96.4858 | 0 | 96.4858 | 42.9 | 2 | 6.128 | 5.6222 | 15.387 | 24.4486 | 15.387 | 24.4486 | 0 | 0 | 0 | 0 | 0 | 0 | 0 | 0 | 68 | 50.5222 | 0 | 2.8946 | 76.4778 | 0 | 0 | -1.4211e-14
5225 | 98.1965 | 0 | 98.1965 | 50.7159 | 2 | 7.6698 | 10 | 15.7344 | 11.5589 | 15.7344 | 11.5589 | 0 | 0 | 0 | 0 | 0 | 0.51757 | 0 | 0.51757 | 67.4386 | 62.7159 | 0 | 2.9459 | 63.7665 | 0 | 0 | 0
5226 | 105.0868 | 0 | 105.0868 | 49.1634 | 2 | 9.606 | 10 | 16.2837 | 5.8667e-15 | 16.2837 | 5.8667e-15 | 0 | 0 | 0 | 8.0337 | 0 | 10 | 0 | 18.0337 | 47.6658 | 61.1634 | 0 | 3.1526 | 47.8029 | 0 | 0 | 0
5227 | 108.8027 | 0 | 108.8027 | 49.3971 | 2 | 9.6851 | 10 | 19.2689 | 0 | 19.2689 | 0 | 0 | 0 | 0 | 10.5301 | 0 | 7.9215 | 0 | 18.4516 | 27.3736 | 61.3971 | 0 | 3.2641 | 45.0728 | 0 | 0 | 0
5228 | 116.2265 | 0 | 116.2265 | 55 | 10.7838 | 10.6475 | 10 | 17.7952 | 0 | 17.7952 | 0 | 0 | 0 | 0 | 12 | 0 | 0 | 0 | 12 | 14.0403 | 75.7838 | 0 | 3.4868 | 29.2162 | 0 | 1.4211e-14 | 0
5229 | 110.3678 | 0 | 110.3678 | 55 | 7.0182 | 10.1908 | 10 | 16.1588 | 0 | 16.1588 | 0 | 0 | 0 | 0 | 12 | 0 | 0 | 0 | 12 | 0.70696 | 72.0182 | 0 | 3.311 | 32.9818 | 0 | 0 | 0
5230 | 108.6471 | 0 | 108.6471 | 55 | 16.3296 | 9.9419 | 10 | 16.7394 | 0 | 16.7394 | 0 | 0 | 0 | 0 | 0.63626 | 0 | 0 | 0 | 0.63626 | 0 | 81.3296 | 0 | 3.2594 | 23.6704 | 0 | 0 | 0
5231 | 103.0932 | 0 | 103.0932 | 55 | 11.9576 | 9.3344 | 10 | 16.8012 | 0 | 16.8012 | 0 | 0 | 0 | 0 | 0 | 0 | 0 | 0 | 0 | 0 | 76.9576 | 0 | 3.0928 | 28.0424 | 0 | 0 | -1.4211e-14
5232 | 97.2235 | 0 | 97.2235 | 55 | 4.7471 | 8.4598 | 10 | 19.0166 | 0 | 19.0166 | 0 | 0 | 0 | 0 | 0 | 0 | 0 | 0 | 0 | 0 | 69.7471 | 0 | 2.9167 | 35.2529 | 0 | 0 | 0
5233 | 99.8763 | 0 | 99.8763 | 55 | 8.721 | 8.9418 | 10 | 17.2135 | 0 | 17.2135 | 0 | 0 | 0 | 0 | 0 | 0 | 0 | 0 | 0 | 0 | 73.721 | 0 | 2.9963 | 31.279 | 0 | 0 | 0
5234 | 98.1746 | 0 | 98.1746 | 55 | 6.9591 | 8.7281 | 10 | 17.4874 | 0 | 17.4874 | 0 | 0 | 0 | 0 | 0 | 0 | 0 | 0 | 0 | 0 | 71.9591 | 0 | 2.9452 | 33.0409 | 0 | 0 | 0
5235 | 98.8406 | 0 | 98.8406 | 55 | 7.6954 | 8.8174 | 10 | 17.3278 | 0 | 17.3278 | 0 | 0 | 0 | 0 | 0 | 0 | 0 | 0 | 0 | 0 | 72.6954 | 0 | 2.9652 | 32.3046 | 0 | 0 | 0
5236 | 99.9627 | 0 | 99.9627 | 55 | 10.3333 | 9.1374 | 10 | 15.492 | 0 | 15.492 | 0 | 0 | 0 | 0 | 0 | 0 | 0 | 0 | 0 | 0 | 75.3333 | 0 | 2.9989 | 29.6667 | 0 | 0 | 0
5237 | 98.2984 | 0 | 98.2984 | 55 | 7.993 | 8.8535 | 10 | 16.4519 | 0 | 16.4519 | 0 | 0 | 0 | 0 | 0 | 0 | 0 | 0 | 0 | 0 | 72.993 | 0 | 2.949 | 32.007 | 0 | 0 | 0
5238 | 99.0868 | 0 | 99.0868 | 55 | 9.7497 | 9.0666 | 10 | 15.2705 | 0 | 15.2705 | 0 | 0 | 0 | 0 | 0 | 0 | 0 | 0 | 0 | 0 | 74.7497 | 0 | 2.9726 | 30.2503 | 0 | 0 | 0
5239 | 100.2494 | 0 | 100.2494 | 52.0744 | 2 | 7.7717 | 10 | 15.7897 | 12.6136 | 15.7897 | 12.6136 | 0 | 0 | 0 | 0 | 0 | 0 | 0 | 0 | 0 | 64.0744 | 0 | 3.0075 | 40.9256 | 0 | 0 | 0
5240 | 98.0063 | 0 | 98.0063 | 42.9 | 2 | 6.5413 | 9.0297 | 15.3863 | 22.1489 | 15.3863 | 22.1489 | 0 | 0 | 0 | 0 | 0 | 0 | 0 | 0 | 0 | 53.9297 | 0 | 2.9402 | 51.0703 | 0 | 0 | 0
5241 | 98.4683 | 0 | 98.4683 | 42.9 | 2 | 0.71892 | 4 | 15.8451 | 33.0043 | 15.8451 | 33.0043 | 0 | 0 | 0 | 0 | 0 | 0 | 0 | 0 | 0 | 48.9 | 0 | 2.954 | 60.7485 | 0 | 0 | -1.4211e-14
5242 | 96.9929 | 0 | 96.9929 | 42.9 | 2 | 0 | 4 | 13.4798 | 40.04 | 13.4798 | 40.04 | 0 | 0 | 5.4269 | 0 | 0 | 0 | 5.4269 | 0 | 4.8842 | 48.9 | 0 | 2.9098 | 60.8026 | 0 | 0 | 0
5243 | 99.5774 | 0 | 99.5774 | 42.9 | 2 | 1.4211e-14 | 4 | 12.9224 | 45.8892 | 12.9224 | 45.8892 | 0 | 0 | 8.1342 | 0 | 0 | 0 | 8.1342 | 0 | 12.205 | 48.9 | 0 | 2.9873 | 60.5097 | 0 | 0 | 0
5244 | 95.8721 | 0 | 95.8721 | 42.9 | 2 | 0 | 4 | 14.1529 | 44.5097 | 14.1529 | 44.5097 | 0 | 0 | 11.6905 | 0 | 0 | 0 | 11.6905 | 0 | 22.7265 | 48.9 | 0 | 2.8762 | 60.125 | 0 | 0 | 0
5245 | 96.7028 | 0 | 96.7028 | 42.9 | 2 | 7.1054e-15 | 4 | 13.8577 | 44.3448 | 13.8577 | 44.3448 | 0 | 0 | 10.3997 | 0 | 0 | 0 | 10.3997 | 0 | 32.0862 | 48.9 | 0 | 2.9011 | 60.2647 | 0 | 0 | 0
5246 | 93.8382 | 0 | 93.8382 | 42.9 | 2 | 1.4211e-14 | 4 | 13.9316 | 38.637 | 13.9316 | 38.637 | 0 | 0 | 7.6304 | 0 | 0 | 0 | 7.6304 | 0 | 38.9535 | 48.9 | 0 | 2.8151 | 60.5642 | 0 | 0 | 0
5247 | 95.9024 | 0 | 95.9024 | 42.9 | 2 | 7.1054e-15 | 4 | 13.4387 | 35.114 | 13.4387 | 35.114 | 0 | 0 | 1.5503 | 0 | 0 | 0 | 1.5503 | 0 | 40.3489 | 48.9 | 0 | 2.8771 | 61.2219 | 0 | 0 | 0
5248 | 101.6853 | 0 | 101.6853 | 46.3867 | 2 | 7.0819 | 10 | 13.4309 | 22.7858 | 13.4309 | 22.7858 | 0 | 0 | 0 | 0 | 0 | 0 | 0 | 0 | 40.3489 | 58.3867 | 0 | 3.0506 | 58.6133 | 0 | 0 | 0
5249 | 106.4125 | 0 | 106.4125 | 52.6541 | 2 | 8.6662 | 10 | 13.989 | 12.3089 | 13.989 | 12.3089 | 0 | 0 | 0 | 6.7944 | 0 | 0 | 0 | 6.7944 | 32.7996 | 64.6541 | 0 | 3.1924 | 45.5515 | 0 | 0 | 0
5250 | 110.9151 | 0 | 110.9151 | 55 | 8.8905 | 10.4179 | 10 | 14.6068 | 4.7881e-15 | 14.6068 | 4.7881e-15 | 0 | 0 | 0 | 12 | 0 | 0 | 0 | 12 | 19.4662 | 73.8905 | 0 | 3.3275 | 31.1095 | 0 | 0 | 0
5251 | 111.8892 | 0 | 111.8892 | 55 | 9.4622 | 10.4872 | 10 | 14.9398 | 0 | 14.9398 | 0 | 0 | 0 | 0 | 12 | 0 | 0 | 0 | 12 | 6.1329 | 74.4622 | 0 | 3.3567 | 30.5378 | 0 | 0 | 0
5252 | 121.6719 | 0 | 121.6719 | 55 | 21.7894 | 11.1964 | 10 | 18.1665 | 0 | 18.1665 | 0 | 0 | 0 | 0 | 5.5196 | 0 | 0 | 0 | 5.5196 | 0 | 86.7894 | 0 | 3.6502 | 18.2106 | 0 | 0 | 0
5253 | 112.849 | 0 | 112.849 | 55 | 20.2938 | 10.3455 | 10 | 17.2096 | 0 | 17.2096 | 0 | 0 | 0 | 0 | 0 | 0 | 0 | 0 | 0 | 0 | 85.2938 | 0 | 3.3855 | 19.7062 | 0 | 0 | 0
5254 | 112.9939 | 0 | 112.9939 | 55 | 20.8154 | 10.4088 | 10 | 16.7697 | 0 | 16.7697 | 0 | 0 | 0 | 0 | 0 | 0 | 0 | 0 | 0 | 0 | 85.8154 | 0 | 3.3898 | 19.1846 | 0 | 0 | 0
5255 | 106.1179 | 0 | 106.1179 | 55 | 14.1148 | 9.596 | 10 | 17.407 | 0 | 17.407 | 0 | 0 | 0 | 0 | 0 | 0 | 0 | 0 | 0 | 0 | 79.1148 | 0 | 3.1835 | 25.8852 | 0 | 0 | 0
5256 | 96.4963 | 0 | 96.4963 | 55 | 6.8059 | 8.7095 | 10 | 15.9809 | 0 | 15.9809 | 0 | 0 | 0 | 0 | 0 | 0 | 0 | 0 | 0 | 0 | 71.8059 | 0 | 2.8949 | 33.1941 | 0 | 0 | 0
5257 | 98.8768 | 0 | 98.8768 | 55 | 8.0291 | 8.8579 | 10 | 16.9898 | 0 | 16.9898 | 0 | 0 | 0 | 0 | 0 | 0 | 0 | 0 | 0 | 0 | 73.0291 | 0 | 2.9663 | 31.9709 | 0 | 0 | 0
5258 | 100.277 | 0 | 100.277 | 55 | 9.5733 | 9.0452 | 10 | 16.6586 | 0 | 16.6586 | 0 | 0 | 0 | 0 | 0 | 0 | 0 | 0 | 0 | 0 | 74.5733 | 0 | 3.0083 | 30.4267 | 0 | 0 | 0
5259 | 100.6302 | 0 | 100.6302 | 55 | 9.938 | 9.0894 | 10 | 16.6028 | 0 | 16.6028 | 0 | 0 | 0 | 0 | 0 | 0 | 0 | 0 | 0 | 0 | 74.938 | 0 | 3.0189 | 30.062 | 0 | 0 | 0
5260 | 101.5005 | 0 | 101.5005 | 55 | 12.1001 | 9.3517 | 10 | 15.0487 | 0 | 15.0487 | 0 | 0 | 0 | 0 | 0 | 0 | 0 | 0 | 0 | 0 | 77.1001 | 0 | 3.045 | 27.8999 | 0 | 0 | -1.4211e-14
5261 | 101.1628 | 0 | 101.1628 | 55 | 10.7999 | 9.194 | 10 | 16.1689 | 0 | 16.1689 | 0 | 0 | 0 | 0 | 0 | 0 | 0 | 0 | 0 | 0 | 75.7999 | 0 | 3.0349 | 29.2001 | 0 | 0 | 0
5262 | 98.2281 | 0 | 98.2281 | 55 | 8.4865 | 8.9134 | 10 | 15.8281 | 0 | 15.8281 | 0 | 0 | 0 | 0 | 0 | 0 | 0 | 0 | 0 | 0 | 73.4865 | 0 | 2.9468 | 31.5135 | 0 | 0 | 0
5263 | 100.8849 | 0 | 100.8849 | 54.2912 | 2 | 8.0406 | 10 | 14.9505 | 11.6024 | 14.9505 | 11.6024 | 0 | 0 | 0 | 0 | 0 | 0 | 0 | 0 | 0 | 66.2912 | 0 | 3.0265 | 38.7088 | 0 | 0 | 0
5264 | 100.7056 | 0 | 100.7056 | 46.5425 | 2 | 7.1008 | 10 | 15.0305 | 20.0318 | 15.0305 | 20.0318 | 0 | 0 | 0 | 0 | 0 | 0 | 0 | 0 | 0 | 58.5425 | 0 | 3.0212 | 46.4575 | 0 | 0 | 0
5265 | 100.3108 | 0 | 100.3108 | 42.9 | 2 | 5.4123 | 4 | 13.1517 | 32.8468 | 13.1517 | 32.8468 | 0 | 0 | 0 | 0 | 0 | 0 | 0 | 0 | 0 | 48.9 | 0 | 3.0093 | 56.5628 | 0 | 0 | -1.4211e-14
5266 | 98.6598 | 0 | 98.6598 | 42.9 | 2 | 1.2324 | 4 | 14.0783 | 34.4492 | 14.0783 | 34.4492 | 0 | 0 | 0 | 0 | 0 | 0 | 0 | 0 | 0 | 48.9 | 0 | 2.9598 | 60.2906 | 0 | 0 | 0
5267 | 95.6767 | 0 | 95.6767 | 42.9 | 2 | 0 | 4 | 14.7061 | 43.4565 | 14.7061 | 43.4565 | 0 | 0 | 11.386 | 0 | 0 | 0 | 11.386 | 0 | 10.2474 | 48.9 | 0 | 2.8703 | 60.158 | 0 | 0 | 0
5268 | 98.7725 | 0 | 98.7725 | 42.9 | 2 | 7.1054e-15 | 4 | 14.5624 | 42.5897 | 14.5624 | 42.5897 | 0 | 0 | 7.2797 | 0 | 0 | 0 | 7.2797 | 0 | 16.7991 | 48.9 | 0 | 2.9632 | 60.6022 | 0 | 0 | 0
5269 | 95.0121 | 0 | 95.0121 | 42.9 | 2 | 7.1054e-15 | 4 | 11.9372 | 43.8152 | 11.9372 | 43.8152 | 0 | 0 | 9.6404 | 0 | 0 | 0 | 9.6404 | 0 | 25.4754 | 48.9 | 0 | 2.8504 | 60.3468 | 0 | 0 | 0
5270 | 95.292 | 0 | 95.292 | 42.9 | 2 | 0 | 4 | 13.3097 | 37.2793 | 13.3097 | 37.2793 | 0 | 0 | 4.197 | 0 | 0 | 0 | 4.197 | 0 | 29.2527 | 48.9 | 0 | 2.8588 | 60.9356 | 0 | 0 | 0
5271 | 92.5915 | 0 | 92.5915 | 42.9 | 2 | 0 | 4 | 13.743 | 30.092 | 13.743 | 30.092 | 0 | 0 | 0.14355 | 0 | 0 | 0 | 0.14355 | 0 | 29.3819 | 48.9 | 0 | 2.7777 | 61.3741 | 0 | 0 | 0
5272 | 99.2564 | 0 | 99.2564 | 43.3537 | 2 | 6.714 | 10 | 14.6363 | 22.5523 | 14.6363 | 22.5523 | 0 | 0 | 0 | 0 | 0 | 0 | 0 | 0 | 29.3819 | 55.3537 | 0 | 2.9777 | 61.6463 | 0 | 0 | 0
5273 | 100.984 | 0 | 100.984 | 52.0028 | 2 | 8.1772 | 10 | 14.8435 | 10.5459 | 14.8435 | 10.5459 | 0 | 0 | 0 | 3.4146 | 0 | 0 | 0 | 3.4146 | 25.5879 | 64.0028 | 0 | 3.0295 | 49.5826 | 0 | 0 | 0
5274 | 109.8777 | 0 | 109.8777 | 55 | 5.7422 | 10.036 | 10 | 17.0995 | 5.2427e-15 | 17.0995 | 5.2427e-15 | 0 | 0 | 0 | 12 | 0 | 0 | 0 | 12 | 12.2545 | 70.7422 | 0 | 3.2963 | 34.2578 | 0 | 0 | 0
5275 | 111.6298 | 0 | 111.6298 | 55 | 10.9039 | 10.5443 | 10 | 14.1524 | 0 | 14.1524 | 0 | 0 | 0 | 0 | 11.0291 | 0 | 0 | 0 | 11.0291 | 0 | 75.9039 | 0 | 3.3489 | 29.0961 | 0 | 0 | 0
5276 | 117.6586 | 0 | 117.6586 | 55 | 26.5595 | 11.1055 | 10 | 14.9936 | 0 | 14.9936 | 0 | 0 | 0 | 0 | 0 | 0 | 0 | 0 | 0 | 0 | 91.5595 | 0 | 3.5298 | 13.4405 | 0 | 0 | 0
5277 | 114.0274 | 0 | 114.0274 | 55 | 22.2556 | 10.5835 | 10 | 16.1884 | 0 | 16.1884 | 0 | 0 | 0 | 0 | 0 | 0 | 0 | 0 | 0 | 0 | 87.2556 | 0 | 3.4208 | 17.7444 | 0 | 0 | -1.4211e-14
5278 | 108.4411 | 0 | 108.4411 | 55 | 16.2379 | 9.8536 | 10 | 17.3496 | 0 | 17.3496 | 0 | 0 | 0 | 0 | 0 | 0 | 0 | 0 | 0 | 0 | 81.2379 | 0 | 3.2532 | 23.7621 | 0 | 0 | 0
5279 | 105.4811 | 0 | 105.4811 | 55 | 13.8777 | 9.5673 | 10 | 17.0361 | 0 | 17.0361 | 0 | 0 | 0 | 0 | 0 | 0 | 0 | 0 | 0 | 0 | 78.8777 | 0 | 3.1644 | 26.1223 | 0 | 0 | 0
5280 | 93.3679 | 0 | 93.3679 | 55 | 5.3836 | 8.537 | 10 | 14.4473 | 0 | 14.4473 | 0 | 0 | 0 | 0 | 0 | 0 | 0 | 0 | 0 | 0 | 70.3836 | 0 | 2.801 | 34.6164 | 0 | 0 | 0
5281 | 94.539 | 0 | 94.539 | 55 | 6.4455 | 8.6658 | 10 | 14.4276 | 0 | 14.4276 | 0 | 0 | 0 | 0 | 0 | 0 | 0 | 0 | 0 | 0 | 71.4455 | 0 | 2.8362 | 33.5545 | 0 | 0 | 0
5282 | 95.9286 | 0 | 95.9286 | 55 | 6.8352 | 8.7131 | 10 | 15.3803 | 0 | 15.3803 | 0 | 0 | 0 | 0 | 0 | 0 | 0 | 0 | 0 | 0 | 71.8352 | 0 | 2.8779 | 33.1648 | 0 | 0 | 0
5283 | 94.0557 | 0 | 94.0557 | 55 | 7.3552 | 8.7762 | 10 | 12.9243 | 0 | 12.9243 | 0 | 0 | 0 | 0 | 0 | 0 | 0 | 0 | 0 | 0 | 72.3552 | 0 | 2.8217 | 32.6448 | 0 | 0 | 0
5284 | 95.5947 | 0 | 95.5947 | 55 | 9.2561 | 9.0067 | 10 | 12.3318 | 0 | 12.3318 | 0 | 0 | 0 | 0 | 0 | 0 | 0 | 0 | 0 | 0 | 74.2561 | 0 | 2.8678 | 30.7439 | 0 | 0 | 0
5285 | 96.7505 | 0 | 96.7505 | 55 | 9.0361 | 8.98 | 10 | 13.7344 | 0 | 13.7344 | 0 | 0 | 0 | 0 | 0 | 0 | 0 | 0 | 0 | 0 | 74.0361 | 0 | 2.9025 | 30.9639 | 0 | 0 | 0
5286 | 98.4462 | 0 | 98.4462 | 55 | 11.8244 | 9.3182 | 10 | 12.3036 | 0 | 12.3036 | 0 | 0 | 0 | 0 | 0 | 0 | 0 | 0 | 0 | 0 | 76.8244 | 0 | 2.9534 | 28.1756 | 0 | 0 | 0
5287 | 96.7101 | 0 | 96.7101 | 53.6868 | 2 | 7.9673 | 10 | 12.256 | 10.8 | 12.256 | 10.8 | 0 | 0 | 0 | 0 | 0 | 0 | 0 | 0 | 0 | 65.6868 | 0 | 2.9013 | 39.3132 | 0 | 0 | 0
5288 | 95.1611 | 0 | 95.1611 | 42.9 | 2 | 6.4657 | 8.4067 | 12.4958 | 22.8928 | 12.4958 | 22.8928 | 0 | 0 | 0 | 0 | 0 | 0 | 0 | 0 | 0 | 53.3067 | 0 | 2.8548 | 51.6933 | 0 | 0 | 0
5289 | 96.5362 | 0 | 96.5362 | 42.9 | 2 | 5.5966 | 4 | 13.0065 | 29.033 | 13.0065 | 29.033 | 0 | 0 | 0 | 0 | 0 | 0 | 0 | 0 | 0 | 48.9 | 0 | 2.8961 | 56.3984 | 0 | 0 | 0
5290 | 92.6368 | 0 | 92.6368 | 42.9 | 2 | 0 | 4 | 10.9713 | 35.7715 | 10.9713 | 35.7715 | 0 | 0 | 3.006 | 0 | 0 | 0 | 3.006 | 0 | 2.7054 | 48.9 | 0 | 2.7791 | 61.0645 | 0 | 0 | 0
5291 | 95.445 | 0 | 95.445 | 42.9 | 2 | 7.1054e-15 | 4 | 12.2991 | 36.3755 | 12.2991 | 36.3755 | 0 | 0 | 2.1296 | 0 | 0 | 0 | 2.1296 | 0 | 4.6221 | 48.9 | 0 | 2.8633 | 61.1593 | 0 | 0 | 0
5292 | 90.5812 | 0 | 90.5812 | 42.9 | 2 | 0 | 4 | 10.1789 | 44.4154 | 10.1789 | 44.4154 | 0 | 0 | 12 | 0 | 0.91303 | 0 | 12.913 | 0 | 16.2638 | 48.9 | 0 | 2.7174 | 59.9928 | 0 | 0 | 0
5293 | 91.5983 | 0 | 91.5983 | 42.9 | 2 | 0 | 4 | 9.7813 | 42.1991 | 9.7813 | 42.1991 | 0 | 0 | 9.2821 | 0 | 0 | 0 | 9.2821 | 0 | 24.6177 | 48.9 | 0 | 2.7479 | 61.1616 | 0 | 0 | 0
5294 | 89.1359 | 0 | 89.1359 | 42.9 | 2 | 0 | 4 | 11.9428 | 33.8574 | 11.9428 | 33.8574 | 0 | 0 | 5.5643 | 0 | 0 | 0 | 5.5643 | 0 | 29.6256 | 48.9 | 0 | 2.6741 | 61.5638 | 0 | 0 | 0
5295 | 92.1601 | 0 | 92.1601 | 42.9 | 2 | 1.9406 | 4 | 11.6546 | 29.6649 | 11.6546 | 29.6649 | 0 | 0 | 0 | 0 | 0 | 0 | 0 | 0 | 29.6256 | 48.9 | 0 | 2.7648 | 72.435 | 0 | 0 | 0
5296 | 97.4331 | 0 | 97.4331 | 44.1208 | 2 | 6.807 | 10 | 12.0168 | 22.4884 | 12.0168 | 22.4884 | 0 | 0 | 0 | 0 | 0 | 0 | 0 | 0 | 29.6256 | 56.1208 | 0 | 2.923 | 61.6553 | 0 | 0 | 0
5297 | 99.004 | 0 | 99.004 | 53.4247 | 2 | 8.2337 | 10 | 12.4389 | 10.4482 | 12.4389 | 10.4482 | 0 | 0 | 0 | 1.6824 | 0 | 0.77607 | 0 | 2.4585 | 26.9145 | 65.4247 | 0 | 2.9701 | 49.8929 | 0 | 0 | 0
5298 | 102.7731 | 0 | 102.7731 | 54.8794 | 2 | 9.5675 | 10 | 14.3263 | 5.3105e-15 | 14.3263 | 5.3105e-15 | 0 | 0 | 0 | 12 | 0 | 0 | 0 | 12 | 13.5812 | 66.8794 | 0 | 3.0832 | 38.1206 | 0 | 1.4211e-14 | 0
5299 | 111.7765 | 0 | 111.7765 | 55 | 10.5279 | 10.6165 | 10 | 13.6321 | 0 | 13.6321 | 0 | 0 | 0 | 0 | 12 | 0 | 0 | 0 | 12 | 0.24783 | 75.5279 | 0 | 3.3533 | 29.4721 | 0 | 0 | 0
5300 | 112.875 | 0 | 112.875 | 55 | 23.1581 | 10.72 | 10 | 13.7739 | 0 | 13.7739 | 0 | 0 | 0 | 0 | 0.22305 | 0 | 0 | 0 | 0.22305 | 0 | 88.1581 | 0 | 3.3863 | 16.8419 | 0 | 0 | 0
5301 | 108.7988 | 0 | 108.7988 | 55 | 19.7252 | 10.2765 | 10 | 13.7971 | 0 | 13.7971 | 0 | 0 | 0 | 0 | 0 | 0 | 0 | 0 | 0 | 0 | 84.7252 | 0 | 3.264 | 20.2748 | 0 | 0 | 0
5302 | 104.2343 | 0 | 104.2343 | 55 | 15.1117 | 9.717 | 10 | 14.4056 | 0 | 14.4056 | 0 | 0 | 0 | 0 | 0 | 0 | 0 | 0 | 0 | 0 | 80.1117 | 0 | 3.127 | 24.8883 | 0 | 0 | 0
5303 | 103.7835 | 0 | 103.7835 | 55 | 13.9647 | 9.5778 | 10 | 15.241 | 0 | 15.241 | 0 | 0 | 0 | 0 | 0 | 0 | 0 | 0 | 0 | 0 | 78.9647 | 0 | 3.1135 | 26.0353 | 0 | 0 | 0
5304 | 96.4664 | 0 | 96.4664 | 55 | 6.1472 | 8.6296 | 10 | 16.6896 | 0 | 16.6896 | 0 | 0 | 0 | 0 | 0 | 0 | 0 | 0 | 0 | 0 | 71.1472 | 0 | 2.894 | 33.8528 | 0 | 0 | 0
5305 | 97.4839 | 0 | 97.4839 | 55 | 7.1121 | 8.7467 | 10 | 16.6251 | 0 | 16.6251 | 0 | 0 | 0 | 0 | 0 | 0 | 0 | 0 | 0 | 0 | 72.1121 | 0 | 2.9245 | 32.8879 | 0 | 0 | 0
5306 | 98.5885 | 0 | 98.5885 | 55 | 7.9159 | 8.8442 | 10 | 16.8284 | 0 | 16.8284 | 0 | 0 | 0 | 0 | 0 | 0 | 0 | 0 | 0 | 0 | 72.9159 | 0 | 2.9577 | 32.0841 | 0 | 0 | 0
5307 | 100.8248 | 0 | 100.8248 | 55 | 11.2988 | 9.2545 | 10 | 15.2715 | 0 | 15.2715 | 0 | 0 | 0 | 0 | 0 | 0 | 0 | 0 | 0 | 0 | 76.2988 | 0 | 3.0247 | 28.7012 | 0 | 1.4211e-14 | 0
5308 | 103.622 | 0 | 103.622 | 55 | 11.7756 | 9.3123 | 10 | 17.5341 | 0 | 17.5341 | 0 | 0 | 0 | 0 | 0 | 0 | 0 | 0 | 0 | 0 | 76.7756 | 0 | 3.1087 | 28.2244 | 0 | 0 | 0
5309 | 103.462 | 0 | 103.462 | 55 | 12.2072 | 9.3647 | 10 | 16.8902 | 0 | 16.8902 | 0 | 0 | 0 | 0 | 0 | 0 | 0 | 0 | 0 | 0 | 77.2072 | 0 | 3.1039 | 27.7928 | 0 | 0 | 0
5310 | 103.1835 | 0 | 103.1835 | 55 | 12.5144 | 9.4019 | 10 | 16.2673 | 0 | 16.2673 | 0 | 0 | 0 | 0 | 0 | 0 | 0 | 0 | 0 | 0 | 77.5144 | 0 | 3.0955 | 27.4856 | 0 | 1.4211e-14 | 0
5311 | 99.8149 | 0 | 99.8149 | 52.4859 | 2 | 7.8217 | 10 | 14.9675 | 12.5398 | 14.9675 | 12.5398 | 0 | 0 | 0 | 0 | 0 | 0 | 0 | 0 | 0 | 64.4859 | 0 | 2.9944 | 40.5141 | 0 | 0 | 0
5312 | 101.275 | 0 | 101.275 | 45.0391 | 2 | 6.9184 | 10 | 15.6854 | 21.632 | 15.6854 | 21.632 | 0 | 0 | 0 | 0 | 0 | 0 | 0 | 0 | 0 | 57.0391 | 0 | 3.0382 | 47.9609 | 0 | 0 | 0
5313 | 102.2027 | 0 | 102.2027 | 42.9 | 2 | 6.5432 | 9.0455 | 13.8371 | 27.8769 | 13.8371 | 27.8769 | 0 | 0 | 0 | 0 | 0 | 0 | 0 | 0 | 0 | 53.9455 | 0 | 3.0661 | 51.0545 | 0 | 0 | 0
5314 | 101.7904 | 0 | 101.7904 | 42.9 | 2 | 0.017032 | 4 | 14.5517 | 38.3216 | 14.5517 | 38.3216 | 0 | 0 | 0 | 0 | 0 | 0 | 0 | 0 | 0 | 48.9 | 0 | 3.0537 | 61.3744 | 0 | 0 | 0
5315 | 101.7888 | 0 | 101.7888 | 42.9 | 2 | 7.1054e-15 | 4 | 12.1745 | 42.825 | 12.1745 | 42.825 | 0 | 0 | 2.1107 | 0 | 0 | 0 | 2.1107 | 0 | 1.8997 | 48.9 | 0 | 3.0537 | 61.1613 | 0 | 0 | 0
5316 | 98.4547 | 0 | 98.4547 | 42.9 | 2 | 7.1054e-15 | 4 | 13.6338 | 41.0526 | 13.6338 | 41.0526 | 0 | 0 | 5.1316 | 0 | 0 | 0 | 5.1316 | 0 | 6.5181 | 48.9 | 0 | 2.9536 | 60.8345 | 0 | 0 | 0
5317 | 98.7523 | 0 | 98.7523 | 42.9 | 2 | 7.1054e-15 | 4 | 13.3193 | 43.2676 | 13.3193 | 43.2676 | 0 | 0 | 6.7346 | 0 | 0 | 0 | 6.7346 | 0 | 12.5793 | 48.9 | 0 | 2.9626 | 60.6611 | 0 | 0 | 0
5318 | 96.6659 | 0 | 96.6659 | 42.9 | 2 | 0 | 4 | 13.1517 | 39.2727 | 13.1517 | 39.2727 | 0 | 0 | 4.6585 | 0 | 0 | 0 | 4.6585 | 0 | 16.7719 | 48.9 | 0 | 2.9 | 60.8857 | 0 | 0 | 0
5319 | 97.8707 | 0 | 97.8707 | 42.9 | 2 | 6.2714 | 6.8045 | 11.3225 | 28.5723 | 11.3225 | 28.5723 | 0 | 0 | 0 | 0 | 0 | 0 | 0 | 0 | 16.7719 | 51.7045 | 0 | 2.9361 | 65.2955 | 0 | 0 | 0
5320 | 101.8874 | 0 | 101.8874 | 45.5078 | 2 | 6.9753 | 10 | 14.4013 | 23.0031 | 14.4013 | 23.0031 | 0 | 0 | 0 | 0 | 0 | 0 | 0 | 0 | 16.7719 | 57.5078 | 0 | 3.0566 | 59.4922 | 0 | 0 | 0
5321 | 103.1588 | 0 | 103.1588 | 45.3112 | 2 | 8.4069 | 10 | 15.1617 | 10.279 | 15.1617 | 10.279 | 0 | 0 | 0 | 12 | 0 | 0 | 0 | 12 | 3.4386 | 57.3112 | 0 | 3.0948 | 47.6888 | 0 | 0 | 0
5322 | 110.0202 | 0 | 110.0202 | 55 | 15.9244 | 10.1909 | 10 | 15.8102 | 5.1404e-15 | 15.8102 | 5.1404e-15 | 0 | 0 | 0 | 3.0947 | 0 | 0 | 0 | 3.0947 | 0 | 80.9244 | 0 | 3.3006 | 24.0756 | 0 | 0 | 0
5323 | 113.4212 | 0 | 113.4212 | 55 | 23.754 | 10.7652 | 10 | 13.902 | 0 | 13.902 | 0 | 0 | 0 | 0 | 0 | 0 | 0 | 0 | 0 | 0 | 88.754 | 0 | 3.4026 | 16.246 | 0 | 0 | 0
5324 | 118.3163 | 0 | 118.3163 | 55 | 27.2797 | 11.1928 | 10 | 14.8438 | 0 | 14.8438 | 0 | 0 | 0 | 0 | 0 | 0 | 0 | 0 | 0 | 0 | 92.2797 | 0 | 3.5495 | 12.7203 | 0 | 1.4211e-14 | 0
5325 | 117.631 | 0 | 117.631 | 55 | 24.4635 | 10.8513 | 10 | 17.3162 | 0 | 17.3162 | 0 | 0 | 0 | 0 | 0 | 0 | 0 | 0 | 0 | 0 | 89.4635 | 0 | 3.5289 | 15.5365 | 0 | 0 | 0
5326 | 113.2144 | 0 | 113.2144 | 55 | 19.4927 | 10.2483 | 10 | 18.4734 | 0 | 18.4734 | 0 | 0 | 0 | 0 | 0 | 0 | 0 | 0 | 0 | 0 | 84.4927 | 0 | 3.3964 | 20.5073 | 0 | 0 | 0
5327 | 109.9546 | 0 | 109.9546 | 55 | 17.1105 | 9.9594 | 10 | 17.8847 | 0 | 17.8847 | 0 | 0 | 0 | 0 | 0 | 0 | 0 | 0 | 0 | 0 | 82.1105 | 0 | 3.2986 | 22.8895 | 0 | 1.4211e-14 | 0
5328 | 88.3749 | 0 | 88.3749 | 50.9541 | 2 | 7.6359 | 10 | 17.7849 | 0 | 17.7849 | 0 | 0 | 0 | 0 | 0 | 0 | 0 | 0 | 0 | 0 | 62.9541 | 0 | 2.6512 | 42.0459 | 0 | 0 | 0
5329 | 89.5723 | 0 | 89.5723 | 52.7184 | 2 | 7.8499 | 10 | 17.004 | 0 | 17.004 | 0 | 0 | 0 | 0 | 0 | 0 | 0 | 0 | 0 | 0 | 64.7184 | 0 | 2.6872 | 40.2816 | 0 | 0 | 0
5330 | 90.0654 | 0 | 90.0654 | 51.9853 | 2 | 7.761 | 10 | 18.3191 | 0 | 18.3191 | 0 | 0 | 0 | 0 | 0 | 0 | 0 | 0 | 0 | 0 | 63.9853 | 0 | 2.702 | 41.0147 | 0 | 0 | 0
5331 | 91.6364 | 0 | 91.6364 | 55 | 2.4025 | 8.1754 | 10 | 16.0584 | 0 | 16.0584 | 0 | 0 | 0 | 0 | 0 | 0 | 0 | 0 | 0 | 0 | 67.4025 | 0 | 2.7491 | 37.5975 | 0 | 0 | 0
5332 | 93.2889 | 0 | 93.2889 | 55 | 3.4258 | 8.2996 | 10 | 16.5635 | 0 | 16.5635 | 0 | 0 | 0 | 0 | 0 | 0 | 0 | 0 | 0 | 0 | 68.4258 | 0 | 2.7987 | 36.5742 | 0 | 0 | 0
5333 | 91.9651 | 0 | 91.9651 | 55 | 2.7554 | 8.2182 | 10 | 15.9915 | 0 | 15.9915 | 0 | 0 | 0 | 0 | 0 | 0 | 0 | 0 | 0 | 0 | 67.7554 | 0 | 2.759 | 37.2446 | 0 | 0 | 0
5334 | 92.6588 | 0 | 92.6588 | 55 | 4.7765 | 8.4634 | 10 | 14.4189 | 0 | 14.4189 | 0 | 0 | 0 | 0 | 0 | 0 | 0 | 0 | 0 | 0 | 69.7765 | 0 | 2.7798 | 35.2235 | 0 | 0 | 0
5335 | 92.1558 | 0 | 92.1558 | 44.29 | 2 | 6.8276 | 10 | 16.2055 | 12.8328 | 16.2055 | 12.8328 | 0 | 0 | 0 | 0 | 0 | 0 | 0 | 0 | 0 | 56.29 | 0 | 2.7647 | 48.71 | 0 | 0 | 0
5336 | 91.9165 | 0 | 91.9165 | 42.9 | 2 | 4.0482 | 4 | 14.1127 | 24.8557 | 14.1127 | 24.8557 | 0 | 0 | 0 | 0 | 0 | 0 | 0 | 0 | 0 | 48.9 | 0 | 2.7575 | 57.7794 | 0 | 0 | 0
5337 | 90.6132 | 0 | 90.6132 | 42.9 | 2 | 0 | 4 | 13.6891 | 38.2309 | 13.6891 | 38.2309 | 0 | 0 | 10.2068 | 0 | 0 | 0 | 10.2068 | 0 | 9.1861 | 48.9 | 0 | 2.7184 | 60.2855 | 0 | 0 | 0
5338 | 93.8158 | 0 | 93.8158 | 42.9 | 2 | 0 | 4 | 15.7277 | 43.0559 | 15.7277 | 43.0559 | 0 | 0 | 12 | 0 | 1.8678 | 0 | 13.8678 | 0 | 21.7082 | 48.9 | 0 | 2.8145 | 59.8895 | 0 | 0 | 0
5339 | 90.2531 | 0 | 90.2531 | 42.9 | 2 | 0 | 4 | 13.6711 | 52.3445 | 13.1197 | 50.2334 | 0.55136 | 2.1111 | 12 | 0 | 10 | 0 | 22 | 0 | 41.7277 | 48.9 | 0 | 2.7076 | 58.7218 | 0 | 0 | 0
5340 | 92.099 | 0 | 92.099 | 42.9 | 2 | 7.1054e-15 | 4 | 13.903 | 55 | 13.1203 | 51.9039 | 0.78264 | 3.0961 | 12 | 0 | 9.8252 | 0 | 21.8252 | 0 | 61.5861 | 48.9 | 0 | 2.763 | 58.6092 | 0 | 3.5527e-15 | 0
5341 | 86.961 | 0 | 86.961 | 42.9 | 2 | 0 | 4 | 15.1513 | 50.614 | 10.4105 | 34.7771 | 4.7408 | 15.837 | 7.1265 | 0 | 0 | 0 | 7.1265 | 0 | 68 | 48.9 | 0 | 2.6088 | 68.3928 | 0 | 1.1546e-14 | 0
5342 | 87.92 | 0 | 87.92 | 42.9 | 2 | 0 | 4 | 13.5058 | 47.146 | 8.6889 | 30.3311 | 4.8169 | 16.8149 | 0 | 0 | 0 | 0 | 0 | 0 | 68 | 48.9 | 0 | 2.6376 | 81.0497 | 0 | 0 | 0
5343 | 87.839 | 0 | 87.839 | 42.9 | 2 | 0 | 4 | 15.4146 | 37.3989 | 11.365 | 27.5739 | 4.0495 | 9.825 | 0 | 0 | 0 | 0 | 0 | 0 | 68 | 48.9 | 0 | 2.6352 | 81.8888 | 0 | 1.4211e-14 | 0
5344 | 91.1589 | 0 | 91.1589 | 42.9 | 2 | 7.1054e-15 | 4 | 16.5314 | 25.7314 | 16.5299 | 25.729 | 0.0015676 | 0.00244 | 0 | 0 | 0 | 0 | 0 | 0 | 68 | 48.9 | 0 | 2.7348 | 83.3892 | 0 | 0 | 0
5345 | 95.4438 | 0 | 95.4438 | 47.6839 | 2 | 7.2392 | 10 | 15.0887 | 13.4319 | 15.0887 | 13.4319 | 0 | 0 | 0 | 0 | 0 | 0 | 0 | 0 | 68 | 59.6839 | 0 | 2.8633 | 67.3161 | 0 | 0 | 0
5346 | 102.7246 | 0 | 102.7246 | 46.4587 | 2 | 9.4606 | 10 | 15.2657 | 6.5477e-15 | 15.2657 | 6.5477e-15 | 0 | 0 | 0 | 9.5396 | 0 | 10 | 0 | 19.5396 | 46.5539 | 58.4587 | 0 | 3.0817 | 49.0017 | 0 | 0 | 0
5347 | 105.4368 | 0 | 105.4368 | 46.6445 | 2 | 9.4956 | 10 | 17.6545 | 0 | 17.6545 | 0 | 0 | 0 | 0 | 11.2031 | 0 | 8.4391 | 0 | 19.6422 | 24.9525 | 58.6445 | 0 | 3.1631 | 47.1523 | 0 | 0 | 0
5348 | 110.8723 | 0 | 110.8723 | 55 | 7.5756 | 10.2584 | 10 | 16.0383 | 0 | 16.0383 | 0 | 0 | 0 | 0 | 12 | 0 | 0 | 0 | 12 | 11.6192 | 72.5756 | 0 | 3.3262 | 32.4244 | 0 | 0 | 0
5349 | 105.4751 | 0 | 105.4751 | 55 | 3.1379 | 9.533 | 10 | 17.3469 | 0 | 17.3469 | 0 | 0 | 0 | 0 | 10.4573 | 0 | 0 | 0 | 10.4573 | 0 | 68.1379 | 0 | 3.1643 | 36.8621 | 0 | 1.4211e-14 | 0
5350 | 101.8129 | 0 | 101.8129 | 55 | 11.1985 | 9.2423 | 10 | 16.372 | 0 | 16.372 | 0 | 0 | 0 | 0 | 0 | 0 | 0 | 0 | 0 | 0 | 76.1985 | 0 | 3.0544 | 28.8015 | 0 | 1.4211e-14 | 0
5351 | 101.095 | 0 | 101.095 | 55 | 9.3251 | 9.0151 | 10 | 17.7548 | 0 | 17.7548 | 0 | 0 | 0 | 0 | 0 | 0 | 0 | 0 | 0 | 0 | 74.3251 | 0 | 3.0328 | 30.6749 | 0 | 0 | 0
5352 | 95.2391 | 0 | 95.2391 | 55 | 6.0766 | 8.6211 | 10 | 15.5414 | 0 | 15.5414 | 0 | 0 | 0 | 0 | 0 | 0 | 0 | 0 | 0 | 0 | 71.0766 | 0 | 2.8572 | 33.9234 | 0 | 0 | 0
5353 | 93.5036 | 0 | 93.5036 | 55 | 3.9147 | 8.3588 | 10 | 16.2301 | 0 | 16.2301 | 0 | 0 | 0 | 0 | 0 | 0 | 0 | 0 | 0 | 0 | 68.9147 | 0 | 2.8051 | 36.0853 | 0 | 0 | 0
5354 | 92.5207 | 0 | 92.5207 | 54.5325 | 2 | 8.0699 | 10 | 17.9183 | 0 | 17.9183 | 0 | 0 | 0 | 0 | 0 | 0 | 0 | 0 | 0 | 0 | 66.5325 | 0 | 2.7756 | 38.4675 | 0 | 0 | 0
5355 | 96.6827 | 0 | 96.6827 | 55 | 8.76 | 8.9465 | 10 | 13.9761 | 0 | 13.9761 | 0 | 0 | 0 | 0 | 0 | 0 | 0 | 0 | 0 | 0 | 73.76 | 0 | 2.9005 | 31.24 | 0 | 0 | 0
5356 | 93.8492 | 0 | 93.8492 | 55 | 5.387 | 8.5374 | 10 | 14.9248 | 0 | 14.9248 | 0 | 0 | 0 | 0 | 0 | 0 | 0 | 0 | 0 | 0 | 70.387 | 0 | 2.8155 | 34.613 | 0 | 0 | 0
5357 | 96.1915 | 0 | 96.1915 | 55 | 7.4732 | 8.7905 | 10 | 14.9279 | 0 | 14.9279 | 0 | 0 | 0 | 0 | 0 | 0 | 0 | 0 | 0 | 0 | 72.4732 | 0 | 2.8857 | 32.5268 | 0 | 0 | 0
5358 | 94.7133 | 0 | 94.7133 | 55 | 7.2869 | 8.7679 | 10 | 13.6585 | 0 | 13.6585 | 0 | 0 | 0 | 0 | 0 | 0 | 0 | 0 | 0 | 0 | 72.2869 | 0 | 2.8414 | 32.7131 | 0 | 0 | -1.4211e-14
5359 | 94.0632 | 0 | 94.0632 | 50.9513 | 2 | 7.6355 | 10 | 11.5449 | 11.9315 | 11.5449 | 11.9315 | 0 | 0 | 0 | 0 | 0 | 0 | 0 | 0 | 0 | 62.9513 | 0 | 2.8219 | 42.0487 | 0 | 0 | 0
5360 | 97.8887 | 0 | 97.8887 | 42.9 | 2 | 6.5735 | 9.295 | 11.9819 | 25.1383 | 11.9819 | 25.1383 | 0 | 0 | 0 | 0 | 0 | 0 | 0 | 0 | 0 | 54.195 | 0 | 2.9367 | 50.805 | 0 | 0 | 0
5361 | 93.3227 | 0 | 93.3227 | 42.9 | 2 | 0 | 4 | 13.7933 | 36.9381 | 13.7933 | 36.9381 | 0 | 0 | 6.3087 | 0 | 0 | 0 | 6.3087 | 0 | 5.6779 | 48.9 | 0 | 2.7997 | 60.7072 | 0 | 0 | 0
5362 | 93.5245 | 0 | 93.5245 | 42.9 | 2 | 0 | 4 | 11.9208 | 43.2799 | 11.9208 | 43.2799 | 0 | 0 | 10.5762 | 0 | 0 | 0 | 10.5762 | 0 | 15.1964 | 48.9 | 0 | 2.8057 | 60.2456 | 0 | 0 | 0
5363 | 94.7551 | 0 | 94.7551 | 42.9 | 2 | 0 | 4 | 11.1073 | 42.3866 | 11.1073 | 42.3866 | 0 | 0 | 7.6387 | 0 | 0 | 0 | 7.6387 | 0 | 22.0713 | 48.9 | 0 | 2.8427 | 60.5633 | 0 | 0 | 0
5364 | 94.5621 | 0 | 94.5621 | 42.9 | 2 | 0 | 4 | 11.0544 | 50.2809 | 11.0544 | 50.2809 | 0 | 0 | 12 | 0 | 3.6731 | 0 | 15.6731 | 0 | 36.2577 | 48.9 | 0 | 2.8369 | 59.6942 | 0 | 0 | 0
5365 | 93.8925 | 0 | 93.8925 | 42.9 | 2 | 7.1054e-15 | 4 | 9.5007 | 44.5091 | 9.5007 | 44.5091 | 0 | 0 | 9.0173 | 0 | 0 | 0 | 9.0173 | 0 | 44.3733 | 48.9 | 0 | 2.8168 | 63.5363 | 0 | 0 | 0
5366 | 92.7445 | 0 | 92.7445 | 42.9 | 2 | 0 | 4 | 11.0347 | 46.696 | 11.0347 | 46.696 | 0 | 0 | 7.7924 | 0 | 6.0938 | 0 | 13.8862 | 0 | 57.0046 | 48.9 | 0 | 2.7823 | 59.8875 | 0 | 0 | 0
5367 | 90.6361 | 0 | 90.6361 | 42.9 | 2 | 0 | 4 | 10.6809 | 32.8951 | 10.6809 | 32.8951 | 0 | 0 | 0 | 0 | 1.8398 | 0 | 1.8398 | 0 | 58.7009 | 48.9 | 0 | 2.7191 | 73.1906 | 0 | 0 | 0
5368 | 97.5606 | 0 | 97.5606 | 43.0313 | 2 | 6.6749 | 10 | 11.716 | 24.1384 | 11.716 | 24.1384 | 0 | 0 | 0 | 0 | 0 | 0 | 0 | 0 | 58.7009 | 55.0313 | 0 | 2.9268 | 71.8345 | 0 | 0 | 0
5369 | 102.039 | 0 | 102.039 | 48.2973 | 2 | 8.3438 | 10 | 12.9088 | 11.996 | 12.9088 | 11.996 | 0 | 0 | 0 | 0 | 0 | 8.4932 | 0 | 8.4932 | 49.4888 | 60.2973 | 0 | 3.0612 | 58.0752 | 0 | 0 | -1.4211e-14
5370 | 106.6879 | 0 | 106.6879 | 55 | 4.3531 | 10.034 | 10 | 13.9282 | 6.1617e-15 | 13.9282 | 6.1617e-15 | 0 | 0 | 0 | 12 | 0 | 1.3726 | 0 | 13.3726 | 34.6667 | 69.3531 | 0 | 3.2006 | 35.6469 | 0 | 0 | 0
5371 | 110.2343 | 0 | 110.2343 | 55 | 8.0037 | 10.3103 | 10 | 14.9202 | 0 | 14.9202 | 0 | 0 | 0 | 0 | 12 | 0 | 0 | 0 | 12 | 21.3333 | 73.0037 | 0 | 3.307 | 31.9963 | 0 | 0 | 0
5372 | 114.4018 | 0 | 114.4018 | 55 | 12.6886 | 10.8786 | 10 | 13.8346 | 0 | 13.8346 | 0 | 0 | 0 | 0 | 12 | 0 | 0 | 0 | 12 | 8 | 77.6886 | 0 | 3.4321 | 27.3114 | 0 | 0 | 0
5373 | 109.8519 | 0 | 109.8519 | 55 | 13.7914 | 10.4301 | 10 | 13.4303 | 0 | 13.4303 | 0 | 0 | 0 | 0 | 7.2 | 0 | 0 | 0 | 7.2 | 0 | 78.7914 | 0 | 3.2956 | 26.2086 | 0 | 0 | 0
5374 | 107.0377 | 0 | 107.0377 | 55 | 17.1737 | 9.9671 | 10 | 14.8969 | 0 | 14.8969 | 0 | 0 | 0 | 0 | 0 | 0 | 0 | 0 | 0 | 0 | 82.1737 | 0 | 3.2111 | 22.8263 | 0 | 0 | 0
5375 | 104.0129 | 0 | 104.0129 | 55 | 13.8076 | 9.5588 | 10 | 15.6465 | 0 | 15.6465 | 0 | 0 | 0 | 0 | 0 | 0 | 0 | 0 | 0 | 0 | 78.8076 | 0 | 3.1204 | 26.1924 | 0 | 0 | 0
5376 | 91.0054 | 0 | 91.0054 | 53.9996 | 2 | 8.0053 | 10 | 17.0005 | 0 | 17.0005 | 0 | 0 | 0 | 0 | 0 | 0 | 0 | 0 | 0 | 0 | 65.9996 | 0 | 2.7302 | 39.0004 | 0 | 0 | 0
5377 | 93.8176 | 0 | 93.8176 | 55 | 3.4577 | 8.3034 | 10 | 17.0565 | 0 | 17.0565 | 0 | 0 | 0 | 0 | 0 | 0 | 0 | 0 | 0 | 0 | 68.4577 | 0 | 2.8145 | 36.5423 | 0 | 0 | 0
5378 | 94.8212 | 0 | 94.8212 | 55 | 6.1181 | 8.6261 | 10 | 15.0769 | 0 | 15.0769 | 0 | 0 | 0 | 0 | 0 | 0 | 0 | 0 | 0 | 0 | 71.1181 | 0 | 2.8446 | 33.8819 | 0 | 0 | 0
5379 | 94.4725 | 0 | 94.4725 | 55 | 5.2229 | 8.5175 | 10 | 15.732 | 0 | 15.732 | 0 | 0 | 0 | 0 | 0 | 0 | 0 | 0 | 0 | 0 | 70.2229 | 0 | 2.8342 | 34.7771 | 0 | 0 | 0
5380 | 95.577 | 0 | 95.577 | 55 | 6.1324 | 8.6278 | 10 | 15.8167 | 0 | 15.8167 | 0 | 0 | 0 | 0 | 0 | 0 | 0 | 0 | 0 | 0 | 71.1324 | 0 | 2.8673 | 33.8676 | 0 | 0 | 0
5381 | 95.0228 | 0 | 95.0228 | 55 | 4.6862 | 8.4524 | 10 | 16.8843 | 0 | 16.8843 | 0 | 0 | 0 | 0 | 0 | 0 | 0 | 0 | 0 | 0 | 69.6862 | 0 | 2.8507 | 35.3138 | 0 | 0 | 0
5382 | 94.2475 | 0 | 94.2475 | 55 | 4.3065 | 8.4064 | 10 | 16.5346 | 0 | 16.5346 | 0 | 0 | 0 | 0 | 0 | 0 | 0 | 0 | 0 | 0 | 69.3065 | 0 | 2.8274 | 35.6935 | 0 | 0 | 0
5383 | 97.1603 | 0 | 97.1603 | 51.9356 | 2 | 7.7549 | 10 | 13.646 | 11.8238 | 13.646 | 11.8238 | 0 | 0 | 0 | 0 | 0 | 0 | 0 | 0 | 0 | 63.9356 | 0 | 2.9148 | 41.0644 | 0 | 0 | -1.4211e-14
5384 | 94.3152 | 0 | 94.3152 | 42.9 | 2 | 6.2048 | 6.2553 | 14.176 | 22.7791 | 14.176 | 22.7791 | 0 | 0 | 0 | 0 | 0 | 0 | 0 | 0 | 0 | 51.1553 | 0 | 2.8295 | 53.8447 | 0 | 0 | 0
5385 | 96.2309 | 0 | 96.2309 | 42.9 | 2 | 7.1054e-15 | 4 | 13.6735 | 33.6885 | 13.6735 | 33.6885 | 0 | 0 | 0.031014 | 0 | 0 | 0 | 0.031014 | 0 | 0.027913 | 48.9 | 0 | 2.8869 | 61.3863 | 0 | 0 | 0
5386 | 95.4141 | 0 | 95.4141 | 42.9 | 2 | 7.1054e-15 | 4 | 13.5262 | 41.4027 | 13.5262 | 41.4027 | 0 | 0 | 8.4148 | 0 | 0 | 0 | 8.4148 | 0 | 7.6013 | 48.9 | 0 | 2.8624 | 60.4794 | 0 | 0 | 0
5387 | 91.7262 | 0 | 91.7262 | 42.9 | 2 | 0 | 4 | 13.7334 | 45.6923 | 13.7334 | 45.6923 | 0 | 0 | 12 | 0 | 4.5995 | 0 | 16.5995 | 0 | 22.6418 | 48.9 | 0 | 2.7518 | 59.594 | 0 | 0 | 0
5388 | 92.3554 | 0 | 92.3554 | 42.9 | 2 | 0 | 4 | 12.2038 | 50.7816 | 12.2038 | 50.7816 | 0 | 0 | 12 | 0 | 7.5301 | 0 | 19.5301 | 0 | 40.3842 | 48.9 | 0 | 2.7707 | 59.277 | 0 | 0 | 0
5389 | 93.0584 | 0 | 93.0584 | 42.9 | 2 | 7.1054e-15 | 4 | 12.2553 | 42.1935 | 12.2553 | 42.1935 | 0 | 0 | 10.2904 | 0 | 0 | 0 | 10.2904 | 0 | 49.6456 | 48.9 | 0 | 2.7918 | 70.2765 | 0 | 0 | 0
5390 | 92.8655 | 0 | 92.8655 | 42.9 | 2 | 0 | 4 | 12.3905 | 40.2307 | 12.3905 | 40.2307 | 0 | 0 | 8.6557 | 0 | 0 | 0 | 8.6557 | 0 | 57.4357 | 48.9 | 0 | 2.786 | 70.4533 | 0 | 0 | 0
5391 | 92.9881 | 0 | 92.9881 | 42.9 | 2 | 0 | 4 | 12.9729 | 35.4489 | 12.9729 | 35.4489 | 0 | 0 | 1.9414 | 0 | 2.3923 | 0 | 4.3337 | 0 | 61.3886 | 48.9 | 0 | 2.7896 | 60.9208 | 0 | 0 | 0
5392 | 93.3335 | 0 | 93.3335 | 42.9 | 2 | 6.0928 | 5.3319 | 14.3843 | 22.6246 | 14.3843 | 22.6246 | 0 | 0 | 0 | 0 | 0 | 0 | 0 | 0 | 61.3886 | 50.2319 | 0 | 2.8 | 76.7681 | 0 | 0 | 0
5393 | 100.1936 | 0 | 100.1936 | 45.7097 | 2 | 8.0836 | 10 | 13.7715 | 11.6927 | 13.7715 | 11.6927 | 0 | 0 | 0 | 0 | 0 | 8.936 | 0 | 8.936 | 51.6961 | 57.7097 | 0 | 3.0058 | 60.3543 | 0 | 0 | 0
5394 | 104.9685 | 0 | 104.9685 | 53.8773 | 2 | 9.8593 | 10 | 13.8243 | 6.0121e-15 | 13.8243 | 6.0121e-15 | 0 | 0 | 0 | 12 | 0 | 3.4076 | 0 | 15.4076 | 34.6667 | 65.8773 | 0 | 3.1491 | 39.1227 | 0 | 0 | 0
5395 | 111.4839 | 0 | 111.4839 | 55 | 8.4262 | 10.3616 | 10 | 15.6961 | 0 | 15.6961 | 0 | 0 | 0 | 0 | 12 | 0 | -4.0943e-16 | 0 | 12 | 21.3333 | 73.4262 | 0 | 3.3445 | 31.5738 | 0 | 0 | 0
5396 | 116.6133 | 0 | 116.6133 | 55 | 13.374 | 10.9617 | 10 | 15.2776 | 0 | 15.2776 | 0 | 0 | 0 | 0 | 12 | 0 | 0 | 0 | 12 | 8 | 78.374 | 0 | 3.4984 | 26.626 | 0 | 0 | 0
5397 | 109.7127 | 0 | 109.7127 | 55 | 10.8148 | 10.0691 | 10 | 16.6288 | 0 | 16.6288 | 0 | 0 | 0 | 0 | 7.2 | 0 | 0 | 0 | 7.2 | 0 | 75.8148 | 0 | 3.2914 | 29.1852 | 0 | 0 | 0
5398 | 105.3443 | 0 | 105.3443 | 55 | 16.0785 | 9.8342 | 10 | 14.4316 | 0 | 14.4316 | 0 | 0 | 0 | 0 | 0 | 0 | 0 | 0 | 0 | 0 | 81.0785 | 0 | 3.1603 | 23.9215 | 0 | 0 | 0
5399 | 99.9626 | 0 | 99.9626 | 55 | 6.5297 | 8.676 | 10 | 19.7569 | 0 | 19.7569 | 0 | 0 | 0 | 0 | 0 | 0 | 0 | 0 | 0 | 0 | 71.5297 | 0 | 2.9989 | 33.4703 | 0 | 0 | 0
5400 | 92.7219 | 0 | 92.7219 | 52.888 | 2 | 7.8704 | 10 | 19.9635 | 0 | 19.9635 | 0 | 0 | 0 | 0 | 0 | 0 | 0 | 0 | 0 | 0 | 64.888 | 0 | 2.7817 | 40.112 | 0 | 0 | 0
5401 | 92.0313 | 0 | 92.0313 | 52.9839 | 2 | 7.8821 | 10 | 19.1653 | 0 | 19.1653 | 0 | 0 | 0 | 0 | 0 | 0 | 0 | 0 | 0 | 0 | 64.9839 | 0 | 2.7609 | 40.0161 | 0 | 0 | 0
5402 | 94.6615 | 0 | 94.6615 | 54.2487 | 2 | 8.0355 | 10 | 20.3774 | 0 | 20.3774 | 0 | 0 | 0 | 0 | 0 | 0 | 0 | 0 | 0 | 0 | 66.2487 | 0 | 2.8398 | 38.7513 | 0 | 1.4211e-14 | 0
5403 | 93.9912 | 0 | 93.9912 | 55 | 2.5582 | 8.1943 | 10 | 18.2386 | 0 | 18.2386 | 0 | 0 | 0 | 0 | 0 | 0 | 0 | 0 | 0 | 0 | 67.5582 | 0 | 2.8197 | 37.4418 | 0 | 0 | 0
5404 | 96.6414 | 0 | 96.6414 | 55 | 4.7909 | 8.4651 | 10 | 18.3853 | 0 | 18.3853 | 0 | 0 | 0 | 0 | 0 | 0 | 0 | 0 | 0 | 0 | 69.7909 | 0 | 2.8992 | 35.2091 | 0 | 0 | 0
5405 | 96.4715 | 0 | 96.4715 | 55 | 3.0229 | 8.2507 | 10 | 20.1979 | 0 | 20.1979 | 0 | 0 | 0 | 0 | 0 | 0 | 0 | 0 | 0 | 0 | 68.0229 | 0 | 2.8941 | 36.9771 | 0 | 0 | -1.4211e-14
5406 | 98.5329 | 0 | 98.5329 | 55 | 6.4201 | 8.6627 | 10 | 18.4501 | 0 | 18.4501 | 0 | 0 | 0 | 0 | 0 | 0 | 0 | 0 | 0 | 0 | 71.4201 | 0 | 2.956 | 33.5799 | 0 | 0 | 0
5407 | 94.2648 | 0 | 94.2648 | 45.2276 | 2 | 6.9413 | 10 | 17.3634 | 12.7326 | 17.3634 | 12.7326 | 0 | 0 | 0 | 0 | 0 | 0 | 0 | 0 | 0 | 57.2276 | 0 | 2.8279 | 47.7724 | 0 | 0 | 0
5408 | 96.9253 | 0 | 96.9253 | 42.9 | 2 | 6.131 | 5.6473 | 16.8035 | 23.4434 | 16.8035 | 23.4434 | 0 | 0 | 0 | 0 | 0 | 0 | 0 | 0 | 0 | 50.5473 | 0 | 2.9078 | 54.4527 | 0 | 0 | -1.4211e-14
5409 | 93.7264 | 0 | 93.7264 | 42.9 | 2 | 1.4211e-14 | 4 | 16.0698 | 32.6975 | 16.0698 | 32.6975 | 0 | 0 | 3.9409 | 0 | 0 | 0 | 3.9409 | 0 | 3.5468 | 48.9 | 0 | 2.8118 | 60.9633 | 0 | 0 | 0
5410 | 95.672 | 0 | 95.672 | 42.9 | 2 | 7.1054e-15 | 4 | 17.6713 | 42.031 | 17.6713 | 42.031 | 0 | 0 | 12 | 0 | 0.93036 | 0 | 12.9304 | 0 | 15.2046 | 48.9 | 0 | 2.8702 | 59.9909 | 0 | 0 | 0
5411 | 94.7784 | 0 | 94.7784 | 42.9 | 2 | 0 | 4 | 17.6915 | 50.305 | 17.6608 | 50.2176 | 0.030763 | 0.087474 | 12 | 0 | 10 | 0 | 22 | 0 | 35.2241 | 48.9 | 0 | 2.8434 | 58.997 | 0 | 0 | 0
5412 | 93.0803 | 0 | 93.0803 | 42.9 | 2 | 7.1054e-15 | 4 | 17.0788 | 45.658 | 17.0788 | 45.658 | 0 | 0 | 12 | 0 | 6.5565 | 0 | 18.5565 | 0 | 52.0689 | 48.9 | 0 | 2.7924 | 59.3823 | 0 | 1.4211e-14 | 0
5413 | 89.9903 | 0 | 89.9903 | 42.9 | 2 | 0 | 4 | 16.937 | 44.3239 | 15.8409 | 41.4555 | 1.0961 | 2.8684 | 12 | 0 | 4.2062 | 0 | 16.2062 | 0 | 66.7468 | 48.9 | 0 | 2.6997 | 59.2077 | 0 | 0 | -1.0658e-14
5414 | 89.8116 | 0 | 89.8116 | 42.9 | 2 | 0 | 4 | 16.7289 | 38.1951 | 12.8851 | 29.419 | 3.8438 | 8.7761 | 1.3924 | 0 | 0 | 0 | 1.3924 | 0 | 68 | 48.9 | 0 | 2.6943 | 69.8739 | 0 | 0 | 0
5415 | 92.6989 | 0 | 92.6989 | 42.9 | 2 | 7.1054e-15 | 4 | 16.2818 | 31.979 | 14.7765 | 29.0224 | 1.5053 | 2.9566 | 0 | 0 | 0 | 0 | 0 | 0 | 68 | 48.9 | 0 | 2.781 | 82.907 | 0 | 0 | 0
5416 | 96.0173 | 0 | 96.0173 | 42.9 | 2 | 5.71 | 4 | 16.6559 | 24.7514 | 16.6559 | 24.7514 | 0 | 0 | 0 | 0 | 0 | 0 | 0 | 0 | 68 | 48.9 | 0 | 2.8805 | 78.2973 | 0 | 1.4211e-14 | 0
5417 | 100.0106 | 0 | 100.0106 | 46.3838 | 2 | 7.7406 | 10 | 15.9137 | 12.539 | 15.9137 | 12.539 | 0 | 0 | 0 | 0 | 0 | 5.4335 | 0 | 5.4335 | 62.1065 | 58.3838 | 0 | 3.0003 | 63.1827 | 0 | 0 | 0
5418 | 104.2509 | 0 | 104.2509 | 44.9917 | 2 | 9.1475 | 10 | 19.6869 | 5.5996e-15 | 19.6869 | 5.5996e-15 | 0 | 0 | 0 | 8.4249 | 0 | 10 | 0 | 18.4249 | 41.899 | 56.9917 | 0 | 3.1275 | 51.5834 | 0 | 0 | 0
5419 | 111.41 | 0 | 111.41 | 55 | 2.9922 | 10.067 | 10 | 18.3452 | 0 | 18.3452 | 0 | 0 | 0 | 0 | 12 | 0 | 3.0056 | 0 | 15.0056 | 25.3057 | 67.9922 | 0 | 3.3423 | 37.0078 | 0 | 0 | 0
5420 | 115.8843 | 0 | 115.8843 | 55 | 7.9577 | 10.3047 | 10 | 20.6219 | 0 | 20.6219 | 0 | 0 | 0 | 0 | 12 | 0 | 0 | 0 | 12 | 11.9724 | 72.9577 | 0 | 3.4765 | 32.0423 | 0 | 0 | 0
5421 | 110.6693 | 0 | 110.6693 | 55 | 5.5857 | 9.8685 | 10 | 19.44 | 0 | 19.44 | 0 | 0 | 0 | 0 | 10.7751 | 0 | 0 | 0 | 10.7751 | 0 | 70.5857 | 0 | 3.3201 | 34.4143 | 0 | 0 | 0
5422 | 104.4466 | 0 | 104.4466 | 55 | 9.7078 | 9.0615 | 10 | 20.6772 | 0 | 20.6772 | 0 | 0 | 0 | 0 | 0 | 0 | 0 | 0 | 0 | 0 | 74.7078 | 0 | 3.1334 | 30.2922 | 0 | 1.4211e-14 | 0
5423 | 103.871 | 0 | 103.871 | 55 | 10.9412 | 9.2111 | 10 | 18.7188 | 0 | 18.7188 | 0 | 0 | 0 | 0 | 0 | 0 | 0 | 0 | 0 | 0 | 75.9412 | 0 | 3.1161 | 29.0588 | 0 | 0 | 0
5424 | 94.7012 | 0 | 94.7012 | 55 | 2.5823 | 8.1972 | 10 | 18.9216 | 0 | 18.9216 | 0 | 0 | 0 | 0 | 0 | 0 | 0 | 0 | 0 | 0 | 67.5823 | 0 | 2.841 | 37.4177 | 0 | 0 | 0
5425 | 94.0033 | 0 | 94.0033 | 54.3063 | 2 | 8.0425 | 10 | 19.6545 | 0 | 19.6545 | 0 | 0 | 0 | 0 | 0 | 0 | 0 | 0 | 0 | 0 | 66.3063 | 0 | 2.8201 | 38.6937 | 0 | 0 | 0
5426 | 97.6489 | 0 | 97.6489 | 55 | 6.2693 | 8.6444 | 10 | 17.7351 | 0 | 17.7351 | 0 | 0 | 0 | 0 | 0 | 0 | 0 | 0 | 0 | 0 | 71.2693 | 0 | 2.9295 | 33.7307 | 0 | 1.4211e-14 | 0
5427 | 97.5761 | 0 | 97.5761 | 55 | 5.7523 | 8.5817 | 10 | 18.2421 | 0 | 18.2421 | 0 | 0 | 0 | 0 | 0 | 0 | 0 | 0 | 0 | 0 | 70.7523 | 0 | 2.9273 | 34.2477 | 0 | 0 | 0
5428 | 99.4409 | 0 | 99.4409 | 55 | 6.623 | 8.6874 | 10 | 19.1305 | 0 | 19.1305 | 0 | 0 | 0 | 0 | 0 | 0 | 0 | 0 | 0 | 0 | 71.623 | 0 | 2.9832 | 33.377 | 0 | 0 | 0
5429 | 99.0098 | 0 | 99.0098 | 55 | 6.1348 | 8.6281 | 10 | 19.2468 | 0 | 19.2468 | 0 | 0 | 0 | 0 | 0 | 0 | 0 | 0 | 0 | 0 | 71.1348 | 0 | 2.9703 | 33.8652 | 0 | 0 | 0
5430 | 98.3177 | 0 | 98.3177 | 55 | 6.0982 | 8.6237 | 10 | 18.5958 | 0 | 18.5958 | 0 | 0 | 0 | 0 | 0 | 0 | 0 | 0 | 0 | 0 | 71.0982 | 0 | 2.9495 | 33.9018 | 0 | 0 | 0
5431 | 99.1946 | 0 | 99.1946 | 51.0681 | 2 | 7.6497 | 10 | 15.9703 | 12.5064 | 15.9703 | 12.5064 | 0 | 0 | 0 | 0 | 0 | 0 | 0 | 0 | 0 | 63.0681 | 0 | 2.9758 | 41.9319 | 0 | 0 | 0
5432 | 99.2295 | 0 | 99.2295 | 42.9 | 2 | 6.0202 | 4.7337 | 17.9867 | 25.5888 | 17.9867 | 25.5888 | 0 | 0 | 0 | 0 | 0 | 0 | 0 | 0 | 0 | 49.6337 | 0 | 2.9769 | 55.3663 | 0 | 0 | 0
5433 | 96.3265 | 0 | 96.3265 | 42.9 | 2 | 1.4211e-14 | 4 | 17.7684 | 35.3765 | 17.7684 | 35.3765 | 0 | 0 | 5.7184 | 0 | 0 | 0 | 5.7184 | 0 | 5.1466 | 48.9 | 0 | 2.8898 | 60.771 | 0 | 0 | 0
5434 | 98.8785 | 0 | 98.8785 | 42.9 | 2 | 0 | 4 | 15.6669 | 45.2526 | 15.6669 | 45.2526 | 0 | 0 | 10.941 | 0 | 0 | 0 | 10.941 | 0 | 14.9935 | 48.9 | 0 | 2.9664 | 60.2061 | 0 | 0 | 0
5435 | 96.2576 | 0 | 96.2576 | 42.9 | 2 | 0 | 4 | 15.5985 | 45.0864 | 15.5985 | 45.0864 | 0 | 0 | 12 | 0 | 1.3273 | 0 | 13.3273 | 0 | 27.0171 | 48.9 | 0 | 2.8877 | 59.948 | 0 | 0 | 0
5436 | 95.8635 | 0 | 95.8635 | 42.9 | 2 | 0 | 4 | 16.3113 | 50.3081 | 16.3113 | 50.3081 | 0 | 0 | 12 | 0 | 7.6559 | 0 | 19.6559 | 0 | 44.8755 | 48.9 | 0 | 2.8759 | 59.2634 | 0 | 0 | 0
5437 | 92.7516 | 0 | 92.7516 | 42.9 | 2 | 7.1054e-15 | 4 | 17.1482 | 48.1762 | 17.1482 | 48.1762 | 0 | 0 | 12 | 0 | 9.4728 | 0 | 21.4728 | 0 | 64.409 | 48.9 | 0 | 2.7825 | 59.0669 | 0 | 0 | 0
5438 | 94.4892 | 0 | 94.4892 | 42.9 | 2 | 0 | 4 | 15.8949 | 40.4493 | 13.9642 | 35.536 | 1.9307 | 4.9133 | 0.67394 | 0 | 3.2371 | 0 | 3.911 | 0 | 68 | 48.9 | 0 | 2.8347 | 60.2262 | 0 | 7.5495e-15 | 0
5439 | 93.1294 | 0 | 93.1294 | 42.9 | 2 | 0 | 4 | 15.3093 | 38.9859 | 12.4711 | 31.7583 | 2.8382 | 7.2276 | 0 | 0 | 0 | 0 | 0 | 0 | 68 | 48.9 | 0 | 2.7939 | 82.3008 | 0 | 1.4211e-14 | 0
5440 | 98.2976 | 0 | 98.2976 | 42.9 | 2 | 6.1093 | 5.4686 | 17.7647 | 24.055 | 17.7647 | 24.055 | 0 | 0 | 0 | 0 | 0 | 0 | 0 | 0 | 68 | 50.3686 | 0 | 2.9489 | 76.6314 | 0 | 0 | 0
5441 | 101.911 | 0 | 101.911 | 47.3664 | 2 | 7.779 | 10 | 17.4614 | 12.5367 | 17.4614 | 12.5367 | 0 | 0 | 0 | 0 | 0 | 4.7675 | 0 | 4.7675 | 62.8289 | 59.3664 | 0 | 3.0573 | 62.8661 | 0 | 0 | 0
5442 | 105.4524 | 0 | 105.4524 | 46.1723 | 2 | 9.7243 | 10 | 15.5558 | 7.006e-15 | 15.5558 | 7.006e-15 | 0 | 0 | 0 | 12 | 0 | 10 | 0 | 22 | 38.649 | 58.1723 | 0 | 3.1636 | 46.8277 | 0 | 0 | 0
5443 | 110.4297 | 0 | 110.4297 | 55 | 3.6889 | 10.2323 | 10 | 15.8369 | 0 | 15.8369 | 0 | 0 | 0 | 0 | 12 | 0 | 3.6716 | 0 | 15.6716 | 21.3333 | 68.6889 | 0 | 3.3129 | 36.3111 | 0 | 0 | 0
5444 | 117.197 | 0 | 117.197 | 55 | 11.6792 | 10.7561 | 10 | 17.7617 | 0 | 17.7617 | 0 | 0 | 0 | 0 | 12 | 0 | 0 | 0 | 12 | 8 | 76.6792 | 0 | 3.5159 | 28.3208 | 0 | 0 | 0
5445 | 114.2711 | 0 | 114.2711 | 55 | 13.9948 | 10.4548 | 10 | 17.6216 | 0 | 17.6216 | 0 | 0 | 0 | 0 | 7.2 | 0 | 0 | 0 | 7.2 | 0 | 78.9948 | 0 | 3.4281 | 26.0052 | 0 | 0 | 0
5446 | 110.3705 | 0 | 110.3705 | 55 | 16.2737 | 9.8579 | 10 | 19.2389 | 0 | 19.2389 | 0 | 0 | 0 | 0 | 0 | 0 | 0 | 0 | 0 | 0 | 81.2737 | 0 | 3.3111 | 23.7263 | 0 | 2.8422e-14 | 0
5447 | 105.3515 | 0 | 105.3515 | 55 | 11.6289 | 9.2945 | 10 | 19.4281 | 0 | 19.4281 | 0 | 0 | 0 | 0 | 0 | 0 | 0 | 0 | 0 | 0 | 76.6289 | 0 | 3.1605 | 28.3711 | 0 | 0 | 0
5448 | 93.78 | 0 | 93.78 | 55 | 2.7006 | 8.2116 | 10 | 17.8678 | 0 | 17.8678 | 0 | 0 | 0 | 0 | 0 | 0 | 0 | 0 | 0 | 0 | 67.7006 | 0 | 2.8134 | 37.2994 | 0 | 0 | 0
5449 | 93.8909 | 0 | 93.8909 | 55 | 4.4374 | 8.4223 | 10 | 16.0312 | 0 | 16.0312 | 0 | 0 | 0 | 0 | 0 | 0 | 0 | 0 | 0 | 0 | 69.4374 | 0 | 2.8167 | 35.5626 | 0 | 0 | 0
5450 | 94.8518 | 0 | 94.8518 | 55 | 4.8797 | 8.4759 | 10 | 16.4962 | 0 | 16.4962 | 0 | 0 | 0 | 0 | 0 | 0 | 0 | 0 | 0 | 0 | 69.8797 | 0 | 2.8456 | 35.1203 | 0 | 0 | 0
5451 | 93.7487 | 0 | 93.7487 | 55 | 3.2383 | 8.2768 | 10 | 17.2336 | 0 | 17.2336 | 0 | 0 | 0 | 0 | 0 | 0 | 0 | 0 | 0 | 0 | 68.2383 | 0 | 2.8125 | 36.7617 | 0 | 0 | 0
5452 | 94.0915 | 0 | 94.0915 | 55 | 4.301 | 8.4057 | 10 | 16.3849 | 0 | 16.3849 | 0 | 0 | 0 | 0 | 0 | 0 | 0 | 0 | 0 | 0 | 69.301 | 0 | 2.8227 | 35.699 | 0 | 0 | -1.4211e-14
5453 | 95.8055 | 0 | 95.8055 | 55 | 6.2792 | 8.6456 | 10 | 15.8807 | 0 | 15.8807 | 0 | 0 | 0 | 0 | 0 | 0 | 0 | 0 | 0 | 0 | 71.2792 | 0 | 2.8742 | 33.7208 | 0 | 0 | 0
5454 | 95.5827 | 0 | 95.5827 | 55 | 6.0034 | 8.6122 | 10 | 15.9671 | 0 | 15.9671 | 0 | 0 | 0 | 0 | 0 | 0 | 0 | 0 | 0 | 0 | 71.0034 | 0 | 2.8675 | 33.9966 | 0 | 0 | 0
5455 | 96.6776 | 0 | 96.6776 | 50.7267 | 2 | 7.6083 | 10 | 13.6512 | 12.6914 | 13.6512 | 12.6914 | 0 | 0 | 0 | 0 | 0 | 0 | 0 | 0 | 0 | 62.7267 | 0 | 2.9003 | 42.2733 | 0 | 0 | 0
5456 | 96.2732 | 0 | 96.2732 | 42.9 | 2 | 6.3227 | 7.2279 | 14.0074 | 23.8152 | 14.0074 | 23.8152 | 0 | 0 | 0 | 0 | 0 | 0 | 0 | 0 | 0 | 52.1279 | 0 | 2.8882 | 52.8721 | 0 | 0 | 0
5457 | 94.1561 | 0 | 94.1561 | 42.9 | 2 | 0 | 4 | 14.2562 | 32.1795 | 14.2562 | 32.1795 | 0 | 0 | 1.1795 | 0 | 0 | 0 | 1.1795 | 0 | 1.0616 | 48.9 | 0 | 2.8247 | 61.262 | 0 | 0 | 0
5458 | 91.9997 | 0 | 91.9997 | 42.9 | 2 | 0 | 4 | 14.2273 | 44.48 | 14.2273 | 44.48 | 0 | 0 | 12 | 0 | 3.6076 | 0 | 15.6076 | 0 | 15.1876 | 48.9 | 0 | 2.76 | 59.7013 | 0 | 0 | 0
5459 | 91.0182 | 0 | 91.0182 | 42.9 | 2 | 7.1054e-15 | 4 | 14.933 | 45.7994 | 14.933 | 45.7994 | 0 | 0 | 12 | 0 | 6.6142 | 0 | 18.6142 | 0 | 32.0856 | 48.9 | 0 | 2.7305 | 59.3761 | 0 | 0 | 0
5460 | 92.9852 | 0 | 92.9852 | 42.9 | 2 | 0 | 4 | 14.7951 | 49.5862 | 14.7951 | 49.5862 | 0 | 0 | 12 | 0 | 8.2961 | 0 | 20.2961 | 0 | 50.5343 | 48.9 | 0 | 2.7896 | 59.1941 | 0 | 0 | 0
5461 | 91.2004 | 0 | 91.2004 | 42.9 | 2 | 0 | 4 | 13.2543 | 45.6785 | 12.9266 | 44.5489 | 0.32778 | 1.1296 | 12 | 0 | 3.1751 | 0 | 15.1751 | 0 | 64.2616 | 48.9 | 0 | 2.736 | 59.5904 | 0 | 3.5527e-15 | 0
5462 | 90.4246 | 0 | 90.4246 | 42.9 | 2 | 7.1054e-15 | 4 | 13.4027 | 41.1051 | 11.2317 | 34.4467 | 2.171 | 6.6584 | 4.1538 | 0 | 0 | 0 | 4.1538 | 0 | 68 | 48.9 | 0 | 2.7127 | 69.9852 | 0 | 3.5527e-15 | 0
5463 | 91.6471 | 0 | 91.6471 | 42.9 | 2 | 0 | 4 | 14.7063 | 34.1297 | 12.8727 | 29.8744 | 1.8336 | 4.2553 | 0 | 0 | 0 | 0 | 0 | 0 | 68 | 48.9 | 0 | 2.7494 | 82.731 | 0 | 1.4211e-14 | 0
5464 | 96.4779 | 0 | 96.4779 | 42.9 | 2 | 6.098 | 5.3754 | 15.363 | 24.7414 | 15.363 | 24.7414 | 0 | 0 | 0 | 0 | 0 | 0 | 0 | 0 | 68 | 50.2754 | 0 | 2.8943 | 76.7246 | 0 | 0 | 0
5465 | 100.034 | 0 | 100.034 | 51.462 | 2 | 7.6975 | 10 | 15.9237 | 12.9508 | 15.9237 | 12.9508 | 0 | 0 | 0 | 0 | 0 | 0 | 0 | 0 | 68 | 63.462 | 0 | 3.001 | 63.538 | 0 | 0 | 0
5466 | 105.8775 | 0 | 105.8775 | 52.8975 | 2 | 9.8334 | 10 | 14.9721 | 7.0706e-15 | 14.9721 | 7.0706e-15 | 0 | 0 | 0 | 6.1745 | 0 | 10 | 0 | 16.1745 | 50.293 | 64.8975 | 0 | 3.1763 | 45.9281 | 0 | 0 | 0
5467 | 109.1334 | 0 | 109.1334 | 52.9375 | 2 | 10.0844 | 10 | 15.9081 | 0 | 15.9081 | 0 | 0 | 0 | 0 | 9.7643 | 0 | 8.4391 | 0 | 18.2034 | 30.2902 | 64.9375 | 0 | 3.274 | 42.2982 | 0 | 0 | 0
5468 | 115.2788 | 0 | 115.2788 | 55 | 11.585 | 10.7447 | 10 | 15.9491 | 0 | 15.9491 | 0 | 0 | 0 | 0 | 12 | 0 | 0 | 0 | 12 | 16.9569 | 76.585 | 0 | 3.4584 | 28.415 | 0 | 0 | 0
5469 | 108.9258 | 0 | 108.9258 | 55 | 5.0878 | 9.9566 | 10 | 16.8813 | 0 | 16.8813 | 0 | 0 | 0 | 0 | 12 | 0 | 0 | 0 | 12 | 3.6236 | 70.0878 | 0 | 3.2678 | 34.9122 | 0 | 0 | 0
5470 | 106.9755 | 0 | 106.9755 | 55 | 13.6574 | 9.9361 | 10 | 15.1207 | 0 | 15.1207 | 0 | 0 | 0 | 0 | 3.2612 | 0 | 0 | 0 | 3.2612 | 0 | 78.6574 | 0 | 3.2093 | 26.3426 | 0 | 1.4211e-14 | 0
5471 | 101.0576 | 0 | 101.0576 | 55 | 9.5127 | 9.0378 | 10 | 17.507 | 0 | 17.507 | 0 | 0 | 0 | 0 | 0 | 0 | 0 | 0 | 0 | 0 | 74.5127 | 0 | 3.0317 | 30.4873 | 0 | 0 | 0
5472 | 99.1476 | 0 | 99.1476 | 55 | 11.4542 | 9.2733 | 10 | 13.4201 | 0 | 13.4201 | 0 | 0 | 0 | 0 | 0 | 0 | 0 | 0 | 0 | 0 | 76.4542 | 0 | 2.9744 | 43.5458 | 0 | 0 | 0
5473 | 101.0505 | 0 | 101.0505 | 55 | 12.3862 | 9.3864 | 10 | 14.2779 | 0 | 14.2779 | 0 | 0 | 0 | 0 | 0 | 0 | 0 | 0 | 0 | 0 | 77.3862 | 0 | 3.0315 | 42.6138 | 0 | 0 | 0
5474 | 98.1802 | 0 | 98.1802 | 55 | 10.3486 | 9.1392 | 10 | 13.6924 | 0 | 13.6924 | 0 | 0 | 0 | 0 | 0 | 0 | 0 | 0 | 0 | 0 | 75.3486 | 0 | 2.9454 | 44.6514 | 0 | 0 | 0
5475 | 101.7294 | 0 | 101.7294 | 55 | 14.2759 | 9.6156 | 10 | 12.8379 | 0 | 12.8379 | 0 | 0 | 0 | 0 | 0 | 0 | 0 | 0 | 0 | 0 | 79.2759 | 0 | 3.0519 | 40.7241 | 0 | 0 | 0
5476 | 101.4098 | 0 | 101.4098 | 55 | 15.5553 | 9.7708 | 10 | 11.0837 | 0 | 11.0837 | 0 | 0 | 0 | 0 | 0 | 0 | 0 | 0 | 0 | 0 | 80.5553 | 0 | 3.0423 | 39.4447 | 0 | 0 | 0
5477 | 99.6478 | 0 | 99.6478 | 55 | 13.0144 | 9.4626 | 10 | 12.1709 | 0 | 12.1709 | 0 | 0 | 0 | 0 | 0 | 0 | 0 | 0 | 0 | 0 | 78.0144 | 0 | 2.9894 | 41.9856 | 0 | 0 | 0
5478 | 99.5199 | 0 | 99.5199 | 55 | 12.2248 | 9.3668 | 10 | 12.9282 | 0 | 12.9282 | 0 | 0 | 0 | 0 | 0 | 0 | 0 | 0 | 0 | 0 | 77.2248 | 0 | 2.9856 | 42.7752 | 0 | 0 | 0
5479 | 99.4681 | 0 | 99.4681 | 55 | 3.8532 | 8.3514 | 10 | 10.1347 | 12.1288 | 10.1347 | 12.1288 | 0 | 0 | 0 | 0 | 0 | 0 | 0 | 0 | 0 | 68.8532 | 0 | 2.984 | 51.1468 | 0 | 0 | 0
5480 | 103.3049 | 0 | 103.3049 | 50.4364 | 2.75 | 7.6641 | 10 | 11.2754 | 21.1789 | 11.2754 | 21.1789 | 0 | 0 | 0 | 0 | 0 | 0 | 0 | 0 | 0 | 63.1864 | 0 | 3.0991 | 56.8136 | 0 | 0 | 0
5481 | 100.5995 | 0 | 100.5995 | 42.9 | 2.75 | 6.1288 | 4.8793 | 11.5178 | 32.4235 | 11.5178 | 32.4235 | 0 | 0 | 0 | 0 | 0 | 0 | 0 | 0 | 0 | 50.5293 | 0 | 3.018 | 69.4707 | 0 | 0 | 0
5482 | 98.8339 | 0 | 98.8339 | 42.9 | 2.75 | 2.0316 | 4 | 10.0921 | 37.0603 | 10.0921 | 37.0603 | 0 | 0 | 0 | 0 | 0 | 0 | 0 | 0 | 0 | 49.65 | 0 | 2.965 | 73.909 | 0 | 0 | 0
5483 | 98.745 | 0 | 98.745 | 42.9 | 2.75 | 1.4211e-14 | 4 | 11.4646 | 43.3301 | 11.4646 | 43.3301 | 0 | 0 | 5.6996 | 0 | 0 | 0 | 5.6996 | 0 | 5.1297 | 49.65 | 0 | 2.9624 | 75.1042 | 0 | 0 | 0
5484 | 98.5961 | 0 | 98.5961 | 42.9 | 2.75 | 0 | 4 | 9.2207 | 47.4054 | 9.2207 | 47.4054 | 0 | 0 | 7.68 | 0 | 0 | 0 | 7.68 | 0 | 12.0417 | 49.65 | 0 | 2.9579 | 74.89 | 0 | 0 | 0
5485 | 98.2743 | 0 | 98.2743 | 42.9 | 2.75 | 7.1054e-15 | 4 | 10.2003 | 42.4521 | 10.2003 | 42.4521 | 0 | 0 | 4.0281 | 0 | 0 | 0 | 4.0281 | 0 | 15.667 | 49.65 | 0 | 2.9482 | 75.285 | 0 | 0 | 0
5486 | 97.9824 | 0 | 97.9824 | 42.9 | 2.75 | 0 | 4 | 11.5523 | 43.4533 | 11.5523 | 43.4533 | 0 | 0 | 6.6731 | 0 | 0 | 0 | 6.6731 | 0 | 21.6728 | 49.65 | 0 | 2.9395 | 74.9989 | 0 | 0 | 0
5487 | 93.8356 | 0 | 93.8356 | 42.9 | 2.75 | 1.5382 | 4 | 11.0645 | 31.5829 | 11.0645 | 31.5829 | 0 | 0 | 0 | 0 | 0 | 0 | 0 | 0 | 21.6728 | 49.65 | 0 | 2.8151 | 86.3489 | 0 | 0 | 0
5488 | 100.8056 | 0 | 100.8056 | 46.3514 | 2.75 | 7.1686 | 10 | 11.6963 | 22.8393 | 11.6963 | 22.8393 | 0 | 0 | 0 | 0 | 0 | 0 | 0 | 0 | 21.6728 | 59.1014 | 0 | 3.0242 | 72.8986 | 0 | 0 | 0
5489 | 106.4362 | 0 | 106.4362 | 55 | 3.2944 | 9.0849 | 10 | 11.575 | 10.8755 | 11.575 | 10.8755 | 0 | 0 | 0 | 6.6063 | 0 | 0 | 0 | 6.6063 | 14.3324 | 68.2944 | 0 | 3.1931 | 57.0992 | 0 | 0 | 0
5490 | 109.0662 | 0 | 109.0662 | 55 | 10.2987 | 10.5887 | 10 | 11.1788 | 5.0071e-15 | 11.1788 | 5.0071e-15 | 0 | 0 | 0 | 12 | 0 | 0 | 0 | 12 | 0.99905 | 75.2987 | 0 | 3.272 | 44.7013 | 0 | 0 | 0
5491 | 116.1742 | 0 | 116.1742 | 55 | 26.4803 | 11.2049 | 10 | 12.5898 | 0 | 12.5898 | 0 | 0 | 0 | 0 | 0.89915 | 0 | 0 | 0 | 0.89915 | 0 | 91.4803 | 0 | 3.4852 | 28.5197 | 0 | 0 | -1.4211e-14
5492 | 120.7343 | 0 | 120.7343 | 55 | 31.3908 | 11.6915 | 10 | 12.652 | 0 | 12.652 | 0 | 0 | 0 | 0 | 0 | 0 | 0 | 0 | 0 | 0 | 96.3908 | 0 | 3.622 | 23.6092 | 0 | 1.4211e-14 | 0
5493 | 116.2536 | 0 | 116.2536 | 55 | 27.5198 | 11.222 | 10 | 12.5119 | 0 | 12.5119 | 0 | 0 | 0 | 0 | 0 | 0 | 0 | 0 | 0 | 0 | 92.5198 | 0 | 3.4876 | 27.4802 | 0 | 0 | 0
5494 | 113.4284 | 0 | 113.4284 | 55 | 24.2789 | 10.8289 | 10 | 13.3206 | 0 | 13.3206 | 0 | 0 | 0 | 0 | 0 | 0 | 0 | 0 | 0 | 0 | 89.2789 | 0 | 3.4029 | 30.7211 | 0 | 0 | 0
5495 | 105.5852 | 0 | 105.5852 | 55 | 17.2007 | 9.9703 | 10 | 13.4142 | 0 | 13.4142 | 0 | 0 | 0 | 0 | 0 | 0 | 0 | 0 | 0 | 0 | 82.2007 | 0 | 3.1676 | 37.7993 | 0 | 1.4211e-14 | 0
5496 | 96.4471 | 0 | 96.4471 | 55 | 10.9303 | 9.2098 | 10 | 11.307 | 0 | 11.307 | 0 | 0 | 0 | 0 | 0 | 0 | 0 | 0 | 0 | 0 | 75.9303 | 0 | 2.8934 | 29.0697 | 0 | 0 | 0
5497 | 94.422 | 0 | 94.422 | 55 | 9.558 | 9.0433 | 10 | 10.8207 | 0 | 10.8207 | 0 | 0 | 0 | 0 | 0 | 0 | 0 | 0 | 0 | 0 | 74.558 | 0 | 2.8327 | 30.442 | 0 | 0 | 0
5498 | 97.2998 | 0 | 97.2998 | 55 | 11.5922 | 9.2901 | 10 | 11.4176 | 0 | 11.4176 | 0 | 0 | 0 | 0 | 0 | 0 | 0 | 0 | 0 | 0 | 76.5922 | 0 | 2.919 | 28.4078 | 0 | 0 | 0
5499 | 94.2392 | 0 | 94.2392 | 55 | 9.4558 | 9.0309 | 10 | 10.7525 | 0 | 10.7525 | 0 | 0 | 0 | 0 | 0 | 0 | 0 | 0 | 0 | 0 | 74.4558 | 0 | 2.8272 | 30.5442 | 0 | 0 | 0
5500 | 96.5167 | 0 | 96.5167 | 55 | 12.2404 | 9.3687 | 10 | 9.9076 | 0 | 9.9076 | 0 | 0 | 0 | 0 | 0 | 0 | 0 | 0 | 0 | 0 | 77.2404 | 0 | 2.8955 | 27.7596 | 0 | 0 | 0
5501 | 95.6056 | 0 | 95.6056 | 55 | 10.4176 | 9.1476 | 10 | 11.0403 | 0 | 11.0403 | 0 | 0 | 0 | 0 | 0 | 0 | 0 | 0 | 0 | 0 | 75.4176 | 0 | 2.8682 | 29.5824 | 0 | 0 | 0
5502 | 95.5726 | 0 | 95.5726 | 55 | 9.7195 | 9.0629 | 10 | 11.7902 | 0 | 11.7902 | 0 | 0 | 0 | 0 | 0 | 0 | 0 | 0 | 0 | 0 | 74.7195 | 0 | 2.8672 | 30.2805 | 0 | 0 | 0
5503 | 98.0009 | 0 | 98.0009 | 55 | 5.4807 | 8.5488 | 10 | 9.0172 | 9.9541 | 9.0172 | 9.9541 | 0 | 0 | 0 | 0 | 0 | 0 | 0 | 0 | 0 | 70.4807 | 0 | 2.94 | 34.5193 | 0 | 0 | -1.4211e-14
5504 | 97.4895 | 0 | 97.4895 | 50.1007 | 2 | 7.5324 | 10 | 8.947 | 18.9095 | 8.947 | 18.9095 | 0 | 0 | 0 | 0 | 0 | 0 | 0 | 0 | 0 | 62.1007 | 0 | 2.9247 | 42.8993 | 0 | 0 | 0
5505 | 97.4766 | 0 | 97.4766 | 43.5003 | 2 | 6.7318 | 10 | 7.9662 | 27.2783 | 7.9662 | 27.2783 | 0 | 0 | 0 | 0 | 0 | 0 | 0 | 0 | 0 | 55.5003 | 0 | 2.9243 | 49.4997 | 0 | 1.4211e-14 | 0
5506 | 97.4379 | 0 | 97.4379 | 42.9 | 2 | 5.7041 | 4 | 7.6398 | 35.194 | 7.6398 | 35.194 | 0 | 0 | 0 | 0 | 0 | 0 | 0 | 0 | 0 | 48.9 | 0 | 2.9231 | 56.3026 | 0 | 0 | 0
5507 | 96.4727 | 0 | 96.4727 | 42.9 | 2 | 0.9767 | 4 | 9.7048 | 36.8912 | 9.7048 | 36.8912 | 0 | 0 | 0 | 0 | 0 | 0 | 0 | 0 | 0 | 48.9 | 0 | 2.8942 | 60.5186 | 0 | 0 | 0
5508 | 93.7088 | 0 | 93.7088 | 42.9 | 2 | 0 | 4 | 10.8661 | 36.3411 | 10.8661 | 36.3411 | 0 | 0 | 2.3985 | 0 | 0 | 0 | 2.3985 | 0 | 2.1586 | 48.9 | 0 | 2.8113 | 61.1302 | 0 | 0 | 0
5509 | 93.9563 | 0 | 93.9563 | 42.9 | 2 | 0 | 4 | 10.8819 | 36.9685 | 10.8819 | 36.9685 | 0 | 0 | 2.7941 | 0 | 0 | 0 | 2.7941 | 0 | 4.6733 | 48.9 | 0 | 2.8187 | 61.0874 | 0 | 0 | 0
5510 | 93.0443 | 0 | 93.0443 | 42.9 | 2 | 0 | 4 | 10.2859 | 36.1321 | 10.2859 | 36.1321 | 0 | 0 | 2.2737 | 0 | 0 | 0 | 2.2737 | 0 | 6.7196 | 48.9 | 0 | 2.7913 | 61.1437 | 0 | 0 | 0
5511 | 92.638 | 0 | 92.638 | 42.9 | 2 | 5.2152 | 4 | 9.8386 | 28.6842 | 9.8386 | 28.6842 | 0 | 0 | 0 | 0 | 0 | 0 | 0 | 0 | 6.7196 | 48.9 | 0 | 2.7791 | 62.7862 | 0 | 0 | 0
5512 | 94.4566 | 0 | 94.4566 | 46.6403 | 2 | 7.1126 | 10 | 8.8953 | 19.8085 | 8.8953 | 19.8085 | 0 | 0 | 0 | 0 | 0 | 0 | 0 | 0 | 6.7196 | 58.6403 | 0 | 2.8337 | 52.4074 | 0 | 0 | 0
5513 | 99.1044 | 0 | 99.1044 | 51.1532 | 2 | 8.3936 | 10 | 10.8939 | 10.6161 | 10.8939 | 10.6161 | 0 | 0 | 0 | 6.0477 | 0 | 0 | 0 | 6.0477 | 0 | 63.1532 | 0 | 2.9731 | 41.8468 | 0 | 0 | 0
5514 | 108.0848 | 0 | 108.0848 | 55 | 22.4485 | 10.6069 | 10 | 10.0294 | 5.0399e-15 | 10.0294 | 5.0399e-15 | 0 | 0 | 0 | 0 | 0 | 0 | 0 | 0 | 0 | 87.4485 | 0 | 3.2425 | 17.5515 | 0 | 0 | -1.4211e-14
5515 | 111.1087 | 0 | 111.1087 | 55 | 23.129 | 10.6894 | 10 | 12.2904 | 0 | 12.2904 | 0 | 0 | 0 | 0 | 0 | 0 | 0 | 0 | 0 | 0 | 88.129 | 0 | 3.3333 | 16.871 | 0 | 0 | -1.4211e-14
5516 | 115.8177 | 0 | 115.8177 | 55 | 26.2546 | 11.0685 | 10 | 13.4945 | 0 | 13.4945 | 0 | 0 | 0 | 0 | 0 | 0 | 0 | 0 | 0 | 0 | 91.2546 | 0 | 3.4745 | 13.7454 | 0 | 0 | -1.4211e-14
5517 | 112.332 | 0 | 112.332 | 55 | 24.4616 | 10.851 | 10 | 12.0194 | 0 | 12.0194 | 0 | 0 | 0 | 0 | 0 | 0 | 0 | 0 | 0 | 0 | 89.4616 | 0 | 3.37 | 15.5384 | 0 | 0 | 0
5518 | 106.0397 | 0 | 106.0397 | 55 | 17.345 | 9.9878 | 10 | 13.7068 | 0 | 13.7068 | 0 | 0 | 0 | 0 | 0 | 0 | 0 | 0 | 0 | 0 | 82.345 | 0 | 3.1812 | 22.655 | 0 | 0 | 0
5519 | 103.7663 | 0 | 103.7663 | 55 | 16.7472 | 9.9153 | 10 | 12.1038 | 0 | 12.1038 | 0 | 0 | 0 | 0 | 0 | 0 | 0 | 0 | 0 | 0 | 81.7472 | 0 | 3.113 | 23.2528 | 0 | 0 | 0
5520 | 93.9636 | 0 | 93.9636 | 55 | 5.6954 | 8.5748 | 10 | 14.6933 | 0 | 14.6933 | 0 | 0 | 0 | 0 | 0 | 0 | 0 | 0 | 0 | 0 | 70.6954 | 0 | 2.8189 | 34.3046 | 0 | 0 | 0
5521 | 93.3555 | 0 | 93.3555 | 55 | 6.3709 | 8.6568 | 10 | 13.3279 | 0 | 13.3279 | 0 | 0 | 0 | 0 | 0 | 0 | 0 | 0 | 0 | 0 | 71.3709 | 0 | 2.8007 | 33.6291 | 0 | 0 | 0
5522 | 94.5339 | 0 | 94.5339 | 55 | 6.1592 | 8.6311 | 10 | 14.7436 | 0 | 14.7436 | 0 | 0 | 0 | 0 | 0 | 0 | 0 | 0 | 0 | 0 | 71.1592 | 0 | 2.836 | 33.8408 | 0 | 1.4211e-14 | 0
5523 | 97.4825 | 0 | 97.4825 | 55 | 8.4084 | 8.9039 | 10 | 15.1702 | 0 | 15.1702 | 0 | 0 | 0 | 0 | 0 | 0 | 0 | 0 | 0 | 0 | 73.4084 | 0 | 2.9245 | 31.5916 | 0 | 0 | 0
5524 | 95.6536 | 0 | 95.6536 | 55 | 7.2194 | 8.7597 | 10 | 14.6745 | 0 | 14.6745 | 0 | 0 | 0 | 0 | 0 | 0 | 0 | 0 | 0 | 0 | 72.2194 | 0 | 2.8696 | 32.7806 | 0 | 0 | 0
5525 | 96.542 | 0 | 96.542 | 55 | 9.105 | 8.9884 | 10 | 13.4486 | 0 | 13.4486 | 0 | 0 | 0 | 0 | 0 | 0 | 0 | 0 | 0 | 0 | 74.105 | 0 | 2.8963 | 30.895 | 0 | 0 | 0
5526 | 98.5691 | 0 | 98.5691 | 55 | 11.0956 | 9.2298 | 10 | 13.2437 | 0 | 13.2437 | 0 | 0 | 0 | 0 | 0 | 0 | 0 | 0 | 0 | 0 | 76.0956 | 0 | 2.9571 | 28.9044 | 0 | 0 | 0
5527 | 96.2266 | 0 | 96.2266 | 50.0806 | 2 | 7.5299 | 10 | 12.3312 | 14.2848 | 12.3312 | 14.2848 | 0 | 0 | 0 | 0 | 0 | 0 | 0 | 0 | 0 | 62.0806 | 0 | 2.8868 | 42.9194 | 0 | 0 | -1.4211e-14
5528 | 94.7882 | 0 | 94.7882 | 42.9 | 2 | 5.9322 | 4.008 | 13.2001 | 26.7479 | 13.2001 | 26.7479 | 0 | 0 | 0 | 0 | 0 | 0 | 0 | 0 | 0 | 48.908 | 0 | 2.8436 | 56.092 | 0 | 0 | 0
5529 | 96.2985 | 0 | 96.2985 | 42.9 | 2 | 1.4211e-14 | 4 | 12.7308 | 38.103 | 12.7308 | 38.103 | 0 | 0 | 3.4353 | 0 | 0 | 0 | 3.4353 | 0 | 3.0917 | 48.9 | 0 | 2.889 | 61.018 | 0 | 0 | 0
5530 | 97.3336 | 0 | 97.3336 | 42.9 | 2 | 0 | 4 | 12.271 | 47.5792 | 12.271 | 47.5792 | 0 | 0 | 11.4166 | 0 | 0 | 0 | 11.4166 | 0 | 13.3666 | 48.9 | 0 | 2.92 | 60.1547 | 0 | 0 | 0
5531 | 96.8821 | 0 | 96.8821 | 42.9 | 2 | 0 | 4 | 10.1622 | 51.5772 | 10.1622 | 51.5772 | 0 | 0 | 12 | 0 | 1.7573 | 0 | 13.7573 | 0 | 25.7868 | 48.9 | 0 | 2.9065 | 59.9015 | 0 | 0 | 0
5532 | 95.0339 | 0 | 95.0339 | 42.9 | 2 | 0 | 4 | 12.1124 | 55 | 12.1124 | 55 | 0 | 0 | 12 | 0 | 8.9785 | 0 | 20.9785 | 0 | 44.8646 | 48.9 | 0 | 2.851 | 59.1203 | 0 | 0 | 0
5533 | 92.007 | 0 | 92.007 | 42.9 | 2 | 0 | 4 | 11.8466 | 54.7886 | 11.5749 | 53.5321 | 0.27169 | 1.2565 | 12 | 0 | 10 | 0 | 22 | 0 | 64.8842 | 48.9 | 0 | 2.7602 | 58.8445 | 0 | 0 | 0
5534 | 91.4096 | 0 | 91.4096 | 42.9 | 2 | 0 | 4 | 12.0938 | 46.1702 | 9.5374 | 36.4109 | 2.5563 | 9.7593 | 2.4815 | 0 | 0.95718 | 0 | 3.4387 | 0 | 68 | 48.9 | 0 | 2.7423 | 59.6854 | 0 | 0 | -1.5543e-14
5535 | 91.0844 | 0 | 91.0844 | 42.9 | 2 | 0 | 4 | 13.3928 | 33.9295 | 11.9387 | 30.2457 | 1.4541 | 3.6837 | 0 | 0 | 0 | 0 | 0 | 0 | 68 | 48.9 | 0 | 2.7325 | 82.8339 | 0 | 1.4211e-14 | 0
5536 | 94.4069 | 0 | 94.4069 | 42.9 | 2 | 6.0952 | 5.3522 | 12.1219 | 25.9375 | 12.1219 | 25.9375 | 0 | 0 | 0 | 0 | 0 | 0 | 0 | 0 | 68 | 50.2522 | 0 | 2.8322 | 76.7478 | 0 | 0 | 0
5537 | 101.0923 | 0 | 101.0923 | 50.3254 | 2 | 8.0158 | 10 | 13.3718 | 13.6184 | 13.3718 | 13.6184 | 0 | 0 | 0 | 0 | 0 | 3.761 | 0 | 3.761 | 63.9206 | 62.3254 | 0 | 3.0328 | 60.9136 | 0 | 0 | 0
5538 | 103.923 | 0 | 103.923 | 48.7228 | 2 | 9.7044 | 10 | 14.2102 | 6.7177e-15 | 14.2102 | 6.7177e-15 | 0 | 0 | 0 | 9.2856 | 0 | 10 | 0 | 19.2856 | 42.7568 | 60.7228 | 0 | 3.1177 | 46.9916 | 0 | 0 | 0
5539 | 112.5577 | 0 | 112.5577 | 55 | 5.1571 | 10.5325 | 10 | 15.19 | 0 | 15.19 | 0 | 0 | 0 | 0 | 12 | 0 | 4.6781 | 0 | 16.6781 | 24.3494 | 70.1571 | 0 | 3.3767 | 34.8429 | 0 | 0 | -1.4211e-14
5540 | 114.2982 | 0 | 114.2982 | 55 | 12.0959 | 10.8067 | 10 | 14.3957 | 0 | 14.3957 | 0 | 0 | 0 | 0 | 12 | 0 | 0 | 0 | 12 | 11.016 | 77.0959 | 0 | 3.4289 | 27.9041 | 0 | 0 | 0
5541 | 111.0639 | 0 | 111.0639 | 55 | 11.3597 | 10.4644 | 10 | 14.3254 | 0 | 14.3254 | 0 | 0 | 0 | 0 | 9.9144 | 0 | 0 | 0 | 9.9144 | 0 | 76.3597 | 0 | 3.3319 | 28.6403 | 0 | 0 | 0
5542 | 107.5973 | 0 | 107.5973 | 55 | 17.5938 | 10.018 | 10 | 14.9855 | 0 | 14.9855 | 0 | 0 | 0 | 0 | 0 | 0 | 0 | 0 | 0 | 0 | 82.5938 | 0 | 3.2279 | 22.4062 | 0 | 0 | -1.4211e-14
5543 | 104.3365 | 0 | 104.3365 | 55 | 13.0083 | 9.4618 | 10 | 16.8664 | 0 | 16.8664 | 0 | 0 | 0 | 0 | 0 | 0 | 0 | 0 | 0 | 0 | 78.0083 | 0 | 3.1301 | 26.9917 | 0 | 0 | 0
5544 | 93.8553 | 0 | 93.8553 | 55 | 6.8279 | 8.7122 | 10 | 13.3152 | 0 | 13.3152 | 0 | 0 | 0 | 0 | 0 | 0 | 0 | 0 | 0 | 0 | 71.8279 | 0 | 2.8157 | 33.1721 | 0 | 0 | 0
5545 | 97.2473 | 0 | 97.2473 | 55 | 7.532 | 8.7976 | 10 | 15.9177 | 0 | 15.9177 | 0 | 0 | 0 | 0 | 0 | 0 | 0 | 0 | 0 | 0 | 72.532 | 0 | 2.9174 | 32.468 | 0 | 1.4211e-14 | 0
5546 | 96.3626 | 0 | 96.3626 | 55 | 9.8128 | 9.0742 | 10 | 12.4756 | 0 | 12.4756 | 0 | 0 | 0 | 0 | 0 | 0 | 0 | 0 | 0 | 0 | 74.8128 | 0 | 2.8909 | 30.1872 | 0 | 0 | 0
5547 | 97.5042 | 0 | 97.5042 | 55 | 9.0467 | 8.9813 | 10 | 14.4762 | 0 | 14.4762 | 0 | 0 | 0 | 0 | 0 | 0 | 0 | 0 | 0 | 0 | 74.0467 | 0 | 2.9251 | 30.9533 | 0 | 0 | 0
5548 | 97.6391 | 0 | 97.6391 | 55 | 11.4086 | 9.2678 | 10 | 11.9627 | 0 | 11.9627 | 0 | 0 | 0 | 0 | 0 | 0 | 0 | 0 | 0 | 0 | 76.4086 | 0 | 2.9292 | 28.5914 | 0 | 1.4211e-14 | 0
5549 | 96.6131 | 0 | 96.6131 | 55 | 10.8022 | 9.1942 | 10 | 11.6167 | 0 | 11.6167 | 0 | 0 | 0 | 0 | 0 | 0 | 0 | 0 | 0 | 0 | 75.8022 | 0 | 2.8984 | 29.1978 | 0 | 0 | -1.4211e-14
5550 | 97.1147 | 0 | 97.1147 | 55 | 10.3875 | 9.144 | 10 | 12.5832 | 0 | 12.5832 | 0 | 0 | 0 | 0 | 0 | 0 | 0 | 0 | 0 | 0 | 75.3875 | 0 | 2.9134 | 29.6125 | 0 | 0 | 0
5551 | 98.0246 | 0 | 98.0246 | 52.5217 | 2 | 7.826 | 10 | 12.0673 | 13.6097 | 12.0673 | 13.6097 | 0 | 0 | 0 | 0 | 0 | 0 | 0 | 0 | 0 | 64.5217 | 0 | 2.9407 | 40.4783 | 0 | 1.4211e-14 | 0
5552 | 95.9349 | 0 | 95.9349 | 42.9 | 2 | 6.527 | 8.912 | 11.1534 | 24.4425 | 11.1534 | 24.4425 | 0 | 0 | 0 | 0 | 0 | 0 | 0 | 0 | 0 | 53.812 | 0 | 2.878 | 51.188 | 0 | 0 | 0
5553 | 98.529 | 0 | 98.529 | 42.9 | 2 | 1.8597 | 4 | 10.1292 | 37.64 | 10.1292 | 37.64 | 0 | 0 | 0 | 0 | 0 | 0 | 0 | 0 | 0 | 48.9 | 0 | 2.9559 | 59.7311 | 0 | 0 | 0
5554 | 93.7582 | 0 | 93.7582 | 42.9 | 2 | 0 | 4 | 9.9008 | 44.7046 | 9.9008 | 44.7046 | 0 | 0 | 9.7472 | 0 | 0 | 0 | 9.7472 | 0 | 8.7725 | 48.9 | 0 | 2.8127 | 60.3352 | 0 | 0 | 0
5555 | 97.1991 | 0 | 97.1991 | 42.9 | 2 | 0 | 4 | 9.1204 | 48.3691 | 9.1204 | 48.3691 | 0 | 0 | 9.1904 | 0 | 0 | 0 | 9.1904 | 0 | 17.0438 | 48.9 | 0 | 2.916 | 60.3955 | 0 | 0 | 0
5556 | 94.2148 | 0 | 94.2148 | 42.9 | 2 | 7.1054e-15 | 4 | 10.5906 | 50.9943 | 10.5906 | 50.9943 | 0 | 0 | 12 | 0 | 4.2701 | 0 | 16.2701 | 0 | 31.7806 | 48.9 | 0 | 2.8264 | 59.6296 | 0 | 0 | 0
5557 | 92.5689 | 0 | 92.5689 | 42.9 | 2 | 7.1054e-15 | 4 | 10.9402 | 49.2101 | 10.9402 | 49.2101 | 0 | 0 | 12 | 0 | 4.4814 | 0 | 16.4814 | 0 | 46.7123 | 48.9 | 0 | 2.7771 | 59.6068 | 0 | 1.4211e-14 | 0
5558 | 91.5087 | 0 | 91.5087 | 42.9 | 2 | 0 | 4 | 9.248 | 44.6007 | 9.248 | 44.6007 | 0 | 0 | 10.3957 | 0 | 0.8442 | 0 | 11.24 | 0 | 56.8468 | 48.9 | 0 | 2.7453 | 60.1738 | 0 | 0 | 0
5559 | 91.2994 | 0 | 91.2994 | 42.9 | 2 | 0 | 4 | 10.3923 | 37.9827 | 10.3923 | 37.9827 | 0 | 0 | 0 | 0 | 5.9755 | 0 | 5.9755 | 0 | 62.3559 | 48.9 | 0 | 2.739 | 72.7432 | 0 | 0 | 0
5560 | 93.9291 | 0 | 93.9291 | 42.9 | 2 | 6.312 | 7.1397 | 10.1142 | 25.4631 | 10.1142 | 25.4631 | 0 | 0 | 0 | 0 | 0 | 0 | 0 | 0 | 62.3559 | 52.0397 | 0 | 2.8179 | 74.9603 | 0 | 0 | 0
5561 | 103.0556 | 0 | 103.0556 | 55 | 2.0416 | 8.2392 | 10 | 12.9403 | 13.9479 | 12.9403 | 13.9479 | 0 | 0 | 0 | 0 | 0 | 0.8867 | 0 | 0.8867 | 61.3942 | 67.0416 | 0 | 3.0917 | 59.0717 | 0 | 0 | 0
5562 | 104.1191 | 0 | 104.1191 | 53.4741 | 2 | 9.9788 | 10 | 11.8696 | 6.3325e-15 | 11.8696 | 6.3325e-15 | 0 | 0 | 0 | 6.7966 | 0 | 10 | 0 | 16.7966 | 42.9959 | 65.4741 | 0 | 3.1236 | 44.7293 | 0 | 0 | 0
5563 | 109.6599 | 0 | 109.6599 | 55 | 8.2507 | 10.6252 | 10 | 11.4352 | 0 | 11.4352 | 0 | 0 | 0 | 0 | 12 | 0 | 2.3488 | 0 | 14.3488 | 27.1149 | 73.2507 | 0 | 3.2898 | 31.7493 | 0 | 0 | 0
5564 | 115.3447 | 0 | 115.3447 | 55 | 13.6645 | 10.9969 | 10 | 13.6833 | 0 | 13.6833 | 0 | 0 | 0 | 0 | 12 | 0 | 0 | 0 | 12 | 13.7816 | 78.6645 | 0 | 3.4603 | 26.3355 | 0 | 0 | 0
5565 | 110.409 | 0 | 110.409 | 55 | 10.4764 | 10.6102 | 10 | 12.3224 | 0 | 12.3224 | 0 | 0 | 0 | 0 | 12 | 0 | 0 | 0 | 12 | 0.44827 | 75.4764 | 0 | 3.3123 | 29.5236 | 0 | 0 | 0
5566 | 105.3034 | 0 | 105.3034 | 55 | 16.1514 | 9.892 | 10 | 13.8566 | 0 | 13.8566 | 0 | 0 | 0 | 0 | 0.40345 | 0 | 0 | 0 | 0.40345 | 0 | 81.1514 | 0 | 3.1591 | 23.8486 | 0 | 0 | 0
5567 | 105.2207 | 0 | 105.2207 | 55 | 16.4467 | 9.8789 | 10 | 13.8951 | 0 | 13.8951 | 0 | 0 | 0 | 0 | 0 | 0 | 0 | 0 | 0 | 0 | 81.4467 | 0 | 3.1566 | 23.5533 | 0 | 0 | -1.4211e-14
5568 | 100.2586 | 0 | 100.2586 | 55 | 11.8053 | 9.3159 | 10 | 14.1375 | 0 | 14.1375 | 0 | 0 | 0 | 0 | 0 | 0 | 0 | 0 | 0 | 0 | 76.8053 | 0 | 3.0078 | 43.1947 | 0 | 0 | 0
5569 | 100.4288 | 0 | 100.4288 | 55 | 11.5872 | 9.2895 | 10 | 14.5522 | 0 | 14.5522 | 0 | 0 | 0 | 0 | 0 | 0 | 0 | 0 | 0 | 0 | 76.5872 | 0 | 3.0129 | 43.4128 | 0 | 0 | 0
5570 | 102.0175 | 0 | 102.0175 | 55 | 14.0234 | 9.585 | 10 | 13.4091 | 0 | 13.4091 | 0 | 0 | 0 | 0 | 0 | 0 | 0 | 0 | 0 | 0 | 79.0234 | 0 | 3.0605 | 40.9766 | 0 | 0 | -1.4211e-14
5571 | 102.1298 | 0 | 102.1298 | 55 | 12.4195 | 9.3904 | 10 | 15.32 | 0 | 15.32 | 0 | 0 | 0 | 0 | 0 | 0 | 0 | 0 | 0 | 0 | 77.4195 | 0 | 3.0639 | 42.5805 | 0 | 0 | 0
5572 | 100.5805 | 0 | 100.5805 | 55 | 12.8692 | 9.445 | 10 | 13.2663 | 0 | 13.2663 | 0 | 0 | 0 | 0 | 0 | 0 | 0 | 0 | 0 | 0 | 77.8692 | 0 | 3.0174 | 42.1308 | 0 | 0 | 0
5573 | 103.0859 | 0 | 103.0859 | 55 | 15.729 | 9.7918 | 10 | 12.5651 | 0 | 12.5651 | 0 | 0 | 0 | 0 | 0 | 0 | 0 | 0 | 0 | 0 | 80.729 | 0 | 3.0926 | 39.271 | 0 | 0 | 0
5574 | 101.3094 | 0 | 101.3094 | 55 | 13.7001 | 9.5457 | 10 | 13.0636 | 0 | 13.0636 | 0 | 0 | 0 | 0 | 0 | 0 | 0 | 0 | 0 | 0 | 78.7001 | 0 | 3.0393 | 41.2999 | 0 | 0 | -1.4211e-14
5575 | 102.627 | 0 | 102.627 | 55 | 6.4815 | 8.6702 | 10 | 11.011 | 11.4644 | 11.011 | 11.4644 | 0 | 0 | 0 | 0 | 0 | 0 | 0 | 0 | 0 | 71.4815 | 0 | 3.0788 | 48.5185 | 0 | 0 | 0
5576 | 101.157 | 0 | 101.157 | 46.5914 | 2.75 | 7.1977 | 10 | 12.8737 | 21.7443 | 12.8737 | 21.7443 | 0 | 0 | 0 | 0 | 0 | 0 | 0 | 0 | 0 | 59.3414 | 0 | 3.0347 | 60.6586 | 0 | 0 | 0
5577 | 102.1954 | 0 | 102.1954 | 42.9 | 2.75 | 6.1434 | 4.9993 | 10.988 | 34.4147 | 10.988 | 34.4147 | 0 | 0 | 0 | 0 | 0 | 0 | 0 | 0 | 0 | 50.6493 | 0 | 3.0659 | 69.3507 | 0 | 0 | 0
5578 | 100.5426 | 0 | 100.5426 | 42.9 | 2.75 | 1.1593 | 4 | 8.3831 | 41.3503 | 8.3831 | 41.3503 | 0 | 0 | 0 | 0 | 0 | 0 | 0 | 0 | 0 | 49.65 | 0 | 3.0163 | 74.6868 | 0 | 0 | 0
5579 | 100.4882 | 0 | 100.4882 | 42.9 | 2.75 | 0 | 4 | 13.6143 | 39.4218 | 13.6143 | 39.4218 | 0 | 0 | 2.1979 | 0 | 0 | 0 | 2.1979 | 0 | 1.9781 | 49.65 | 0 | 3.0146 | 75.483 | 0 | 0 | 0
5580 | 96.2301 | 0 | 96.2301 | 42.9 | 2.75 | 0 | 4 | 11.0601 | 47.4187 | 11.0601 | 47.4187 | 0 | 0 | 11.8987 | 0 | 0 | 0 | 11.8987 | 0 | 12.6869 | 49.65 | 0 | 2.8869 | 74.4336 | 0 | 0 | 0
5581 | 98.1156 | 0 | 98.1156 | 42.9 | 2.75 | 0 | 4 | 10.0104 | 42.1987 | 10.0104 | 42.1987 | 0 | 0 | 3.7434 | 0 | 0 | 0 | 3.7434 | 0 | 16.056 | 49.65 | 0 | 2.9435 | 75.3158 | 0 | 0 | 0
5582 | 97.0255 | 0 | 97.0255 | 42.9 | 2.75 | 0 | 4 | 12.3352 | 42.3896 | 12.3352 | 42.3896 | 0 | 0 | 7.3493 | 0 | 0 | 0 | 7.3493 | 0 | 22.6703 | 49.65 | 0 | 2.9108 | 74.9258 | 0 | 0 | 0
5583 | 94.703 | 0 | 94.703 | 42.9 | 2.75 | 2.2946 | 4 | 11.0556 | 31.7028 | 11.0556 | 31.7028 | 0 | 0 | 0 | 0 | 0 | 0 | 0 | 0 | 22.6703 | 49.65 | 0 | 2.8411 | 85.6744 | 0 | 0 | -1.4211e-14
5584 | 99.9836 | 0 | 99.9836 | 44.7127 | 2.75 | 6.9698 | 10 | 11.7875 | 23.7637 | 11.7875 | 23.7637 | 0 | 0 | 0 | 0 | 0 | 0 | 0 | 0 | 22.6703 | 57.4627 | 0 | 2.9995 | 74.5373 | 0 | 0 | 0
5585 | 105.0627 | 0 | 105.0627 | 51.4973 | 2.75 | 8.6861 | 10 | 12.1595 | 12.6045 | 12.1595 | 12.6045 | 0 | 0 | 0 | 7.3653 | 0 | 0 | 0 | 7.3653 | 14.4866 | 64.2473 | 0 | 3.1519 | 60.3874 | 0 | 0 | 0
5586 | 109.9859 | 0 | 109.9859 | 55 | 10.1674 | 10.5728 | 10 | 12.2457 | 5.1412e-15 | 12.2457 | 5.1412e-15 | 0 | 0 | 0 | 12 | 0 | 0 | 0 | 12 | 1.1533 | 75.1674 | 0 | 3.2996 | 44.8326 | 0 | 0 | 0
5587 | 115.9341 | 0 | 115.9341 | 55 | 25.2696 | 11.0749 | 10 | 13.5515 | 0 | 13.5515 | 0 | 0 | 0 | 0 | 1.038 | 0 | 0 | 0 | 1.038 | 0 | 90.2696 | 0 | 3.478 | 29.7304 | 0 | 1.4211e-14 | 0
5588 | 120.3546 | 0 | 120.3546 | 55 | 32.1743 | 11.7865 | 10 | 11.3938 | 0 | 11.3938 | 0 | 0 | 0 | 0 | 0 | 0 | 0 | 0 | 0 | 0 | 97.1743 | 0 | 3.6106 | 22.8257 | 0 | 0 | 0
5589 | 114.7408 | 0 | 114.7408 | 55 | 26.3363 | 11.0784 | 10 | 12.326 | 0 | 12.326 | 0 | 0 | 0 | 0 | 0 | 0 | 0 | 0 | 0 | 0 | 91.3363 | 0 | 3.4422 | 28.6637 | 0 | 0 | 0
5590 | 109.6782 | 0 | 109.6782 | 55 | 19.4872 | 10.2477 | 10 | 14.9433 | 0 | 14.9433 | 0 | 0 | 0 | 0 | 0 | 0 | 0 | 0 | 0 | 0 | 84.4872 | 0 | 3.2903 | 35.5128 | 0 | 0 | 0
5591 | 105.8346 | 0 | 105.8346 | 55 | 18.7384 | 10.1569 | 10 | 11.9393 | 0 | 11.9393 | 0 | 0 | 0 | 0 | 0 | 0 | 0 | 0 | 0 | 0 | 83.7384 | 0 | 3.175 | 36.2616 | 0 | 1.4211e-14 | 0
5592 | 97.8735 | 0 | 97.8735 | 55 | 5.7507 | 8.5815 | 10 | 18.5413 | 0 | 18.5413 | 0 | 0 | 0 | 0 | 0 | 0 | 0 | 0 | 0 | 0 | 70.7507 | 0 | 2.9362 | 34.2493 | 0 | 0 | 0
5593 | 98.8257 | 0 | 98.8257 | 55 | 4.7329 | 8.4581 | 10 | 20.6348 | 0 | 20.6348 | 0 | 0 | 0 | 0 | 0 | 0 | 0 | 0 | 0 | 0 | 69.7329 | 0 | 2.9648 | 35.2671 | 0 | 0 | 0
5594 | 100.3975 | 0 | 100.3975 | 55 | 9.6078 | 9.0494 | 10 | 16.7403 | 0 | 16.7403 | 0 | 0 | 0 | 0 | 0 | 0 | 0 | 0 | 0 | 0 | 74.6078 | 0 | 3.0119 | 30.3922 | 0 | 0 | 0
5595 | 98.6208 | 0 | 98.6208 | 55 | 7.5304 | 8.7974 | 10 | 17.2929 | 0 | 17.2929 | 0 | 0 | 0 | 0 | 0 | 0 | 0 | 0 | 0 | 0 | 72.5304 | 0 | 2.9586 | 32.4696 | 0 | 0 | 0
5596 | 99.394 | 0 | 99.394 | 55 | 10.5041 | 9.1581 | 10 | 14.7318 | 0 | 14.7318 | 0 | 0 | 0 | 0 | 0 | 0 | 0 | 0 | 0 | 0 | 75.5041 | 0 | 2.9818 | 29.4959 | 0 | 0 | 0
5597 | 100.8416 | 0 | 100.8416 | 55 | 10.9841 | 9.2163 | 10 | 15.6412 | 0 | 15.6412 | 0 | 0 | 0 | 0 | 0 | 0 | 0 | 0 | 0 | 0 | 75.9841 | 0 | 3.0252 | 29.0159 | 0 | 0 | 0
5598 | 100.7163 | 0 | 100.7163 | 55 | 12.1592 | 9.3588 | 10 | 14.1982 | 0 | 14.1982 | 0 | 0 | 0 | 0 | 0 | 0 | 0 | 0 | 0 | 0 | 77.1592 | 0 | 3.0215 | 27.8408 | 0 | 1.4211e-14 | 0
5599 | 97.9987 | 0 | 97.9987 | 51.1076 | 2 | 7.6545 | 10 | 15.781 | 11.4556 | 15.781 | 11.4556 | 0 | 0 | 0 | 0 | 0 | 0 | 0 | 0 | 0 | 63.1076 | 0 | 2.94 | 41.8924 | 0 | 0 | 0
5600 | 100.2403 | 0 | 100.2403 | 44.411 | 2 | 6.8422 | 10 | 15.0976 | 21.8896 | 15.0976 | 21.8896 | 0 | 0 | 0 | 0 | 0 | 0 | 0 | 0 | 0 | 56.411 | 0 | 3.0072 | 48.589 | 0 | 0 | 0
5601 | 101.3602 | 0 | 101.3602 | 42.9 | 2 | 5.1526 | 4 | 14.087 | 33.2206 | 14.087 | 33.2206 | 0 | 0 | 0 | 0 | 0 | 0 | 0 | 0 | 0 | 48.9 | 0 | 3.0408 | 56.7944 | 0 | 0 | -1.4211e-14
5602 | 96.5202 | 0 | 96.5202 | 42.9 | 2 | 7.1054e-15 | 4 | 14.712 | 37.1898 | 14.712 | 37.1898 | 0 | 0 | 4.2815 | 0 | 0 | 0 | 4.2815 | 0 | 3.8534 | 48.9 | 0 | 2.8956 | 60.9265 | 0 | 0 | 0
5603 | 96.1484 | 0 | 96.1484 | 42.9 | 2 | 0 | 4 | 15.4949 | 41.3876 | 15.4949 | 41.3876 | 0 | 0 | 9.6342 | 0 | 0 | 0 | 9.6342 | 0 | 12.5241 | 48.9 | 0 | 2.8845 | 60.3475 | 0 | 0 | 0
5604 | 95.0878 | 0 | 95.0878 | 42.9 | 2 | 0 | 4 | 13.3486 | 46.5412 | 13.3486 | 46.5412 | 0 | 0 | 12 | 0 | 1.702 | 0 | 13.702 | 0 | 24.8933 | 48.9 | 0 | 2.8526 | 59.9074 | 0 | 0 | 0
5605 | 98.4085 | 0 | 98.4085 | 42.9 | 2 | 1.4211e-14 | 4 | 14.1176 | 46.2338 | 14.1176 | 46.2338 | 0 | 0 | 10.8429 | 0 | 0 | 0 | 10.8429 | 0 | 34.6519 | 48.9 | 0 | 2.9523 | 61.6634 | 0 | 0 | 0
5606 | 93.8539 | 0 | 93.8539 | 42.9 | 2 | 1.4211e-14 | 4 | 15.5777 | 39.4161 | 15.5777 | 39.4161 | 0 | 0 | 10.0399 | 0 | 0 | 0 | 10.0399 | 0 | 43.6878 | 48.9 | 0 | 2.8156 | 61.7503 | 0 | 0 | 0
5607 | 92.4571 | 0 | 92.4571 | 42.9 | 2 | 0 | 4 | 14.0712 | 32.2738 | 14.0712 | 32.2738 | 0 | 0 | 2.7879 | 0 | 0 | 0 | 2.7879 | 0 | 46.1969 | 48.9 | 0 | 2.7737 | 62.5348 | 0 | 0 | 0
5608 | 100.312 | 0 | 100.312 | 42.9 | 2 | 6.5882 | 9.4166 | 15.2051 | 24.2021 | 15.2051 | 24.2021 | 0 | 0 | 0 | 0 | 0 | 0 | 0 | 0 | 46.1969 | 54.3166 | 0 | 3.0094 | 64.1301 | 0 | 0 | 0
5609 | 105.2279 | 0 | 105.2279 | 50.1541 | 2 | 8.1837 | 10 | 16.9575 | 12.6158 | 16.9575 | 12.6158 | 0 | 0 | 0 | 3.87 | 0 | 1.4467 | 0 | 5.3168 | 40.3277 | 62.1541 | 0 | 3.1568 | 50.9758 | 0 | 0 | 0
5610 | 109.6836 | 0 | 109.6836 | 55 | 5.7042 | 10.0314 | 10 | 16.948 | 5.6413e-15 | 16.948 | 5.6413e-15 | 0 | 0 | 0 | 12 | 0 | 0 | 0 | 12 | 26.9943 | 70.7042 | 0 | 3.2905 | 34.2958 | 0 | 0 | 0
5611 | 116.1666 | 0 | 116.1666 | 55 | 13.4756 | 10.974 | 10 | 14.7169 | 0 | 14.7169 | 0 | 0 | 0 | 0 | 12 | 0 | 0 | 0 | 12 | 13.661 | 78.4756 | 0 | 3.485 | 26.5244 | 0 | 0 | 0
5612 | 120.7802 | 0 | 120.7802 | 55 | 15.3764 | 11.2046 | 10 | 17.1992 | 0 | 17.1992 | 0 | 0 | 0 | 0 | 12 | 0 | 0 | 0 | 12 | 0.32768 | 80.3764 | 0 | 3.6234 | 24.6236 | 0 | 0 | -1.4211e-14
5613 | 113.5726 | 0 | 113.5726 | 55 | 20.4902 | 10.4051 | 10 | 17.3825 | 0 | 17.3825 | 0 | 0 | 0 | 0 | 0.29491 | 0 | 0 | 0 | 0.29491 | -5.5511e-17 | 85.4902 | 0 | 3.4072 | 19.5098 | 0 | 1.4211e-14 | 0
5614 | 109.5279 | 0 | 109.5279 | 55 | 17.0395 | 9.9508 | 10 | 17.5376 | 0 | 17.5376 | 0 | 0 | 0 | 0 | -4.996e-17 | 0 | 0 | 0 | -4.996e-17 | 0 | 82.0395 | 0 | 3.2858 | 22.9605 | 0 | 0 | -1.4211e-14
5615 | 108.4178 | 0 | 108.4178 | 55 | 14.9584 | 9.6984 | 10 | 18.7609 | 0 | 18.7609 | 0 | 0 | 0 | 0 | 0 | 0 | 0 | 0 | 0 | 0 | 79.9584 | 0 | 3.2525 | 25.0416 | 0 | 0 | 0
5616 | 92.9355 | 0 | 92.9355 | 55 | 2.6348 | 8.2036 | 10 | 17.0971 | 0 | 17.0971 | 0 | 0 | 0 | 0 | 0 | 0 | 0 | 0 | 0 | 0 | 67.6348 | 0 | 2.7881 | 37.3652 | 0 | 0 | -1.4211e-14
5617 | 94.7206 | 0 | 94.7206 | 55 | 4.9046 | 8.4789 | 10 | 16.3371 | 0 | 16.3371 | 0 | 0 | 0 | 0 | 0 | 0 | 0 | 0 | 0 | 0 | 69.9046 | 0 | 2.8416 | 35.0954 | 0 | 0 | 0
5618 | 96.3874 | 0 | 96.3874 | 55 | 7.5029 | 8.7941 | 10 | 15.0904 | 0 | 15.0904 | 0 | 0 | 0 | 0 | 0 | 0 | 0 | 0 | 0 | 0 | 72.5029 | 0 | 2.8916 | 32.4971 | 0 | 1.4211e-14 | 0
5619 | 97.4157 | 0 | 97.4157 | 55 | 9.2137 | 9.0016 | 10 | 14.2004 | 0 | 14.2004 | 0 | 0 | 0 | 0 | 0 | 0 | 0 | 0 | 0 | 0 | 74.2137 | 0 | 2.9225 | 30.7863 | 0 | 0 | -1.4211e-14
5620 | 95.2575 | 0 | 95.2575 | 55 | 5.4168 | 8.541 | 10 | 16.2997 | 0 | 16.2997 | 0 | 0 | 0 | 0 | 0 | 0 | 0 | 0 | 0 | 0 | 70.4168 | 0 | 2.8577 | 34.5832 | 0 | 0 | 0
5621 | 96.682 | 0 | 96.682 | 55 | 7.9187 | 8.8445 | 10 | 14.9188 | 0 | 14.9188 | 0 | 0 | 0 | 0 | 0 | 0 | 0 | 0 | 0 | 0 | 72.9187 | 0 | 2.9005 | 32.0813 | 0 | 0 | 0
5622 | 97.1756 | 0 | 97.1756 | 55 | 10.2408 | 9.1262 | 10 | 12.8086 | 0 | 12.8086 | 0 | 0 | 0 | 0 | 0 | 0 | 0 | 0 | 0 | 0 | 75.2408 | 0 | 2.9153 | 29.7592 | 0 | 1.4211e-14 | 0
5623 | 96.6578 | 0 | 96.6578 | 51.4373 | 2 | 7.6945 | 10 | 12.9194 | 12.6066 | 12.9194 | 12.6066 | 0 | 0 | 0 | 0 | 0 | 0 | 0 | 0 | 0 | 63.4373 | 0 | 2.8997 | 41.5627 | 0 | 0 | 0
5624 | 95.4135 | 0 | 95.4135 | 42.9 | 2 | 6.2295 | 6.4596 | 14.0799 | 23.7445 | 14.0799 | 23.7445 | 0 | 0 | 0 | 0 | 0 | 0 | 0 | 0 | 0 | 51.3596 | 0 | 2.8624 | 53.6404 | 0 | 0 | 0
5625 | 95.4088 | 0 | 95.4088 | 42.9 | 2 | 0 | 4 | 13.2338 | 33.4912 | 13.2338 | 33.4912 | 0 | 0 | 0.21621 | 0 | 0 | 0 | 0.21621 | 0 | 0.19459 | 48.9 | 0 | 2.8623 | 61.3662 | 0 | 0 | 0
5626 | 98.2177 | 0 | 98.2177 | 42.9 | 2 | 0 | 4 | 12.1717 | 43.3188 | 12.1717 | 43.3188 | 0 | 0 | 6.1728 | 0 | 0 | 0 | 6.1728 | 0 | 5.7501 | 48.9 | 0 | 2.9465 | 60.7219 | 0 | 0 | 0
5627 | 96.2778 | 0 | 96.2778 | 42.9 | 2 | 0 | 4 | 12.0609 | 45.2764 | 12.0609 | 45.2764 | 0 | 0 | 9.9594 | 0 | 0 | 0 | 9.9594 | 0 | 14.7136 | 48.9 | 0 | 2.8883 | 60.3123 | 0 | 0 | 0
5628 | 94.4044 | 0 | 94.4044 | 42.9 | 2 | 0 | 4 | 12.0029 | 47.8651 | 12.0029 | 47.8651 | 0 | 0 | 12 | 0 | 2.3636 | 0 | 14.3636 | 0 | 27.6928 | 48.9 | 0 | 2.8321 | 59.8359 | 0 | 0 | 0
5629 | 93.2986 | 0 | 93.2986 | 42.9 | 2 | 0 | 4 | 13.2472 | 40.7558 | 13.2472 | 40.7558 | 0 | 0 | 9.6044 | 0 | 0 | 0 | 9.6044 | 0 | 36.3368 | 48.9 | 0 | 2.799 | 62.3598 | 0 | 0 | 0
5630 | 93.37 | 0 | 93.37 | 42.9 | 2 | 0 | 4 | 14.7658 | 43.6395 | 14.7658 | 43.6395 | 0 | 0 | 12 | 0 | 1.9353 | 0 | 13.9353 | 0 | 48.9211 | 48.9 | 0 | 2.8011 | 59.8822 | 0 | 0 | 0
5631 | 90.1022 | 0 | 90.1022 | 42.9 | 2 | 0 | 4 | 13.1203 | 34.4152 | 13.1203 | 34.4152 | 0 | 0 | 3.3804 | 0 | 2.9529 | 0 | 6.3333 | 0 | 54.6859 | 48.9 | 0 | 2.7031 | 60.7045 | 0 | 0 | 0
5632 | 98.3341 | 0 | 98.3341 | 43.8216 | 2 | 6.7707 | 10 | 12.4612 | 23.2805 | 12.4612 | 23.2805 | 0 | 0 | 0 | 0 | 0 | 0 | 0 | 0 | 54.6859 | 55.8216 | 0 | 2.95 | 67.3425 | 0 | 0 | -1.4211e-14
5633 | 99.1792 | 0 | 99.1792 | 50.0012 | 2 | 7.9049 | 10 | 13.3806 | 12.7214 | 13.3806 | 12.7214 | 0 | 0 | 0 | 0 | 0 | 3.171 | 0 | 3.171 | 51.2464 | 62.0012 | 0 | 2.9754 | 57.9918 | 0 | 0 | 0
5634 | 106.885 | 0 | 106.885 | 55 | 3.6657 | 10.1472 | 10 | 13.079 | 6.0396e-15 | 13.079 | 6.0396e-15 | 0 | 0 | 0 | 12 | 0 | 2.993 | 0 | 14.993 | 34.6667 | 68.6657 | 0 | 3.2065 | 36.3343 | 0 | 0 | 0
5635 | 111.5241 | 0 | 111.5241 | 55 | 10.8 | 10.6495 | 10 | 13.0746 | 0 | 13.0746 | 0 | 0 | 0 | 0 | 12 | 0 | 0 | 0 | 12 | 21.3333 | 75.8 | 0 | 3.3457 | 29.2 | 0 | 0 | -1.4211e-14
5636 | 118.4127 | 0 | 118.4127 | 55 | 16.2526 | 11.3109 | 10 | 13.8492 | 0 | 13.8492 | 0 | 0 | 0 | 0 | 12 | 0 | 0 | 0 | 12 | 8 | 81.2526 | 0 | 3.5524 | 23.7474 | 0 | 0 | 0
5637 | 113.9906 | 0 | 113.9906 | 55 | 16.6023 | 10.7711 | 10 | 14.4172 | 0 | 14.4172 | 0 | 0 | 0 | 0 | 7.2 | 0 | 0 | 0 | 7.2 | 0 | 81.6023 | 0 | 3.4197 | 23.3977 | 0 | 0 | 0
5638 | 107.7679 | 0 | 107.7679 | 55 | 17.2705 | 9.9788 | 10 | 15.5186 | 0 | 15.5186 | 0 | 0 | 0 | 0 | 0 | 0 | 0 | 0 | 0 | 0 | 82.2705 | 0 | 3.233 | 22.7295 | 0 | 0 | 0
5639 | 104.1658 | 0 | 104.1658 | 55 | 14.9772 | 9.7006 | 10 | 14.488 | 0 | 14.488 | 0 | 0 | 0 | 0 | 0 | 0 | 0 | 0 | 0 | 0 | 79.9772 | 0 | 3.125 | 25.0228 | 0 | 1.4211e-14 | 0
5640 | 93.4375 | 0 | 93.4375 | 55 | 5.1862 | 8.5131 | 10 | 14.7383 | 0 | 14.7383 | 0 | 0 | 0 | 0 | 0 | 0 | 0 | 0 | 0 | 0 | 70.1862 | 0 | 2.8031 | 34.8138 | 0 | 0 | 0
5641 | 90.5575 | 0 | 90.5575 | 55 | 4.2831 | 8.4035 | 10 | 12.8709 | 0 | 12.8709 | 0 | 0 | 0 | 0 | 0 | 0 | 0 | 0 | 0 | 0 | 69.2831 | 0 | 2.7167 | 35.7169 | 0 | 0 | 0
5642 | 95.2651 | 0 | 95.2651 | 55 | 7.3558 | 8.7762 | 10 | 14.1331 | 0 | 14.1331 | 0 | 0 | 0 | 0 | 0 | 0 | 0 | 0 | 0 | 0 | 72.3558 | 0 | 2.858 | 32.6442 | 0 | 0 | 0
5643 | 93.359 | 0 | 93.359 | 55 | 4.8335 | 8.4703 | 10 | 15.0552 | 0 | 15.0552 | 0 | 0 | 0 | 0 | 0 | 0 | 0 | 0 | 0 | 0 | 69.8335 | 0 | 2.8008 | 35.1665 | 0 | 0 | 0
5644 | 91.9658 | 0 | 91.9658 | 55 | 4.5727 | 8.4387 | 10 | 13.9545 | 0 | 13.9545 | 0 | 0 | 0 | 0 | 0 | 0 | 0 | 0 | 0 | 0 | 69.5727 | 0 | 2.759 | 35.4273 | 0 | 0 | 0
5645 | 93.687 | 0 | 93.687 | 55 | 6.9197 | 8.7233 | 10 | 13.044 | 0 | 13.044 | 0 | 0 | 0 | 0 | 0 | 0 | 0 | 0 | 0 | 0 | 71.9197 | 0 | 2.8106 | 33.0803 | 0 | 0 | 0
5646 | 97.0674 | 0 | 97.0674 | 55 | 9.6238 | 9.0513 | 10 | 13.3923 | 0 | 13.3923 | 0 | 0 | 0 | 0 | 0 | 0 | 0 | 0 | 0 | 0 | 74.6238 | 0 | 2.912 | 30.3762 | 0 | 0 | 0
5647 | 92.2954 | 0 | 92.2954 | 48.536 | 2 | 7.3426 | 10 | 11.9236 | 12.4932 | 11.9236 | 12.4932 | 0 | 0 | 0 | 0 | 0 | 0 | 0 | 0 | 0 | 60.536 | 0 | 2.7689 | 44.464 | 0 | 0 | 0
5648 | 92.8597 | 0 | 92.8597 | 42.9 | 2 | 6.3371 | 7.3463 | 12.2499 | 22.0264 | 12.2499 | 22.0264 | 0 | 0 | 0 | 0 | 0 | 0 | 0 | 0 | 0 | 52.2463 | 0 | 2.7858 | 52.7537 | 0 | 0 | 0
5649 | 95.0302 | 0 | 95.0302 | 42.9 | 2 | 0 | 4 | 13.483 | 34.1538 | 13.483 | 34.1538 | 0 | 0 | 1.5066 | 0 | 0 | 0 | 1.5066 | 0 | 1.356 | 48.9 | 0 | 2.8509 | 61.2266 | 0 | 0 | 0
5650 | 91.7389 | 0 | 91.7389 | 42.9 | 2 | 0 | 4 | 12.7478 | 37.3537 | 12.7478 | 37.3537 | 0 | 0 | 7.2627 | 0 | 0 | 0 | 7.2627 | 0 | 7.8924 | 48.9 | 0 | 2.7522 | 60.604 | 0 | 0 | 0
5651 | 90.2735 | 0 | 90.2735 | 42.9 | 2 | 0 | 4 | 11.2126 | 41.521 | 11.2126 | 41.521 | 0 | 0 | 11.3601 | 0 | 0 | 0 | 11.3601 | 0 | 18.1164 | 48.9 | 0 | 2.7082 | 60.1608 | 0 | 0 | 0
5652 | 89.5277 | 0 | 89.5277 | 42.9 | 2 | 1.4211e-14 | 4 | 11.2314 | 48.3298 | 11.2314 | 48.3298 | 0 | 0 | 12 | 0 | 6.9335 | 0 | 18.9335 | 0 | 35.3088 | 48.9 | 0 | 2.6858 | 59.3415 | 0 | 0 | 0
5653 | 90.3274 | 0 | 90.3274 | 42.9 | 2 | 0 | 4 | 11.3912 | 38.2905 | 11.3912 | 38.2905 | 0 | 0 | 8.2542 | 0 | 0 | 0 | 8.2542 | 0 | 42.7376 | 48.9 | 0 | 2.7098 | 66.3902 | 0 | 0 | 0
5654 | 87.8812 | 0 | 87.8812 | 42.9 | 2 | 7.1054e-15 | 4 | 10.8789 | 37.0349 | 10.8789 | 37.0349 | 0 | 0 | 8.9326 | 0 | 0 | 0 | 8.9326 | 0 | 50.7769 | 48.9 | 0 | 2.6364 | 66.3169 | 0 | 1.4211e-14 | 0
5655 | 87.2188 | 0 | 87.2188 | 42.9 | 2 | 0 | 4 | 11.7354 | 30.9929 | 11.7354 | 30.9929 | 0 | 0 | 4.0172 | 0 | 0.39232 | 0 | 4.4095 | 0 | 54.7541 | 48.9 | 0 | 2.6166 | 60.9126 | 0 | 0 | 0
5656 | 94.5841 | 0 | 94.5841 | 42.9 | 2 | 6.5008 | 8.696 | 14.4851 | 20.0022 | 14.4851 | 20.0022 | 0 | 0 | 0 | 0 | 0 | 0 | 0 | 0 | 54.7541 | 53.596 | 0 | 2.8375 | 69.631 | 0 | 0 | 0
5657 | 97.1829 | 0 | 97.1829 | 49.3329 | 2 | 8.1151 | 10 | 10.7599 | 11.4023 | 10.7599 | 11.4023 | 0 | 0 | 0 | 0 | 0 | 5.5726 | 0 | 5.5726 | 48.7098 | 61.3329 | 0 | 2.9155 | 56.3214 | 0 | 1.4211e-14 | 0
5658 | 103.384 | 0 | 103.384 | 55 | 4.5645 | 9.9725 | 10 | 11.1926 | 5.7794e-15 | 11.1926 | 5.7794e-15 | 0 | 0 | 0 | 12 | 0 | 0.65438 | 0 | 12.6544 | 34.6667 | 69.5645 | 0 | 3.1015 | 35.4355 | 0 | 0 | 0
5659 | 107.419 | 0 | 107.419 | 55 | 6.7523 | 10.1585 | 10 | 13.5081 | 0 | 13.5081 | 0 | 0 | 0 | 0 | 12 | 0 | 0 | 0 | 12 | 21.3333 | 71.7523 | 0 | 3.2226 | 33.2477 | 0 | 0 | 0
5660 | 111.9373 | 0 | 111.9373 | 55 | 11.1398 | 10.6907 | 10 | 13.1067 | 0 | 13.1067 | 0 | 0 | 0 | 0 | 12 | 0 | 0 | 0 | 12 | 8 | 76.1398 | 0 | 3.3581 | 28.8602 | 0 | 0 | 0
5661 | 106.7761 | 0 | 106.7761 | 55 | 11.1882 | 10.1144 | 10 | 13.2736 | 0 | 13.2736 | 0 | 0 | 0 | 0 | 7.2 | 0 | 0 | 0 | 7.2 | 0 | 76.1882 | 0 | 3.2033 | 28.8118 | 0 | 0 | -1.4211e-14
5662 | 103.4805 | 0 | 103.4805 | 55 | 14.214 | 9.6081 | 10 | 14.6585 | 0 | 14.6585 | 0 | 0 | 0 | 0 | 0 | 0 | 0 | 0 | 0 | 0 | 79.214 | 0 | 3.1044 | 25.786 | 0 | 0 | 0
5663 | 100.2815 | 0 | 100.2815 | 55 | 11.082 | 9.2282 | 10 | 14.9712 | 0 | 14.9712 | 0 | 0 | 0 | 0 | 0 | 0 | 0 | 0 | 0 | 0 | 76.082 | 0 | 3.0084 | 28.918 | 0 | 0 | -1.4211e-14
5664 | 93.5895 | 0 | 93.5895 | 55 | 4.8331 | 8.4702 | 10 | 15.2862 | 0 | 15.2862 | 0 | 0 | 0 | 0 | 0 | 0 | 0 | 0 | 0 | 0 | 69.8331 | 0 | 2.8077 | 35.1669 | 0 | 0 | 0
5665 | 95.4648 | 0 | 95.4648 | 55 | 5.2177 | 8.5169 | 10 | 16.7302 | 0 | 16.7302 | 0 | 0 | 0 | 0 | 0 | 0 | 0 | 0 | 0 | 0 | 70.2177 | 0 | 2.8639 | 34.7823 | 0 | 0 | 0
5666 | 95.4334 | 0 | 95.4334 | 55 | 8.2392 | 8.8834 | 10 | 13.3108 | 0 | 13.3108 | 0 | 0 | 0 | 0 | 0 | 0 | 0 | 0 | 0 | 0 | 73.2392 | 0 | 2.863 | 31.7608 | 0 | 0 | 0
5667 | 97.575 | 0 | 97.575 | 55 | 9.4045 | 9.0247 | 10 | 14.1458 | 0 | 14.1458 | 0 | 0 | 0 | 0 | 0 | 0 | 0 | 0 | 0 | 0 | 74.4045 | 0 | 2.9273 | 30.5955 | 0 | 0 | 0
5668 | 96.8683 | 0 | 96.8683 | 55 | 10.0708 | 9.1055 | 10 | 12.6919 | 0 | 12.6919 | 0 | 0 | 0 | 0 | 0 | 0 | 0 | 0 | 0 | 0 | 75.0708 | 0 | 2.906 | 29.9292 | 0 | 0 | 0
5669 | 95.3228 | 0 | 95.3228 | 55 | 7.6681 | 8.8141 | 10 | 13.8406 | 0 | 13.8406 | 0 | 0 | 0 | 0 | 0 | 0 | 0 | 0 | 0 | 0 | 72.6681 | 0 | 2.8597 | 32.3319 | 0 | 0 | 0
5670 | 96.6329 | 0 | 96.6329 | 55 | 9.5954 | 9.0479 | 10 | 12.9896 | 0 | 12.9896 | 0 | 0 | 0 | 0 | 0 | 0 | 0 | 0 | 0 | 0 | 74.5954 | 0 | 2.899 | 30.4046 | 0 | 0 | 0
5671 | 98.8973 | 0 | 98.8973 | 52.3117 | 2 | 7.8005 | 10 | 12.8122 | 13.9728 | 12.8122 | 13.9728 | 0 | 0 | 0 | 0 | 0 | 0 | 0 | 0 | 0 | 64.3117 | 0 | 2.9669 | 40.6883 | 0 | 0 | 0
5672 | 98.4156 | 0 | 98.4156 | 43.4136 | 2 | 6.7213 | 10 | 12.7832 | 23.4976 | 12.7832 | 23.4976 | 0 | 0 | 0 | 0 | 0 | 0 | 0 | 0 | 0 | 55.4136 | 0 | 2.9525 | 49.5864 | 0 | 0 | 0
5673 | 98.727 | 0 | 98.727 | 42.9 | 2 | 1.0351 | 4 | 12.6317 | 36.1602 | 12.6317 | 36.1602 | 0 | 0 | 0 | 0 | 0 | 0 | 0 | 0 | 0 | 48.9 | 0 | 2.9618 | 60.4664 | 0 | 0 | 0
5674 | 98.3533 | 0 | 98.3533 | 42.9 | 2 | 0 | 4 | 12.302 | 42.6704 | 12.302 | 42.6704 | 0 | 0 | 5.5191 | 0 | 0 | 0 | 5.5191 | 0 | 4.9672 | 48.9 | 0 | 2.9506 | 60.7926 | 0 | 0 | 0
5675 | 95.5212 | 0 | 95.5212 | 42.9 | 2 | 0 | 4 | 12.6273 | 47.2231 | 12.6273 | 47.2231 | 0 | 0 | 12 | 0 | 1.2291 | 0 | 13.2291 | 0 | 16.9004 | 48.9 | 0 | 2.8656 | 59.9586 | 0 | 0 | 0
5676 | 96.3692 | 0 | 96.3692 | 42.9 | 2 | 0 | 4 | 11.9935 | 48.7139 | 11.9935 | 48.7139 | 0 | 0 | 12 | 0 | 1.2382 | 0 | 13.2382 | 0 | 28.842 | 48.9 | 0 | 2.8911 | 59.9576 | 0 | 0 | 0
5677 | 93.4363 | 0 | 93.4363 | 42.9 | 2 | 0 | 4 | 13.2657 | 49.4841 | 13.2657 | 49.4841 | 0 | 0 | 12 | 0 | 6.2135 | 0 | 18.2135 | 0 | 45.3705 | 48.9 | 0 | 2.8031 | 59.4194 | 0 | 0 | 0
5678 | 94.773 | 0 | 94.773 | 42.9 | 2 | 0 | 4 | 13.0124 | 42.5877 | 13.0124 | 42.5877 | 0 | 0 | 9.7271 | 0 | 0 | 0 | 9.7271 | 0 | 54.1249 | 48.9 | 0 | 2.8432 | 67.7161 | 0 | 0 | 0
5679 | 91.4111 | 0 | 91.4111 | 42.9 | 2 | 0 | 4 | 11.6492 | 38.8689 | 11.6492 | 38.8689 | 0 | 0 | 2.0872 | 0 | 5.9199 | 0 | 8.007 | 0 | 61.4611 | 48.9 | 0 | 2.7423 | 60.5235 | 0 | 0 | 0
5680 | 94.9155 | 0 | 94.9155 | 42.9 | 2 | 6.2335 | 6.4923 | 12.9966 | 24.2931 | 12.9966 | 24.2931 | 0 | 0 | 0 | 0 | 0 | 0 | 0 | 0 | 61.4611 | 51.3923 | 0 | 2.8475 | 75.6077 | 0 | 0 | 0
5681 | 99.0238 | 0 | 99.0238 | 45.509 | 2 | 7.7913 | 10 | 13.3941 | 13.603 | 13.3941 | 13.603 | 0 | 0 | 0 | 0 | 0 | 6.7264 | 0 | 6.7264 | 54.1654 | 57.509 | 0 | 2.9707 | 62.7646 | 0 | 0 | 0
5682 | 104.9503 | 0 | 104.9503 | 50.9156 | 2 | 9.7762 | 10 | 14.5743 | 6.856e-15 | 14.5743 | 6.856e-15 | 0 | 0 | 0 | 12 | 0 | 5.6842 | 0 | 17.6842 | 34.6667 | 62.9156 | 0 | 3.1485 | 42.0844 | 0 | 1.4211e-14 | 0
5683 | 111.3932 | 0 | 111.3932 | 55 | 10.3533 | 10.5953 | 10 | 13.4446 | 0 | 13.4446 | 0 | 0 | 0 | 0 | 12 | 0 | 0 | 0 | 12 | 21.3333 | 75.3533 | 0 | 3.3418 | 29.6467 | 0 | 0 | 0
5684 | 118.3384 | 0 | 118.3384 | 55 | 15.17 | 11.1795 | 10 | 14.9888 | 0 | 14.9888 | 0 | 0 | 0 | 0 | 12 | 0 | 0 | 0 | 12 | 8 | 80.17 | 0 | 3.5502 | 24.83 | 0 | 0 | 0
5685 | 111.8206 | 0 | 111.8206 | 55 | 13.007 | 10.335 | 10 | 16.2786 | 0 | 16.2786 | 0 | 0 | 0 | 0 | 7.2 | 0 | 0 | 0 | 7.2 | 0 | 78.007 | 0 | 3.3546 | 26.993 | 0 | 0 | 0
5686 | 107.4023 | 0 | 107.4023 | 55 | 16.9067 | 9.9347 | 10 | 15.5609 | 0 | 15.5609 | 0 | 0 | 0 | 0 | 0 | 0 | 0 | 0 | 0 | 0 | 81.9067 | 0 | 3.2221 | 23.0933 | 0 | 0 | 0
5687 | 102.0388 | 0 | 102.0388 | 55 | 12.0599 | 9.3468 | 10 | 15.6321 | 0 | 15.6321 | 0 | 0 | 0 | 0 | 0 | 0 | 0 | 0 | 0 | 0 | 77.0599 | 0 | 3.0612 | 27.9401 | 0 | 0 | 0
5688 | 89.6182 | 0 | 89.6182 | 51.6079 | 2 | 7.7152 | 10 | 18.2952 | 0 | 18.2952 | 0 | 0 | 0 | 0 | 0 | 0 | 0 | 0 | 0 | 0 | 63.6079 | 0 | 2.6885 | 41.3921 | 0 | 0 | 0
5689 | 90.3937 | 0 | 90.3937 | 51.4038 | 2 | 7.6904 | 10 | 19.2995 | 0 | 19.2995 | 0 | 0 | 0 | 0 | 0 | 0 | 0 | 0 | 0 | 0 | 63.4038 | 0 | 2.7118 | 41.5962 | 0 | 1.4211e-14 | 0
5690 | 89.9495 | 0 | 89.9495 | 52.8568 | 2 | 7.8667 | 10 | 17.226 | 0 | 17.226 | 0 | 0 | 0 | 0 | 0 | 0 | 0 | 0 | 0 | 0 | 64.8568 | 0 | 2.6985 | 40.1432 | 0 | 0 | 0
5691 | 92.9898 | 0 | 92.9898 | 54.6722 | 2 | 8.0869 | 10 | 18.2308 | 0 | 18.2308 | 0 | 0 | 0 | 0 | 0 | 0 | 0 | 0 | 0 | 0 | 66.6722 | 0 | 2.7897 | 38.3278 | 0 | 0 | 0
5692 | 89.6223 | 0 | 89.6223 | 52.2136 | 2 | 7.7886 | 10 | 17.6201 | 0 | 17.6201 | 0 | 0 | 0 | 0 | 0 | 0 | 0 | 0 | 0 | 0 | 64.2136 | 0 | 2.6887 | 40.7864 | 0 | 0 | 0
5693 | 92.0848 | 0 | 92.0848 | 55 | 2.6463 | 8.205 | 10 | 16.2335 | 0 | 16.2335 | 0 | 0 | 0 | 0 | 0 | 0 | 0 | 0 | 0 | 0 | 67.6463 | 0 | 2.7625 | 37.3537 | 0 | 0 | 0
5694 | 89.4121 | 0 | 89.4121 | 53.4924 | 2 | 7.9437 | 10 | 15.976 | 0 | 15.976 | 0 | 0 | 0 | 0 | 0 | 0 | 0 | 0 | 0 | 0 | 65.4924 | 0 | 2.6824 | 39.5076 | 0 | 0 | 0
5695 | 93.3268 | 0 | 93.3268 | 48.1138 | 2 | 7.2914 | 10 | 14.2079 | 11.7137 | 14.2079 | 11.7137 | 0 | 0 | 0 | 0 | 0 | 0 | 0 | 0 | 0 | 60.1138 | 0 | 2.7998 | 44.8862 | 0 | 0 | 0
5696 | 92.7722 | 0 | 92.7722 | 42.9 | 2 | 5.4798 | 4 | 15.2781 | 23.1143 | 15.2781 | 23.1143 | 0 | 0 | 0 | 0 | 0 | 0 | 0 | 0 | 0 | 48.9 | 0 | 2.7832 | 56.5026 | 0 | 0 | 0
5697 | 90.6105 | 0 | 90.6105 | 42.9 | 2 | 0 | 4 | 14.367 | 31.8126 | 14.367 | 31.8126 | 0 | 0 | 4.4691 | 0 | 0 | 0 | 4.4691 | 0 | 4.0222 | 48.9 | 0 | 2.7183 | 60.9062 | 0 | 0 | 0
5698 | 90.8158 | 0 | 90.8158 | 42.9 | 2 | 0 | 4 | 14.9749 | 40.6986 | 14.9749 | 40.6986 | 0 | 0 | 12 | 0 | 1.7576 | 0 | 13.7576 | 0 | 16.4427 | 48.9 | 0 | 2.7245 | 59.9014 | 0 | 0 | 0
5699 | 87.463 | 0 | 87.463 | 42.9 | 2 | 0 | 4 | 16.0344 | 45.7787 | 15.7101 | 44.8529 | 0.32428 | 0.92582 | 12 | 0 | 10 | 0 | 22 | 0 | 36.4622 | 48.9 | 0 | 2.6239 | 58.8746 | 0 | 0 | 0
5700 | 88.2704 | 0 | 88.2704 | 42.9 | 2 | 0 | 4 | 15.0541 | 42.7147 | 15.0541 | 42.7147 | 0 | 0 | 12 | 0 | 6.3984 | 0 | 18.3984 | 0 | 53.1613 | 48.9 | 0 | 2.6481 | 59.3994 | 0 | 0 | 0
5701 | 89.5238 | 0 | 89.5238 | 42.9 | 2 | 7.1054e-15 | 4 | 13.967 | 42.9453 | 13.7826 | 42.3782 | 0.18446 | 0.56716 | 12 | 0 | 3.537 | 0 | 15.537 | 0 | 67.2222 | 48.9 | 0 | 2.6857 | 59.6276 | 0 | 1.7764e-15 | 0
5702 | 88.9329 | 0 | 88.9329 | 42.9 | 2 | 7.1054e-15 | 4 | 14.8553 | 38.7548 | 11.3326 | 29.5646 | 3.5227 | 9.1902 | 0.86421 | 0 | 0 | 0 | 0.86421 | 0 | 68 | 48.9 | 0 | 2.668 | 69.921 | 0 | 1.7431e-14 | 0
5703 | 85.8583 | 0 | 85.8583 | 42.9 | 2 | 7.1054e-15 | 4 | 15.5853 | 32.1367 | 12.07 | 24.8883 | 3.5153 | 7.2485 | 0 | 0 | 0 | 0 | 0 | 0 | 68 | 48.9 | 0 | 2.5757 | 82.2253 | 0 | 0 | 0
5704 | 90.239 | 0 | 90.239 | 42.9 | 2 | 5.9437 | 4.1029 | 15.676 | 19.6164 | 15.676 | 19.6164 | 0 | 0 | 0 | 0 | 0 | 0 | 0 | 0 | 68 | 49.0029 | 0 | 2.7072 | 77.9971 | 0 | 0 | 0
5705 | 94.4367 | 0 | 94.4367 | 48.556 | 2 | 7.345 | 10 | 15.5287 | 11.007 | 15.5287 | 11.007 | 0 | 0 | 0 | 0 | 0 | 0 | 0 | 0 | 68 | 60.556 | 0 | 2.8331 | 66.444 | 0 | 0 | 0
5706 | 101.2208 | 0 | 101.2208 | 48.2263 | 2 | 9.1187 | 10 | 16.9229 | 5.6184e-15 | 16.9229 | 5.6184e-15 | 0 | 0 | 0 | 4.9528 | 0 | 10 | 0 | 14.9528 | 51.6503 | 60.2263 | 0 | 3.0366 | 51.8208 | 0 | 0 | 0
5707 | 105.4767 | 0 | 105.4767 | 47.905 | 2 | 9.7451 | 10 | 15.3874 | 0 | 15.3874 | 0 | 0 | 0 | 0 | 12 | 0 | 8.4391 | 0 | 20.4391 | 29.1635 | 59.905 | 0 | 3.1643 | 45.095 | 0 | 1.4211e-14 | 0
5708 | 112.3148 | 0 | 112.3148 | 55 | 8.1581 | 10.3291 | 10 | 16.8277 | 0 | 16.8277 | 0 | 0 | 0 | 0 | 12 | 0 | 0 | 0 | 12 | 15.8302 | 73.1581 | 0 | 3.3694 | 31.8419 | 0 | 0 | 0
5709 | 107.6179 | 0 | 107.6179 | 55 | 4.1148 | 9.8386 | 10 | 16.6645 | 0 | 16.6645 | 0 | 0 | 0 | 0 | 12 | 0 | 0 | 0 | 12 | 2.4968 | 69.1148 | 0 | 3.2285 | 35.8852 | 0 | 0 | 0
5710 | 103.8213 | 0 | 103.8213 | 55 | 10.1717 | 9.3903 | 10 | 17.0121 | 0 | 17.0121 | 0 | 0 | 0 | 0 | 2.2472 | 0 | 0 | 0 | 2.2472 | 0 | 75.1717 | 0 | 3.1146 | 29.8283 | 0 | 0 | -2.8422e-14
5711 | 97.8391 | 0 | 97.8391 | 55 | 5.2834 | 8.5249 | 10 | 19.0309 | 0 | 19.0309 | 0 | 0 | 0 | 0 | 0 | 0 | 0 | 0 | 0 | 0 | 70.2834 | 0 | 2.9352 | 34.7166 | 0 | 0 | 0
5712 | 94.4138 | 0 | 94.4138 | 55 | 4.2799 | 8.4031 | 10 | 16.7308 | 0 | 16.7308 | 0 | 0 | 0 | 0 | 0 | 0 | 0 | 0 | 0 | 0 | 69.2799 | 0 | 2.8324 | 35.7201 | 0 | 0 | 0
5713 | 95.8717 | 0 | 95.8717 | 55 | 7.192 | 8.7564 | 10 | 14.9234 | 0 | 14.9234 | 0 | 0 | 0 | 0 | 0 | 0 | 0 | 0 | 0 | 0 | 72.192 | 0 | 2.8762 | 32.808 | 0 | 0 | 0
5714 | 97.7925 | 0 | 97.7925 | 55 | 6.332 | 8.6521 | 10 | 17.8084 | 0 | 17.8084 | 0 | 0 | 0 | 0 | 0 | 0 | 0 | 0 | 0 | 0 | 71.332 | 0 | 2.9338 | 33.668 | 0 | 0 | 0
5715 | 99.6907 | 0 | 99.6907 | 55 | 7.8165 | 8.8321 | 10 | 18.0421 | 0 | 18.0421 | 0 | 0 | 0 | 0 | 0 | 0 | 0 | 0 | 0 | 0 | 72.8165 | 0 | 2.9907 | 32.1835 | 0 | 0 | 0
5716 | 100.2562 | 0 | 100.2562 | 55 | 9.4998 | 9.0363 | 10 | 16.7201 | 0 | 16.7201 | 0 | 0 | 0 | 0 | 0 | 0 | 0 | 0 | 0 | 0 | 74.4998 | 0 | 3.0077 | 30.5002 | 0 | 0 | 0
5717 | 100.5722 | 0 | 100.5722 | 55 | 11.6949 | 9.3025 | 10 | 14.5747 | 0 | 14.5747 | 0 | 0 | 0 | 0 | 0 | 0 | 0 | 0 | 0 | 0 | 76.6949 | 0 | 3.0172 | 28.3051 | 0 | 0 | -1.4211e-14
5718 | 99.259 | 0 | 99.259 | 55 | 8.2055 | 8.8793 | 10 | 17.1742 | 0 | 17.1742 | 0 | 0 | 0 | 0 | 0 | 0 | 0 | 0 | 0 | 0 | 73.2055 | 0 | 2.9778 | 31.7945 | 0 | 0 | 0
5719 | 97.8814 | 0 | 97.8814 | 51.3663 | 2 | 7.6859 | 10 | 15.2511 | 11.5782 | 15.2511 | 11.5782 | 0 | 0 | 0 | 0 | 0 | 0 | 0 | 0 | 0 | 63.3663 | 0 | 2.9364 | 41.6337 | 0 | 0 | 0
5720 | 99.8464 | 0 | 99.8464 | 44.4549 | 2 | 6.8476 | 10 | 14.0248 | 22.5191 | 14.0248 | 22.5191 | 0 | 0 | 0 | 0 | 0 | 0 | 0 | 0 | 0 | 56.4549 | 0 | 2.9954 | 48.5451 | 0 | 0 | 0
5721 | 100.0472 | 0 | 100.0472 | 42.9 | 2 | 4.1073 | 4 | 14.3015 | 32.7384 | 14.3015 | 32.7384 | 0 | 0 | 0 | 0 | 0 | 0 | 0 | 0 | 0 | 48.9 | 0 | 3.0014 | 57.7266 | 0 | 0 | 0
5722 | 97.8878 | 0 | 97.8878 | 42.9 | 2 | 0 | 4 | 12.4647 | 37.0511 | 12.4647 | 37.0511 | 0 | 0 | 0.52804 | 0 | 0 | 0 | 0.52804 | 0 | 0.47524 | 48.9 | 0 | 2.9366 | 61.3325 | 0 | 0 | 0
5723 | 95.6181 | 0 | 95.6181 | 42.9 | 2 | 0 | 4 | 14.0962 | 42.193 | 14.0962 | 42.193 | 0 | 0 | 9.5711 | 0 | 0 | 0 | 9.5711 | 0 | 9.0892 | 48.9 | 0 | 2.8685 | 60.3543 | 0 | 0 | 0
5724 | 97.4189 | 0 | 97.4189 | 42.9 | 2 | 0 | 4 | 13.449 | 44.5207 | 13.449 | 44.5207 | 0 | 0 | 9.4508 | 0 | 0 | 0 | 9.4508 | 0 | 17.595 | 48.9 | 0 | 2.9226 | 60.3673 | 0 | 0 | 0
5725 | 94.3765 | 0 | 94.3765 | 42.9 | 2 | 7.1054e-15 | 4 | 12.7141 | 50.4053 | 12.7141 | 50.4053 | 0 | 0 | 12 | 0 | 5.6429 | 0 | 17.6429 | 0 | 33.5974 | 48.9 | 0 | 2.8313 | 59.4811 | 0 | 0 | 0
5726 | 92.624 | 0 | 92.624 | 42.9 | 2 | 7.1054e-15 | 4 | 13.6304 | 39.961 | 13.6304 | 39.961 | 0 | 0 | 9.8675 | 0 | 0 | 0 | 9.8675 | 0 | 42.4782 | 48.9 | 0 | 2.7787 | 65.1187 | 0 | 0 | 0
5727 | 94.4889 | 0 | 94.4889 | 42.9 | 2 | 0 | 4 | 14.6701 | 31.6961 | 14.6701 | 31.6961 | 0 | 0 | 0.77728 | 0 | 0 | 0 | 0.77728 | 0 | 43.1777 | 48.9 | 0 | 2.8347 | 66.102 | 0 | 0 | 0
5728 | 95.7756 | 0 | 95.7756 | 42.9 | 2 | 6.3906 | 7.7878 | 14.5922 | 22.1049 | 14.5922 | 22.1049 | 0 | 0 | 0 | 0 | 0 | 0 | 0 | 0 | 43.1777 | 52.6878 | 0 | 2.8733 | 69.1087 | 0 | 0 | 0
5729 | 103.7291 | 0 | 103.7291 | 48.0947 | 2 | 7.9994 | 10 | 17.839 | 11.9398 | 17.839 | 11.9398 | 0 | 0 | 0 | 1.0598 | 0 | 4.7965 | 0 | 5.8563 | 36.7976 | 60.0947 | 0 | 3.1119 | 55.8455 | 0 | 0 | 0
5730 | 105.96 | 0 | 105.96 | 55 | 3.6617 | 9.7837 | 10 | 15.5147 | 5.8457e-15 | 15.5147 | 5.8457e-15 | 0 | 0 | 0 | 12 | 0 | 0 | 0 | 12 | 23.4643 | 68.6617 | 0 | 3.1788 | 36.3383 | 0 | 0 | 0
5731 | 111.7767 | 0 | 111.7767 | 55 | 8.1566 | 10.3289 | 10 | 16.2912 | 0 | 16.2912 | 0 | 0 | 0 | 0 | 12 | 0 | 0 | 0 | 12 | 10.131 | 73.1566 | 0 | 3.3533 | 31.8434 | 0 | 0 | 0
5732 | 116.9968 | 0 | 116.9968 | 55 | 16.6234 | 11.0063 | 10 | 15.2492 | 0 | 15.2492 | 0 | 0 | 0 | 0 | 9.1179 | 0 | 0 | 0 | 9.1179 | -1.7764e-15 | 81.6234 | 0 | 3.5099 | 23.3766 | 0 | 1.4211e-14 | 0
5733 | 113.5579 | 0 | 113.5579 | 55 | 20.5791 | 10.3801 | 10 | 17.5987 | 0 | 17.5987 | 0 | 0 | 0 | 0 | -1.5987e-15 | 0 | 0 | 0 | -1.5987e-15 | 0 | 85.5791 | 0 | 3.4067 | 19.4209 | 0 | 0 | 0
5734 | 109.1287 | 0 | 109.1287 | 55 | 18.2352 | 10.0958 | 10 | 15.7977 | 0 | 15.7977 | 0 | 0 | 0 | 0 | 0 | 0 | 0 | 0 | 0 | 0 | 83.2352 | 0 | 3.2739 | 21.7648 | 0 | 0 | 0
5735 | 103.6426 | 0 | 103.6426 | 55 | 10.7716 | 9.1905 | 10 | 18.6805 | 0 | 18.6805 | 0 | 0 | 0 | 0 | 0 | 0 | 0 | 0 | 0 | 0 | 75.7716 | 0 | 3.1093 | 29.2284 | 0 | 0 | 0
5736 | 92.7066 | 0 | 92.7066 | 55 | 4.3992 | 8.4176 | 10 | 14.8898 | 0 | 14.8898 | 0 | 0 | 0 | 0 | 0 | 0 | 0 | 0 | 0 | 0 | 69.3992 | 0 | 2.7812 | 35.6008 | 0 | 0 | 0
5737 | 94.082 | 0 | 94.082 | 55 | 6.3585 | 8.6553 | 10 | 14.0683 | 0 | 14.0683 | 0 | 0 | 0 | 0 | 0 | 0 | 0 | 0 | 0 | 0 | 71.3585 | 0 | 2.8225 | 33.6415 | 0 | 0 | -1.4211e-14
5738 | 93.0884 | 0 | 93.0884 | 55 | 4.6752 | 8.4511 | 10 | 14.9622 | 0 | 14.9622 | 0 | 0 | 0 | 0 | 0 | 0 | 0 | 0 | 0 | 0 | 69.6752 | 0 | 2.7927 | 35.3248 | 0 | 0 | 0
5739 | 96.7701 | 0 | 96.7701 | 55 | 9.3213 | 9.0146 | 10 | 13.4342 | 0 | 13.4342 | 0 | 0 | 0 | 0 | 0 | 0 | 0 | 0 | 0 | 0 | 74.3213 | 0 | 2.9031 | 30.6787 | 0 | 0 | 0
5740 | 93.9263 | 0 | 93.9263 | 55 | 7.7343 | 8.8221 | 10 | 12.37 | 0 | 12.37 | 0 | 0 | 0 | 0 | 0 | 0 | 0 | 0 | 0 | 0 | 72.7343 | 0 | 2.8178 | 32.2657 | 0 | 0 | 0
5741 | 97.2924 | 0 | 97.2924 | 55 | 10.4877 | 9.1561 | 10 | 12.6487 | 0 | 12.6487 | 0 | 0 | 0 | 0 | 0 | 0 | 0 | 0 | 0 | 0 | 75.4877 | 0 | 2.9188 | 29.5123 | 0 | 0 | 0
5742 | 97.7415 | 0 | 97.7415 | 55 | 11.8741 | 9.3243 | 10 | 11.5432 | 0 | 11.5432 | 0 | 0 | 0 | 0 | 0 | 0 | 0 | 0 | 0 | 0 | 76.8741 | 0 | 2.9322 | 28.1259 | 0 | 1.4211e-14 | 0
5743 | 95.447 | 0 | 95.447 | 46.8457 | 2 | 7.1375 | 10 | 13.261 | 16.2028 | 13.261 | 16.2028 | 0 | 0 | 0 | 0 | 0 | 0 | 0 | 0 | 0 | 58.8457 | 0 | 2.8634 | 46.1543 | 0 | 0 | 0
5744 | 96.1962 | 0 | 96.1962 | 42.9 | 2 | 6.1527 | 5.8264 | 10.7443 | 28.5728 | 10.7443 | 28.5728 | 0 | 0 | 0 | 0 | 0 | 0 | 0 | 0 | 0 | 50.7264 | 0 | 2.8859 | 54.2736 | 0 | 0 | 0
5745 | 93.2967 | 0 | 93.2967 | 42.9 | 2 | 7.1054e-15 | 4 | 12.3443 | 37.0044 | 12.3443 | 37.0044 | 0 | 0 | 4.9519 | 0 | 0 | 0 | 4.9519 | 0 | 4.4567 | 48.9 | 0 | 2.7989 | 60.854 | 0 | 0 | 0
5746 | 97.1213 | 0 | 97.1213 | 42.9 | 2 | 0 | 4 | 12.4082 | 48.7235 | 12.4082 | 48.7235 | 0 | 0 | 12 | 0 | 0.91041 | 0 | 12.9104 | 0 | 16.0961 | 48.9 | 0 | 2.9136 | 59.9931 | 0 | 0 | 0
5747 | 92.8434 | 0 | 92.8434 | 42.9 | 2 | 0 | 4 | 11.7021 | 54.3709 | 11.6791 | 54.2643 | 0.022951 | 0.10664 | 12 | 0 | 10 | 0 | 22 | 0 | 36.1156 | 48.9 | 0 | 2.7853 | 58.9958 | 0 | 0 | 0
5748 | 94.8455 | 0 | 94.8455 | 42.9 | 2 | 7.1054e-15 | 4 | 10.4725 | 51.2641 | 10.4725 | 51.2641 | 0 | 0 | 12 | 0 | 3.7911 | 0 | 15.7911 | 0 | 50.4108 | 48.9 | 0 | 2.8454 | 59.6815 | 0 | 1.4211e-14 | 0
5749 | 92.3549 | 0 | 92.3549 | 42.9 | 2 | 7.1054e-15 | 4 | 11.1957 | 50.5733 | 11.1957 | 50.5733 | 0 | 0 | 12 | 0 | 6.3141 | 0 | 18.3141 | 0 | 67.0322 | 48.9 | 0 | 2.7706 | 59.4085 | 0 | 1.4211e-14 | 0
5750 | 92.2541 | 0 | 92.2541 | 42.9 | 2 | 0 | 4 | 10.0964 | 44.8539 | 8.1603 | 36.2526 | 1.9361 | 8.6013 | 0.3814 | 0 | 0.67743 | 0 | 1.0588 | 0 | 68 | 48.9 | 0 | 2.7676 | 60.1352 | 0 | 0 | -6.2172e-15
5751 | 90.137 | 0 | 90.137 | 42.9 | 2 | 7.1054e-15 | 4 | 10.5649 | 39.8327 | 8.6446 | 32.5924 | 1.9203 | 7.2402 | 0 | 0 | 0 | 0 | 0 | 0 | 68 | 48.9 | 0 | 2.7041 | 82.3987 | 0 | 0 | 0
5752 | 96.5025 | 0 | 96.5025 | 42.9 | 2 | 6.0984 | 5.3787 | 12.8847 | 27.2407 | 12.8847 | 27.2407 | 0 | 0 | 0 | 0 | 0 | 0 | 0 | 0 | 68 | 50.2787 | 0 | 2.8951 | 76.7213 | 0 | 0 | 0
5753 | 100.2144 | 0 | 100.2144 | 46.9755 | 2 | 8.1459 | 10 | 11.1084 | 13.8013 | 11.1084 | 13.8013 | 0 | 0 | 0 | 0 | 0 | 8.1833 | 0 | 8.1833 | 59.1239 | 58.9755 | 0 | 3.0064 | 59.8412 | 0 | 0 | 0
5754 | 104.4095 | 0 | 104.4095 | 49.1456 | 2 | 10.085 | 10 | 11.1789 | 6.1149e-15 | 11.1789 | 6.1149e-15 | 0 | 0 | 0 | 12 | 0 | 10 | 0 | 22 | 34.9441 | 61.1456 | 0 | 3.1323 | 43.8544 | 0 | 0 | 0
5755 | 108.7279 | 0 | 108.7279 | 55 | 9.0381 | 10.4668 | 10 | 11.9673 | 0 | 11.9673 | 0 | 0 | 0 | 0 | 12 | 0 | 0.25576 | 0 | 12.2558 | 21.3333 | 74.0381 | 0 | 3.2618 | 30.9619 | 0 | 1.4211e-14 | 0
5756 | 114.0672 | 0 | 114.0672 | 55 | 13.7875 | 11.0119 | 10 | 12.2679 | 0 | 12.2679 | 0 | 0 | 0 | 0 | 12 | 0 | 0 | 0 | 12 | 8 | 78.7875 | 0 | 3.422 | 26.2125 | 0 | 0 | 0
5757 | 108.689 | 0 | 108.689 | 55 | 13.0194 | 10.3365 | 10 | 13.1331 | 0 | 13.1331 | 0 | 0 | 0 | 0 | 7.2 | 0 | 0 | 0 | 7.2 | 0 | 78.0194 | 0 | 3.2607 | 26.9806 | 0 | 0 | 0
5758 | 107.2013 | 0 | 107.2013 | 55 | 20.4522 | 10.3647 | 10 | 11.3844 | 0 | 11.3844 | 0 | 0 | 0 | 0 | 0 | 0 | 0 | 0 | 0 | 0 | 85.4522 | 0 | 3.216 | 19.5478 | 0 | 0 | 0
5759 | 100.9328 | 0 | 100.9328 | 55 | 12.4135 | 9.3897 | 10 | 14.1296 | 0 | 14.1296 | 0 | 0 | 0 | 0 | 0 | 0 | 0 | 0 | 0 | 0 | 77.4135 | 0 | 3.028 | 27.5865 | 0 | 0 | -1.4211e-14
5760 | 92.3708 | 0 | 92.3708 | 55 | 2.3756 | 8.1722 | 10 | 16.823 | 0 | 16.823 | 0 | 0 | 0 | 0 | 0 | 0 | 0 | 0 | 0 | 0 | 67.3756 | 0 | 2.7711 | 37.6244 | 0 | 0 | 0
5761 | 92.5647 | 0 | 92.5647 | 55 | 2.5029 | 8.1876 | 10 | 16.8742 | 0 | 16.8742 | 0 | 0 | 0 | 0 | 0 | 0 | 0 | 0 | 0 | 0 | 67.5029 | 0 | 2.7769 | 37.4971 | 0 | 0 | -1.4211e-14
5762 | 91.9691 | 0 | 91.9691 | 55 | 5.5705 | 8.5597 | 10 | 12.8389 | 0 | 12.8389 | 0 | 0 | 0 | 0 | 0 | 0 | 0 | 0 | 0 | 0 | 70.5705 | 0 | 2.7591 | 34.4295 | 0 | 0 | 0
5763 | 93.5542 | 0 | 93.5542 | 55 | 4.2614 | 8.4009 | 10 | 15.8919 | 0 | 15.8919 | 0 | 0 | 0 | 0 | 0 | 0 | 0 | 0 | 0 | 0 | 69.2614 | 0 | 2.8066 | 35.7386 | 0 | 0 | 0
5764 | 94.6005 | 0 | 94.6005 | 55 | 5.455 | 8.5457 | 10 | 15.5999 | 0 | 15.5999 | 0 | 0 | 0 | 0 | 0 | 0 | 0 | 0 | 0 | 0 | 70.455 | 0 | 2.838 | 34.545 | 0 | 0 | 0
5765 | 95.8036 | 0 | 95.8036 | 55 | 6.1727 | 8.6327 | 10 | 15.9982 | 0 | 15.9982 | 0 | 0 | 0 | 0 | 0 | 0 | 0 | 0 | 0 | 0 | 71.1727 | 0 | 2.8741 | 33.8273 | 0 | 0 | 0
5766 | 95.9371 | 0 | 95.9371 | 55 | 9.0981 | 8.9876 | 10 | 12.8514 | 0 | 12.8514 | 0 | 0 | 0 | 0 | 0 | 0 | 0 | 0 | 0 | 0 | 74.0981 | 0 | 2.8781 | 30.9019 | 0 | 0 | 0
5767 | 97.2746 | 0 | 97.2746 | 51.8029 | 2 | 7.7388 | 10 | 11.9597 | 13.7732 | 11.9597 | 13.7732 | 0 | 0 | 0 | 0 | 0 | 0 | 0 | 0 | 0 | 63.8029 | 0 | 2.9182 | 41.1971 | 0 | 1.4211e-14 | 0
5768 | 94.9579 | 0 | 94.9579 | 42.9 | 2 | 6.2286 | 6.4519 | 12.8288 | 24.5486 | 12.8288 | 24.5486 | 0 | 0 | 0 | 0 | 0 | 0 | 0 | 0 | 0 | 51.3519 | 0 | 2.8487 | 53.6481 | 0 | 0 | 0
5769 | 95.1662 | 0 | 95.1662 | 42.9 | 2 | 0 | 4 | 13.6268 | 34.52 | 13.6268 | 34.52 | 0 | 0 | 1.8806 | 0 | 0 | 0 | 1.8806 | 0 | 1.6925 | 48.9 | 0 | 2.855 | 61.1862 | 0 | 0 | 0
5770 | 92.1647 | 0 | 92.1647 | 42.9 | 2 | 0 | 4 | 12.681 | 48.9089 | 12.681 | 48.9089 | 0 | 0 | 12 | 0 | 6.3252 | 0 | 18.3252 | 0 | 18.324 | 48.9 | 0 | 2.7649 | 59.4073 | 0 | 0 | 0
5771 | 91.6155 | 0 | 91.6155 | 42.9 | 2 | 0 | 4 | 13.2254 | 55 | 12.545 | 52.1705 | 0.68039 | 2.8295 | 12 | 0 | 10 | 0 | 22 | 0 | 38.3436 | 48.9 | 0 | 2.7485 | 58.6302 | 0 | 0 | -1.4211e-14
5772 | 94.794 | 0 | 94.794 | 42.9 | 2 | 0 | 4 | 11.5845 | 53.889 | 11.1932 | 52.0686 | 0.39132 | 1.8204 | 12 | 0 | 5.3679 | 0 | 17.3679 | 0 | 54.0925 | 48.9 | 0 | 2.8438 | 59.2717 | 0 | 3.5527e-15 | 0
5773 | 92.7916 | 0 | 92.7916 | 42.9 | 2 | 7.1054e-15 | 4 | 10.8582 | 49.6712 | 10.0262 | 45.8653 | 0.83198 | 3.8059 | 12 | 0 | 0 | 0 | 12 | 0 | 64.8925 | 48.9 | 0 | 2.7837 | 69.5899 | 0 | 0 | -1.4211e-14
5774 | 92.488 | 0 | 92.488 | 42.9 | 2 | 1.4211e-14 | 4 | 13.0803 | 49.2564 | 9.8707 | 37.1701 | 3.2096 | 12.0863 | 3.4528 | 0 | 0 | 0 | 3.4528 | 0 | 68 | 48.9 | 0 | 2.7746 | 69.3615 | 0 | 4.885e-15 | 0
5775 | 89.0634 | 0 | 89.0634 | 42.9 | 2 | 0 | 4 | 12.3956 | 38.4796 | 9.7857 | 30.3777 | 2.6099 | 8.1019 | 0 | 0 | 0 | 0 | 0 | 0 | 68 | 48.9 | 0 | 2.6719 | 82.2309 | 0 | 0 | 0
5776 | 93.3098 | 0 | 93.3098 | 42.9 | 2 | 6.0241 | 4.7659 | 12.1097 | 25.51 | 12.1097 | 25.51 | 0 | 0 | 0 | 0 | 0 | 0 | 0 | 0 | 68 | 49.6659 | 0 | 2.7993 | 77.3341 | 0 | 0 | 0
5777 | 97.9278 | 0 | 97.9278 | 48.6433 | 2 | 7.5881 | 10 | 13.5103 | 14.2693 | 13.5103 | 14.2693 | 0 | 0 | 0 | 0 | 0 | 1.9168 | 0 | 1.9168 | 65.921 | 60.6433 | 0 | 2.9378 | 64.4399 | 0 | 0 | 0
5778 | 103.7299 | 0 | 103.7299 | 46.7827 | 2 | 9.6007 | 10 | 14.9758 | 7.2003e-15 | 14.9758 | 7.2003e-15 | 0 | 0 | 0 | 10.3707 | 0 | 10 | 0 | 20.3707 | 43.5515 | 58.7827 | 0 | 3.1119 | 47.8466 | 0 | 0 | -1.4211e-14
5779 | 109.1059 | 0 | 109.1059 | 55 | 2.2249 | 10.4005 | 10 | 12.9581 | 0 | 12.9581 | 0 | 0 | 0 | 0 | 12 | 0 | 6.5223 | 0 | 18.5223 | 23.1437 | 67.2249 | 0 | 3.2732 | 37.7751 | 0 | 0 | -1.4211e-14
5780 | 114.4972 | 0 | 114.4972 | 55 | 9.9331 | 10.5444 | 10 | 17.0197 | 0 | 17.0197 | 0 | 0 | 0 | 0 | 12 | 0 | 0 | 0 | 12 | 9.8104 | 74.9331 | 0 | 3.4349 | 30.0669 | 0 | 0 | 0
5781 | 110.8147 | 0 | 110.8147 | 55 | 10.7366 | 10.2572 | 10 | 15.9916 | 0 | 15.9916 | 0 | 0 | 0 | 0 | 8.8293 | 0 | 0 | 0 | 8.8293 | 0 | 75.7366 | 0 | 3.3244 | 29.2634 | 0 | 0 | 0
5782 | 106.4278 | 0 | 106.4278 | 55 | 17.4982 | 10.0064 | 10 | 13.9232 | 0 | 13.9232 | 0 | 0 | 0 | 0 | 0 | 0 | 0 | 0 | 0 | 0 | 82.4982 | 0 | 3.1928 | 22.5018 | 0 | 0 | 0
5783 | 99.4528 | 0 | 99.4528 | 55 | 9.6636 | 9.0561 | 10 | 15.733 | 0 | 15.733 | 0 | 0 | 0 | 0 | 0 | 0 | 0 | 0 | 0 | 0 | 74.6636 | 0 | 2.9836 | 30.3364 | 0 | 0 | 0
5784 | 91.6126 | 0 | 91.6126 | 54.927 | 2 | 8.1177 | 10 | 16.5679 | 0 | 16.5679 | 0 | 0 | 0 | 0 | 0 | 0 | 0 | 0 | 0 | 0 | 66.927 | 0 | 2.7484 | 38.073 | 0 | 0 | 0
5785 | 92.1189 | 0 | 92.1189 | 55 | 2.6729 | 8.2082 | 10 | 16.2378 | 0 | 16.2378 | 0 | 0 | 0 | 0 | 0 | 0 | 0 | 0 | 0 | 0 | 67.6729 | 0 | 2.7636 | 37.3271 | 0 | 0 | 0
5786 | 93.1629 | 0 | 93.1629 | 55 | 4.5281 | 8.4333 | 10 | 15.2015 | 0 | 15.2015 | 0 | 0 | 0 | 0 | 0 | 0 | 0 | 0 | 0 | 0 | 69.5281 | 0 | 2.7949 | 35.4719 | 0 | 0 | 0
5787 | 96.7027 | 0 | 96.7027 | 55 | 6.2234 | 8.6389 | 10 | 16.8405 | 0 | 16.8405 | 0 | 0 | 0 | 0 | 0 | 0 | 0 | 0 | 0 | 0 | 71.2234 | 0 | 2.9011 | 33.7766 | 0 | 0 | -1.4211e-14
5788 | 93.9689 | 0 | 93.9689 | 55 | 5.7694 | 8.5838 | 10 | 14.6156 | 0 | 14.6156 | 0 | 0 | 0 | 0 | 0 | 0 | 0 | 0 | 0 | 0 | 70.7694 | 0 | 2.8191 | 34.2306 | 0 | 0 | 0
5789 | 93.9563 | 0 | 93.9563 | 55 | 5.2603 | 8.5221 | 10 | 15.1739 | 0 | 15.1739 | 0 | 0 | 0 | 0 | 0 | 0 | 0 | 0 | 0 | 0 | 70.2603 | 0 | 2.8187 | 34.7397 | 0 | 0 | 0
5790 | 95.351 | 0 | 95.351 | 55 | 7.4748 | 8.7907 | 10 | 14.0856 | 0 | 14.0856 | 0 | 0 | 0 | 0 | 0 | 0 | 0 | 0 | 0 | 0 | 72.4748 | 0 | 2.8605 | 32.5252 | 0 | 0 | 0
5791 | 94.1574 | 0 | 94.1574 | 49.7622 | 2 | 7.4913 | 10 | 13.7266 | 11.1773 | 13.7266 | 11.1773 | 0 | 0 | 0 | 0 | 0 | 0 | 0 | 0 | 0 | 61.7622 | 0 | 2.8247 | 43.2378 | 0 | 1.4211e-14 | 0
5792 | 94.9711 | 0 | 94.9711 | 42.9 | 2 | 6.0926 | 5.3305 | 16.2741 | 22.3738 | 16.2741 | 22.3738 | 0 | 0 | 0 | 0 | 0 | 0 | 0 | 0 | 0 | 50.2305 | 0 | 2.8491 | 54.7695 | 0 | 0 | 0
5793 | 93.348 | 0 | 93.348 | 42.9 | 2 | 2.0443 | 4 | 13.3896 | 29.0142 | 13.3896 | 29.0142 | 0 | 0 | 0 | 0 | 0 | 0 | 0 | 0 | 0 | 48.9 | 0 | 2.8004 | 59.5665 | 0 | 0 | 0
5794 | 94.1748 | 0 | 94.1748 | 42.9 | 2 | 0 | 4 | 14.8203 | 42.2862 | 14.8203 | 42.2862 | 0 | 0 | 11.8316 | 0 | 0 | 0 | 11.8316 | 0 | 10.6485 | 48.9 | 0 | 2.8252 | 60.1098 | 0 | 0 | 0
5795 | 93.1104 | 0 | 93.1104 | 42.9 | 2 | 0 | 4 | 12.0611 | 45.4703 | 12.0611 | 45.4703 | 0 | 0 | 12 | 0 | 1.321 | 0 | 13.321 | 0 | 22.6663 | 48.9 | 0 | 2.7933 | 59.9487 | 0 | 0 | 0
5796 | 93.5813 | 0 | 93.5813 | 42.9 | 2 | 1.4211e-14 | 4 | 11.4904 | 44.6047 | 11.4904 | 44.6047 | 0 | 0 | 11.4138 | 0 | 0 | 0 | 11.4138 | 0 | 32.9388 | 48.9 | 0 | 2.8074 | 61.2778 | 0 | 0 | 0
5797 | 92.0229 | 0 | 92.0229 | 42.9 | 2 | 7.1054e-15 | 4 | 11.7453 | 45.4646 | 11.7453 | 45.4646 | 0 | 0 | 12 | 0 | 2.087 | 0 | 14.087 | 0 | 45.6629 | 48.9 | 0 | 2.7607 | 59.8658 | 0 | 1.4211e-14 | 0
5798 | 91.2185 | 0 | 91.2185 | 42.9 | 2 | 0 | 4 | 12.3928 | 34.9832 | 12.3928 | 34.9832 | 0 | 0 | 5.0575 | 0 | 0 | 0 | 5.0575 | 0 | 50.2146 | 48.9 | 0 | 2.7366 | 63.7393 | 0 | 0 | 0
5799 | 88.9366 | 0 | 88.9366 | 42.9 | 2 | 0 | 4 | 10.8113 | 34.2761 | 10.8113 | 34.2761 | 0 | 0 | 1.0305 | 0 | 4.0204 | 0 | 5.0508 | 0 | 54.8486 | 48.9 | 0 | 2.6681 | 60.8433 | 0 | 0 | 0
5800 | 93.3236 | 0 | 93.3236 | 42.9 | 2 | 6.1301 | 5.6393 | 13.5495 | 23.1047 | 13.5495 | 23.1047 | 0 | 0 | 0 | 0 | 0 | 0 | 0 | 0 | 54.8486 | 50.5393 | 0 | 2.7997 | 72.7748 | 0 | 0 | 0
5801 | 101.5686 | 0 | 101.5686 | 49.51 | 2 | 7.9828 | 10 | 14.8353 | 12.9363 | 14.8353 | 12.9363 | 0 | 0 | 0 | 0 | 0 | 4.3042 | 0 | 4.3042 | 50.1801 | 61.51 | 0 | 3.0471 | 57.4999 | 0 | 0 | 0
5802 | 102.1788 | 0 | 102.1788 | 52.1017 | 2 | 9.4744 | 10 | 14.5929 | 5.4856e-15 | 14.5929 | 5.4856e-15 | 0 | 0 | 0 | 12 | 0 | 2.0099 | 0 | 14.0099 | 34.6667 | 64.1017 | 0 | 3.0654 | 40.8983 | 0 | 0 | 0
5803 | 110.5323 | 0 | 110.5323 | 55 | 8.6596 | 10.3899 | 10 | 14.4829 | 0 | 14.4829 | 0 | 0 | 0 | 0 | 12 | 0 | 0 | 0 | 12 | 21.3333 | 73.6596 | 0 | 3.316 | 31.3404 | 0 | 0 | -1.4211e-14
5804 | 117.0104 | 0 | 117.0104 | 55 | 14.4952 | 11.0977 | 10 | 14.4175 | 0 | 14.4175 | 0 | 0 | 0 | 0 | 12 | 0 | 0 | 0 | 12 | 8 | 79.4952 | 0 | 3.5103 | 25.5048 | 0 | 0 | 0
5805 | 108.0096 | 0 | 108.0096 | 55 | 10.4031 | 10.0191 | 10 | 15.3874 | 0 | 15.3874 | 0 | 0 | 0 | 0 | 7.2 | 0 | 0 | 0 | 7.2 | 0 | 75.4031 | 0 | 3.2403 | 29.5969 | 0 | 1.4211e-14 | 0
5806 | 103.7121 | 0 | 103.7121 | 55 | 14.2623 | 9.6139 | 10 | 14.8359 | 0 | 14.8359 | 0 | 0 | 0 | 0 | 0 | 0 | 0 | 0 | 0 | 0 | 79.2623 | 0 | 3.1114 | 25.7377 | 0 | 0 | 0
5807 | 101.2735 | 0 | 101.2735 | 55 | 10.9564 | 9.213 | 10 | 16.1041 | 0 | 16.1041 | 0 | 0 | 0 | 0 | 0 | 0 | 0 | 0 | 0 | 0 | 75.9564 | 0 | 3.0382 | 29.0436 | 0 | 0 | 0
5808 | 95.5087 | 0 | 95.5087 | 55 | 8.0492 | 8.8603 | 10 | 13.5991 | 0 | 13.5991 | 0 | 0 | 0 | 0 | 0 | 0 | 0 | 0 | 0 | 0 | 73.0492 | 0 | 2.8653 | 31.9508 | 0 | 0 | 0
5809 | 93.6268 | 0 | 93.6268 | 55 | 5.7064 | 8.5762 | 10 | 14.3442 | 0 | 14.3442 | 0 | 0 | 0 | 0 | 0 | 0 | 0 | 0 | 0 | 0 | 70.7064 | 0 | 2.8088 | 34.2936 | 0 | 0 | 0
5810 | 97.5114 | 0 | 97.5114 | 55 | 9.6818 | 9.0584 | 10 | 13.7712 | 0 | 13.7712 | 0 | 0 | 0 | 0 | 0 | 0 | 0 | 0 | 0 | 0 | 74.6818 | 0 | 2.9253 | 30.3182 | 0 | 0 | 0
5811 | 96.444 | 0 | 96.444 | 55 | 8.0948 | 8.8659 | 10 | 14.4833 | 0 | 14.4833 | 0 | 0 | 0 | 0 | 0 | 0 | 0 | 0 | 0 | 0 | 73.0948 | 0 | 2.8933 | 31.9052 | 0 | 0 | 0
5812 | 95.1744 | 0 | 95.1744 | 55 | 7.1974 | 8.757 | 10 | 14.22 | 0 | 14.22 | 0 | 0 | 0 | 0 | 0 | 0 | 0 | 0 | 0 | 0 | 72.1974 | 0 | 2.8552 | 32.8026 | 0 | 0 | 0
5813 | 99.6147 | 0 | 99.6147 | 55 | 10.8913 | 9.2051 | 10 | 14.5183 | 0 | 14.5183 | 0 | 0 | 0 | 0 | 0 | 0 | 0 | 0 | 0 | 0 | 75.8913 | 0 | 2.9884 | 29.1087 | 0 | 0 | 0
5814 | 96.5237 | 0 | 96.5237 | 55 | 10.052 | 9.1033 | 10 | 12.3685 | 0 | 12.3685 | 0 | 0 | 0 | 0 | 0 | 0 | 0 | 0 | 0 | 0 | 75.052 | 0 | 2.8957 | 29.948 | 0 | 0 | 0
5815 | 95.8615 | 0 | 95.8615 | 51.057 | 2 | 7.6484 | 10 | 11.3537 | 13.8024 | 11.3537 | 13.8024 | 0 | 0 | 0 | 0 | 0 | 0 | 0 | 0 | 0 | 63.057 | 0 | 2.8758 | 41.943 | 0 | 0 | 0
5816 | 99.5348 | 0 | 99.5348 | 42.9 | 2 | 6.5881 | 9.4154 | 13.1025 | 25.5288 | 13.1025 | 25.5288 | 0 | 0 | 0 | 0 | 0 | 0 | 0 | 0 | 0 | 54.3154 | 0 | 2.986 | 50.6846 | 0 | 0 | 0
5817 | 95.9521 | 0 | 95.9521 | 42.9 | 2 | 1.4211e-14 | 4 | 10.6316 | 36.669 | 10.6316 | 36.669 | 0 | 0 | 0.24849 | 0 | 0 | 0 | 0.24849 | 0 | 0.22364 | 48.9 | 0 | 2.8786 | 61.3627 | 0 | 0 | 0
5818 | 94.3193 | 0 | 94.3193 | 42.9 | 2 | 7.1054e-15 | 4 | 11.4485 | 43.9352 | 11.4485 | 43.9352 | 0 | 0 | 9.9644 | 0 | 0 | 0 | 9.9644 | 0 | 9.1916 | 48.9 | 0 | 2.8296 | 60.3117 | 0 | 0 | 0
5819 | 97.4387 | 0 | 97.4387 | 42.9 | 2 | 0 | 4 | 11.0414 | 46.4724 | 11.0414 | 46.4724 | 0 | 0 | 8.975 | 0 | 0 | 0 | 8.975 | 0 | 17.2691 | 48.9 | 0 | 2.9232 | 60.4188 | 0 | 0 | 0
5820 | 95.1108 | 0 | 95.1108 | 42.9 | 2 | 1.4211e-14 | 4 | 11.5058 | 49.5777 | 11.5058 | 49.5777 | 0 | 0 | 12 | 0 | 2.8726 | 0 | 14.8726 | 0 | 30.7176 | 48.9 | 0 | 2.8533 | 59.7808 | 0 | 0 | 0
5821 | 93.4896 | 0 | 93.4896 | 42.9 | 2 | 7.1054e-15 | 4 | 11.2306 | 48.359 | 11.2306 | 48.359 | 0 | 0 | 12 | 0 | 3 | 0 | 15 | 0 | 44.2835 | 48.9 | 0 | 2.8047 | 59.767 | 0 | 0 | 0
5822 | 91.3746 | 0 | 91.3746 | 42.9 | 2 | 0 | 4 | 11.5314 | 43.9246 | 11.5314 | 43.9246 | 0 | 0 | 10.1454 | 0 | 2.836 | 0 | 12.9814 | 0 | 56.029 | 48.9 | 0 | 2.7412 | 59.9854 | 0 | 0 | 0
5823 | 93.4522 | 0 | 93.4522 | 42.9 | 2 | 7.1054e-15 | 4 | 11.9389 | 39.0825 | 11.9389 | 39.0825 | 0 | 0 | 0 | 0 | 6.4692 | 0 | 6.4692 | 0 | 61.9933 | 48.9 | 0 | 2.8036 | 72.6898 | 0 | 1.4211e-14 | 0
5824 | 98.3406 | 0 | 98.3406 | 42.9 | 2 | 6.3428 | 7.3937 | 12.0327 | 27.6714 | 12.0327 | 27.6714 | 0 | 0 | 0 | 0 | 0 | 0 | 0 | 0 | 61.9933 | 52.2937 | 0 | 2.9502 | 74.7063 | 0 | 0 | 0
5825 | 100.6984 | 0 | 100.6984 | 52.9931 | 2 | 8.0941 | 10 | 12.2241 | 13.6479 | 12.2241 | 13.6479 | 0 | 0 | 0 | 0 | 0 | 1.7392 | 0 | 1.7392 | 60.1068 | 64.9931 | 0 | 3.021 | 60.2677 | 0 | 0 | 0
5826 | 108.3657 | 0 | 108.3657 | 51.3681 | 2 | 10.3545 | 10 | 12.643 | 6.4002e-15 | 12.643 | 6.4002e-15 | 0 | 0 | 0 | 12 | 0 | 10 | 0 | 22 | 35.927 | 63.3681 | 0 | 3.251 | 41.6319 | 0 | 0 | 0
5827 | 110.9318 | 0 | 110.9318 | 55 | 8.6784 | 10.5331 | 10 | 13.5583 | 0 | 13.5583 | 0 | 0 | 0 | 0 | 12 | 0 | 1.1619 | 0 | 13.1619 | 21.3333 | 73.6784 | 0 | 3.328 | 31.3216 | 0 | 0 | 0
5828 | 117.286 | 0 | 117.286 | 55 | 14.0867 | 11.0481 | 10 | 15.1511 | 0 | 15.1511 | 0 | 0 | 0 | 0 | 12 | 0 | 0 | 0 | 12 | 8 | 79.0867 | 0 | 3.5186 | 25.9133 | 0 | 0 | 0
5829 | 110.9132 | 0 | 110.9132 | 55 | 13.3667 | 10.3786 | 10 | 14.9679 | 0 | 14.9679 | 0 | 0 | 0 | 0 | 7.2 | 0 | 0 | 0 | 7.2 | 0 | 78.3667 | 0 | 3.3274 | 26.6333 | 0 | 0 | 0
5830 | 109.0088 | 0 | 109.0088 | 55 | 21.1258 | 10.4464 | 10 | 12.4365 | 0 | 12.4365 | 0 | 0 | 0 | 0 | 0 | 0 | 0 | 0 | 0 | 0 | 86.1258 | 0 | 3.2703 | 18.8742 | 0 | 0 | 0
5831 | 103.803 | 0 | 103.803 | 55 | 14.1143 | 9.596 | 10 | 15.0927 | 0 | 15.0927 | 0 | 0 | 0 | 0 | 0 | 0 | 0 | 0 | 0 | 0 | 79.1143 | 0 | 3.1141 | 25.8857 | 0 | 0 | 0
5832 | 91.7705 | 0 | 91.7705 | 55 | 6.1612 | 8.8782 | 10 | 11.731 | 0 | 11.731 | 0 | 0 | 0 | 0 | 0 | 0 | 0 | 0 | 0 | 0 | 71.1612 | 0 | 2.7531 | 33.8388 | 0 | 0 | 0
5833 | 91.4832 | 0 | 91.4832 | 55 | 5.5605 | 8.8033 | 10 | 12.1194 | 0 | 12.1194 | 0 | 0 | 0 | 0 | 0 | 0 | 0 | 0 | 0 | 0 | 70.5605 | 0 | 2.7445 | 34.4395 | 0 | 0 | 0
5834 | 94.4707 | 0 | 94.4707 | 55 | 9.6405 | 9.3123 | 10 | 10.5178 | 0 | 10.5178 | 0 | 0 | 0 | 0 | 0 | 0 | 0 | 0 | 0 | 0 | 74.6405 | 0 | 2.8341 | 30.3595 | 0 | 0 | 0
5835 | 90.8022 | 0 | 90.8022 | 55 | 6.1764 | 8.8801 | 10 | 10.7456 | 0 | 10.7456 | 0 | 0 | 0 | 0 | 0 | 0 | 0 | 0 | 0 | 0 | 71.1764 | 0 | 2.7241 | 33.8236 | 0 | 0 | 0
5836 | 95.7966 | 0 | 95.7966 | 55 | 10.8209 | 9.4595 | 10 | 10.5162 | 0 | 10.5162 | 0 | 0 | 0 | 0 | 0 | 0 | 0 | 0 | 0 | 0 | 75.8209 | 0 | 2.8739 | 29.1791 | 0 | 0 | -1.4211e-14
5837 | 92.588 | 0 | 92.588 | 55 | 7.6724 | 9.0667 | 10 | 10.8489 | 0 | 10.8489 | 0 | 0 | 0 | 0 | 0 | 0 | 0 | 0 | 0 | 0 | 72.6724 | 0 | 2.7776 | 32.3276 | 0 | 0 | 0
5838 | 95.9355 | 0 | 95.9355 | 55 | 11.4641 | 9.5398 | 10 | 9.9316 | 0 | 9.9316 | 0 | 0 | 0 | 0 | 0 | 0 | 0 | 0 | 0 | 0 | 76.4641 | 0 | 2.8781 | 28.5359 | 0 | 0 | -1.4211e-14
5839 | 95.9482 | 0 | 95.9482 | 55 | 2.1241 | 8.3745 | 10 | 9.7698 | 10.6798 | 9.7698 | 10.6798 | 0 | 0 | 0 | 0 | 0 | 0 | 0 | 0 | 0 | 67.1241 | 0 | 2.8784 | 37.8759 | 0 | 0 | 0
5840 | 94.8737 | 0 | 94.8737 | 45.3421 | 2 | 7.1541 | 10 | 11.0667 | 19.3108 | 11.0667 | 19.3108 | 0 | 0 | 0 | 0 | 0 | 0 | 0 | 0 | 0 | 57.3421 | 0 | 2.8462 | 47.6579 | 0 | 0 | 0
5841 | 92.4877 | 0 | 92.4877 | 42.9 | 2 | 6.417 | 6.5344 | 8.5714 | 26.0648 | 8.5714 | 26.0648 | 0 | 0 | 0 | 0 | 0 | 0 | 0 | 0 | 0 | 51.4344 | 0 | 2.7746 | 53.5656 | 0 | 0 | 0
5842 | 91.8472 | 0 | 91.8472 | 42.9 | 2 | 0 | 4 | 7.8629 | 38.8897 | 7.8629 | 38.8897 | 0 | 0 | 3.8054 | 0 | 0 | 0 | 3.8054 | 0 | 3.4249 | 48.9 | 0 | 2.7554 | 61.102 | 0 | 0 | 0
5843 | 90.2095 | 0 | 90.2095 | 42.9 | 2 | 0 | 4 | 7.7715 | 37.844 | 7.7715 | 37.844 | 0 | 0 | 4.3061 | 0 | 0 | 0 | 4.3061 | 0 | 7.3003 | 48.9 | 0 | 2.7063 | 61.0465 | 0 | 0 | 0
5844 | 90.853 | 0 | 90.853 | 42.9 | 2 | 0 | 4 | 9.7309 | 37.9061 | 9.7309 | 37.9061 | 0 | 0 | 5.684 | 0 | 0 | 0 | 5.684 | 0 | 12.4159 | 48.9 | 0 | 2.7256 | 60.8936 | 0 | 0 | 0
5845 | 91.1683 | 0 | 91.1683 | 42.9 | 2 | 0 | 4 | 9.2437 | 41.6824 | 9.2437 | 41.6824 | 0 | 0 | 8.6578 | 0 | 0 | 0 | 8.6578 | 0 | 20.208 | 48.9 | 0 | 2.735 | 60.5638 | 0 | 0 | 0
5846 | 88.953 | 0 | 88.953 | 42.9 | 2 | 0 | 4 | 9.0444 | 35.9227 | 9.0444 | 35.9227 | 0 | 0 | 4.9141 | 0 | 0 | 0 | 4.9141 | 0 | 24.6306 | 48.9 | 0 | 2.6686 | 60.979 | 0 | 0 | 0
5847 | 87.4936 | 0 | 87.4936 | 42.9 | 2 | 2.3344 | 4 | 8.5511 | 27.7082 | 8.5511 | 27.7082 | 0 | 0 | 0 | 0 | 0 | 0 | 0 | 0 | 24.6306 | 48.9 | 0 | 2.6248 | 71.4487 | 0 | 0 | -1.4211e-14
5848 | 90.8033 | 0 | 90.8033 | 42.9 | 2 | 6.6729 | 8.5855 | 9.7248 | 20.92 | 9.7248 | 20.92 | 0 | 0 | 0 | 0 | 0 | 0 | 0 | 0 | 24.6306 | 53.4855 | 0 | 2.7241 | 63.5145 | 0 | 0 | 0
5849 | 97.6335 | 0 | 97.6335 | 46.7085 | 2 | 8.5145 | 10 | 10.3458 | 10.5276 | 10.3458 | 10.5276 | 0 | 0 | 0 | 9.5372 | 0 | 0 | 0 | 9.5372 | 14.0338 | 58.7085 | 0 | 2.929 | 48.7543 | 0 | 0 | 0
5850 | 101.7579 | 0 | 101.7579 | 55 | 3.2114 | 10.0073 | 10 | 11.5392 | 5.0537e-15 | 11.5392 | 5.0537e-15 | 0 | 0 | 0 | 12 | 0 | 0 | 0 | 12 | 0.70042 | 68.2114 | 0 | 3.0527 | 36.7886 | 0 | 0 | 0
5851 | 109.8278 | 0 | 109.8278 | 55 | 21.9996 | 10.9329 | 10 | 11.265 | 0 | 11.265 | 0 | 0 | 0 | 0 | 0.63038 | 0 | 0 | 0 | 0.63038 | 0 | 86.9996 | 0 | 3.2948 | 18.0004 | 0 | 0 | -1.4211e-14
5852 | 112.106 | 0 | 112.106 | 55 | 23.0283 | 10.9826 | 10 | 13.0952 | 0 | 13.0952 | 0 | 0 | 0 | 0 | 0 | 0 | 0 | 0 | 0 | 0 | 88.0283 | 0 | 3.3632 | 16.9717 | 0 | 0 | 0
5853 | 108.3403 | 0 | 108.3403 | 55 | 20.9116 | 10.7185 | 10 | 11.7102 | 0 | 11.7102 | 0 | 0 | 0 | 0 | 0 | 0 | 0 | 0 | 0 | 0 | 85.9116 | 0 | 3.2502 | 19.0884 | 0 | 0 | 0
5854 | 104.9143 | 0 | 104.9143 | 55 | 19.4888 | 10.541 | 10 | 9.8845 | 0 | 9.8845 | 0 | 0 | 0 | 0 | 0 | 0 | 0 | 0 | 0 | 0 | 84.4888 | 0 | 3.1474 | 20.5112 | 0 | 0 | 0
5855 | 101.8555 | 0 | 101.8555 | 55 | 14.5275 | 9.922 | 10 | 12.4061 | 0 | 12.4061 | 0 | 0 | 0 | 0 | 0 | 0 | 0 | 0 | 0 | 0 | 79.5275 | 0 | 3.0557 | 25.4725 | 0 | 0 | 0
5856 | 89.2447 | 0 | 89.2447 | 53.6832 | 2 | 8.1948 | 10 | 15.3667 | 0 | 15.3667 | 0 | 0 | 0 | 0 | 0 | 0 | 0 | 0 | 0 | 0 | 65.6832 | 0 | 2.6773 | 39.3168 | 0 | 0 | 0
5857 | 89.1035 | 0 | 89.1035 | 54.5167 | 2 | 8.2987 | 10 | 14.2881 | 0 | 14.2881 | 0 | 0 | 0 | 0 | 0 | 0 | 0 | 0 | 0 | 0 | 66.5167 | 0 | 2.6731 | 38.4833 | 0 | 0 | 0
5858 | 90.2392 | 0 | 90.2392 | 54.8144 | 2 | 8.3359 | 10 | 15.0889 | 0 | 15.0889 | 0 | 0 | 0 | 0 | 0 | 0 | 0 | 0 | 0 | 0 | 66.8144 | 0 | 2.7072 | 38.1856 | 0 | 0 | 0
5859 | 89.5979 | 0 | 89.5979 | 55 | 2.6106 | 8.4352 | 10 | 13.552 | 0 | 13.552 | 0 | 0 | 0 | 0 | 0 | 0 | 0 | 0 | 0 | 0 | 67.6106 | 0 | 2.6879 | 37.3894 | 0 | 0 | 0
5860 | 92.0821 | 0 | 92.0821 | 55 | 3.9497 | 8.6023 | 10 | 14.5302 | 0 | 14.5302 | 0 | 0 | 0 | 0 | 0 | 0 | 0 | 0 | 0 | 0 | 68.9497 | 0 | 2.7625 | 36.0503 | 0 | 0 | 0
5861 | 91.6241 | 0 | 91.6241 | 55 | 4.6597 | 8.6909 | 10 | 13.2735 | 0 | 13.2735 | 0 | 0 | 0 | 0 | 0 | 0 | 0 | 0 | 0 | 0 | 69.6597 | 0 | 2.7487 | 35.3403 | 0 | 0 | 0
5862 | 91.9923 | 0 | 91.9923 | 55 | 5.6742 | 8.8174 | 10 | 12.5006 | 0 | 12.5006 | 0 | 0 | 0 | 0 | 0 | 0 | 0 | 0 | 0 | 0 | 70.6742 | 0 | 2.7598 | 34.3258 | 0 | 0 | 0
5863 | 91.9331 | 0 | 91.9331 | 48.8185 | 2 | 7.5878 | 10 | 11.7126 | 11.8141 | 11.7126 | 11.8141 | 0 | 0 | 0 | 0 | 0 | 0 | 0 | 0 | 0 | 60.8185 | 0 | 2.758 | 44.1815 | 0 | 0 | 0
5864 | 88.1072 | 0 | 88.1072 | 42.9 | 2 | 2.7894 | 4 | 13.7 | 22.7178 | 13.7 | 22.7178 | 0 | 0 | 0 | 0 | 0 | 0 | 0 | 0 | 0 | 48.9 | 0 | 2.6432 | 59.0442 | 0 | 0 | 0
5865 | 87.589 | 0 | 87.589 | 42.9 | 2 | 0 | 4 | 11.4741 | 28.2989 | 11.4741 | 28.2989 | 0 | 0 | 1.0841 | 0 | 0 | 0 | 1.0841 | 0 | 0.97566 | 48.9 | 0 | 2.6277 | 61.4039 | 0 | 0 | 0
5866 | 91.4501 | 0 | 91.4501 | 42.9 | 2 | 7.1054e-15 | 4 | 10.4667 | 40.0864 | 10.4667 | 40.0864 | 0 | 0 | 8.003 | 0 | 0 | 0 | 8.003 | 0 | 8.1783 | 48.9 | 0 | 2.7435 | 60.6364 | 0 | 0 | 0
5867 | 90.241 | 0 | 90.241 | 42.9 | 2 | 0 | 4 | 11.4767 | 46.6266 | 11.4767 | 46.6266 | 0 | 0 | 12 | 0 | 4.7623 | 0 | 16.7623 | 0 | 23.369 | 48.9 | 0 | 2.7072 | 59.6648 | 0 | 0 | 0
5868 | 89.8908 | 0 | 89.8908 | 42.9 | 2 | 1.4211e-14 | 4 | 11.4022 | 48.1436 | 11.4022 | 48.1436 | 0 | 0 | 12 | 0 | 6.5549 | 0 | 18.5549 | 0 | 40.2123 | 48.9 | 0 | 2.6967 | 59.466 | 0 | 0 | 0
5869 | 86.215 | 0 | 86.215 | 42.9 | 2 | 0 | 4 | 11.7601 | 42.6384 | 11.7601 | 42.6384 | 0 | 0 | 12 | 0 | 5.0835 | 0 | 17.0835 | 0 | 55.699 | 48.9 | 0 | 2.5864 | 59.6292 | 0 | 0 | 0
5870 | 85.1259 | 0 | 85.1259 | 42.9 | 2 | 0 | 4 | 12.1168 | 41.1282 | 11.3248 | 38.4397 | 0.79206 | 2.6885 | 8.2463 | 0 | 5.2923 | 0 | 13.5386 | 0 | 68 | 48.9 | 0 | 2.5538 | 59.6363 | 0 | 0 | -1.7764e-15
5871 | 85.1594 | 0 | 85.1594 | 42.9 | 2 | 0 | 4 | 11.1267 | 29.1568 | 10.0152 | 26.2442 | 1.1115 | 2.9126 | 0 | 0 | 0 | 0 | 0 | 0 | 68 | 48.9 | 0 | 2.5548 | 83.0778 | 0 | 0 | -1.4211e-14
5872 | 87.3783 | 0 | 87.3783 | 42.9 | 2 | 3.6404 | 4 | 10.6607 | 24.1772 | 10.6607 | 24.1772 | 0 | 0 | 0 | 0 | 0 | 0 | 0 | 0 | 68 | 48.9 | 0 | 2.6213 | 80.2876 | 0 | 0 | 0
5873 | 92.9067 | 0 | 92.9067 | 50.0439 | 2 | 7.7407 | 10 | 11.0571 | 12.065 | 11.0571 | 12.065 | 0 | 0 | 0 | 0 | 0 | 0 | 0 | 0 | 68 | 62.0439 | 0 | 2.7872 | 64.9561 | 0 | 0 | 0
5874 | 98.0615 | 0 | 98.0615 | 50.256 | 2 | 9.2824 | 10 | 14.3783 | 5.4e-15 | 14.3783 | 5.4e-15 | 0 | 0 | 0 | 2.1448 | 0 | 10 | 0 | 12.1448 | 54.7704 | 62.256 | 0 | 2.9418 | 52.5992 | 0 | 0 | 0
5875 | 102.2181 | 0 | 102.2181 | 50.1479 | 2 | 9.741 | 10 | 14.3999 | 0 | 14.3999 | 0 | 0 | 0 | 0 | 7.4902 | 0 | 8.4391 | 0 | 15.9293 | 37.2944 | 62.1479 | 0 | 3.0665 | 47.3619 | 0 | 0 | 0
5876 | 109.9918 | 0 | 109.9918 | 55 | 8.23 | 10.6334 | 10 | 14.1283 | 0 | 14.1283 | 0 | 0 | 0 | 0 | 12 | 0 | 0 | 0 | 12 | 23.9611 | 73.23 | 0 | 3.2998 | 31.77 | 0 | 0 | 0
5877 | 106.7835 | 0 | 106.7835 | 55 | 4.2816 | 10.1408 | 10 | 15.361 | 0 | 15.361 | 0 | 0 | 0 | 0 | 12 | 0 | 0 | 0 | 12 | 10.6278 | 69.2816 | 0 | 3.2035 | 35.7184 | 0 | 0 | 0
5878 | 102.7698 | 0 | 102.7698 | 55 | 4.4787 | 9.8616 | 10 | 13.8645 | 0 | 13.8645 | 0 | 0 | 0 | 0 | 9.565 | 0 | 0 | 0 | 9.565 | 0 | 69.4787 | 0 | 3.0831 | 35.5213 | 0 | 0 | 0
5879 | 96.5518 | 0 | 96.5518 | 55 | 7.8072 | 9.0836 | 10 | 14.6611 | 0 | 14.6611 | 0 | 0 | 0 | 0 | 0 | 0 | 0 | 0 | 0 | 0 | 72.8072 | 0 | 2.8966 | 32.1928 | 0 | 0 | 0
5880 | 94.1585 | 0 | 94.1585 | 55 | 7.2941 | 9.0195 | 10 | 12.8449 | 0 | 12.8449 | 0 | 0 | 0 | 0 | 0 | 0 | 0 | 0 | 0 | 0 | 72.2941 | 0 | 2.8248 | 32.7059 | 0 | 0 | 0
5881 | 94.5386 | 0 | 94.5386 | 55 | 8.1288 | 9.1237 | 10 | 12.2861 | 0 | 12.2861 | 0 | 0 | 0 | 0 | 0 | 0 | 0 | 0 | 0 | 0 | 73.1288 | 0 | 2.8362 | 31.8712 | 0 | 0 | 0
5882 | 93.6162 | 0 | 93.6162 | 55 | 6.9741 | 8.9796 | 10 | 12.6624 | 0 | 12.6624 | 0 | 0 | 0 | 0 | 0 | 0 | 0 | 0 | 0 | 0 | 71.9741 | 0 | 2.8085 | 33.0259 | 0 | 0 | 0
5883 | 93.2567 | 0 | 93.2567 | 55 | 6.8335 | 8.9621 | 10 | 12.4612 | 0 | 12.4612 | 0 | 0 | 0 | 0 | 0 | 0 | 0 | 0 | 0 | 0 | 71.8335 | 0 | 2.7977 | 33.1665 | 0 | 0 | 0
5884 | 96.2807 | 0 | 96.2807 | 55 | 9.074 | 9.2416 | 10 | 12.965 | 0 | 12.965 | 0 | 0 | 0 | 0 | 0 | 0 | 0 | 0 | 0 | 0 | 74.074 | 0 | 2.8884 | 30.926 | 0 | 0 | 0
5885 | 97.523 | 0 | 97.523 | 55 | 11.3138 | 9.521 | 10 | 11.6882 | 0 | 11.6882 | 0 | 0 | 0 | 0 | 0 | 0 | 0 | 0 | 0 | 0 | 76.3138 | 0 | 2.9257 | 28.6862 | 0 | 0 | -1.4211e-14
5886 | 93.4746 | 0 | 93.4746 | 55 | 8.4816 | 9.1677 | 10 | 10.8253 | 0 | 10.8253 | 0 | 0 | 0 | 0 | 0 | 0 | 0 | 0 | 0 | 0 | 73.4816 | 0 | 2.8042 | 31.5184 | 0 | 0 | 0
5887 | 96.5547 | 0 | 96.5547 | 55 | 3.1431 | 8.5017 | 10 | 9.1855 | 10.7245 | 9.1855 | 10.7245 | 0 | 0 | 0 | 0 | 0 | 0 | 0 | 0 | 0 | 68.1431 | 0 | 2.8966 | 36.8569 | 0 | 1.4211e-14 | 0
5888 | 93.1774 | 0 | 93.1774 | 44.8963 | 2 | 7.0985 | 10 | 10.168 | 19.0146 | 10.168 | 19.0146 | 0 | 0 | 0 | 0 | 0 | 0 | 0 | 0 | 0 | 56.8963 | 0 | 2.7953 | 48.1037 | 0 | 0 | 0
5889 | 96.2746 | 0 | 96.2746 | 42.9 | 2 | 6.3406 | 5.9215 | 10.4742 | 28.6384 | 10.4742 | 28.6384 | 0 | 0 | 0 | 0 | 0 | 0 | 0 | 0 | 0 | 50.8215 | 0 | 2.8882 | 54.1785 | 0 | 0 | 0
5890 | 95.0674 | 0 | 95.0674 | 42.9 | 2 | 1.4211e-14 | 4 | 10.6931 | 39.2605 | 10.6931 | 39.2605 | 0 | 0 | 3.7863 | 0 | 0 | 0 | 3.7863 | 0 | 3.4076 | 48.9 | 0 | 2.852 | 61.1041 | 0 | 0 | 0
5891 | 92.9217 | 0 | 92.9217 | 42.9 | 2 | 0 | 4 | 8.7807 | 38.418 | 8.7807 | 38.418 | 0 | 0 | 3.177 | 0 | 0 | 0 | 3.177 | 0 | 6.2669 | 48.9 | 0 | 2.7877 | 61.1717 | 0 | 0 | 0
5892 | 91.8397 | 0 | 91.8397 | 42.9 | 2 | 0 | 4 | 10.12 | 40.9344 | 10.12 | 40.9344 | 0 | 0 | 8.1147 | 0 | 0 | 0 | 8.1147 | 0 | 13.5702 | 48.9 | 0 | 2.7552 | 60.624 | 0 | 0 | 0
5893 | 93.6253 | 0 | 93.6253 | 42.9 | 2 | 0 | 4 | 9.1185 | 38.9963 | 9.1185 | 38.9963 | 0 | 0 | 3.3895 | 0 | 0 | 0 | 3.3895 | 0 | 16.6207 | 48.9 | 0 | 2.8088 | 61.1481 | 0 | 0 | 0
5894 | 88.5542 | 0 | 88.5542 | 42.9 | 2 | 0 | 4 | 9.6696 | 34.9576 | 9.6696 | 34.9576 | 0 | 0 | 4.973 | 0 | 0 | 0 | 4.973 | 0 | 21.0964 | 48.9 | 0 | 2.6566 | 60.9725 | 0 | 0 | 0
5895 | 88.8004 | 0 | 88.8004 | 42.9 | 2 | 0 | 4 | 10.3176 | 30.2981 | 10.3176 | 30.2981 | 0 | 0 | 0.71527 | 0 | 0 | 0 | 0.71527 | 0 | 21.7402 | 48.9 | 0 | 2.664 | 61.4448 | 0 | 0 | 0
5896 | 96.5802 | 0 | 96.5802 | 46.4131 | 2 | 7.2877 | 10 | 10.2288 | 20.6506 | 10.2288 | 20.6506 | 0 | 0 | 0 | 0 | 0 | 0 | 0 | 0 | 21.7402 | 58.4131 | 0 | 2.8974 | 58.5869 | 0 | 0 | 0
5897 | 98.2947 | 0 | 98.2947 | 51.2325 | 2 | 8.5938 | 10 | 11.4207 | 9.3981 | 11.4207 | 9.3981 | 0 | 0 | 0 | 5.6496 | 0 | 0 | 0 | 5.6496 | 15.4629 | 63.2325 | 0 | 2.9488 | 48.1179 | 0 | 0 | 0
5898 | 102.8261 | 0 | 102.8261 | 55 | 4.8803 | 10.2155 | 10 | 10.7302 | 5e-15 | 10.7302 | 5e-15 | 0 | 0 | 0 | 12 | 0 | 0 | 0 | 12 | 2.1295 | 69.8803 | 0 | 3.0848 | 35.1197 | 0 | 0 | 0
5899 | 110.7537 | 0 | 110.7537 | 55 | 22.4991 | 11.1557 | 10 | 10.1823 | 0 | 10.1823 | 0 | 0 | 0 | 0 | 1.9166 | 0 | 0 | 0 | 1.9166 | 0 | 87.4991 | 0 | 3.3226 | 17.5009 | 0 | 1.4211e-14 | 0
5900 | 115.1879 | 0 | 115.1879 | 55 | 28.0539 | 11.6096 | 10 | 10.5244 | 0 | 10.5244 | 0 | 0 | 0 | 0 | 0 | 0 | 0 | 0 | 0 | 0 | 93.0539 | 0 | 3.4556 | 11.9461 | 0 | 0 | 0
5901 | 111.8322 | 0 | 111.8322 | 55 | 23.1734 | 11.0007 | 10 | 12.6582 | 0 | 12.6582 | 0 | 0 | 0 | 0 | 0 | 0 | 0 | 0 | 0 | 0 | 88.1734 | 0 | 3.355 | 16.8266 | 0 | 0 | -1.4211e-14
5902 | 104.8044 | 0 | 104.8044 | 55 | 16.444 | 10.1611 | 10 | 13.1993 | 0 | 13.1993 | 0 | 0 | 0 | 0 | 0 | 0 | 0 | 0 | 0 | 0 | 81.444 | 0 | 3.1441 | 23.556 | 0 | 0 | 0
5903 | 101.2743 | 0 | 101.2743 | 55 | 12.6752 | 9.6909 | 10 | 13.9081 | 0 | 13.9081 | 0 | 0 | 0 | 0 | 0 | 0 | 0 | 0 | 0 | 0 | 77.6752 | 0 | 3.0382 | 27.3248 | 0 | 0 | 0
5904 | 93.3329 | 0 | 93.3329 | 55 | 4.4907 | 8.6698 | 10 | 15.1724 | 0 | 15.1724 | 0 | 0 | 0 | 0 | 0 | 0 | 0 | 0 | 0 | 0 | 69.4907 | 0 | 2.8 | 50.5093 | 0 | 0 | 0
5905 | 97.7713 | 0 | 97.7713 | 55 | 9.8845 | 9.3427 | 10 | 13.5441 | 0 | 13.5441 | 0 | 0 | 0 | 0 | 0 | 0 | 0 | 0 | 0 | 0 | 74.8845 | 0 | 2.9331 | 45.1155 | 0 | 0 | 0
5906 | 97.0209 | 0 | 97.0209 | 55 | 7.8991 | 9.095 | 10 | 15.0268 | 0 | 15.0268 | 0 | 0 | 0 | 0 | 0 | 0 | 0 | 0 | 0 | 0 | 72.8991 | 0 | 2.9106 | 47.1009 | 0 | 0 | 0
5907 | 98.8617 | 0 | 98.8617 | 55 | 9.9118 | 9.3461 | 10 | 14.6038 | 0 | 14.6038 | 0 | 0 | 0 | 0 | 0 | 0 | 0 | 0 | 0 | 0 | 74.9118 | 0 | 2.9659 | 45.0882 | 0 | 0 | 0
5908 | 95.534 | 0 | 95.534 | 55 | 7.4598 | 9.0402 | 10 | 14.0339 | 0 | 14.0339 | 0 | 0 | 0 | 0 | 0 | 0 | 0 | 0 | 0 | 0 | 72.4598 | 0 | 2.866 | 47.5402 | 0 | 0 | 0
5909 | 96.2528 | 0 | 96.2528 | 55 | 7.4369 | 9.0374 | 10 | 14.7785 | 0 | 14.7785 | 0 | 0 | 0 | 0 | 0 | 0 | 0 | 0 | 0 | 0 | 72.4369 | 0 | 2.8876 | 47.5631 | 0 | 0 | 0
5910 | 100.1337 | 0 | 100.1337 | 55 | 12.019 | 9.609 | 10 | 13.5057 | 0 | 13.5057 | 0 | 0 | 0 | 0 | 0 | 0 | 0 | 0 | 0 | 0 | 77.019 | 0 | 3.004 | 42.981 | 0 | 1.4211e-14 | 0
5911 | 99.337 | 0 | 99.337 | 53.0106 | 2.75 | 8.2044 | 10 | 12.2876 | 13.0844 | 12.2876 | 13.0844 | 0 | 0 | 0 | 0 | 0 | 0 | 0 | 0 | 0 | 65.7606 | 0 | 2.9801 | 54.2394 | 0 | 0 | 0
5912 | 97.2221 | 0 | 97.2221 | 42.9 | 2.75 | 6.7381 | 8.3574 | 12.847 | 23.6296 | 12.847 | 23.6296 | 0 | 0 | 0 | 0 | 0 | 0 | 0 | 0 | 0 | 54.0074 | 0 | 2.9167 | 65.9926 | 0 | 0 | 0
5913 | 97.6452 | 0 | 97.6452 | 42.9 | 2.75 | 3.1217 | 4 | 11.9602 | 32.9134 | 11.9602 | 32.9134 | 0 | 0 | 0 | 0 | 0 | 0 | 0 | 0 | 0 | 49.65 | 0 | 2.9294 | 73.0819 | 0 | 0 | 0
5914 | 95.0119 | 0 | 95.0119 | 42.9 | 2.75 | 0 | 4 | 11.5352 | 41.2343 | 11.5352 | 41.2343 | 0 | 0 | 7.4076 | 0 | 0 | 0 | 7.4076 | 0 | 6.6669 | 49.65 | 0 | 2.8504 | 75.0356 | 0 | 0 | 0
5915 | 94.0012 | 0 | 94.0012 | 42.9 | 2.75 | 1.4211e-14 | 4 | 10.7385 | 42.322 | 10.7385 | 42.322 | 0 | 0 | 8.7094 | 0 | 0 | 0 | 8.7094 | 0 | 14.5053 | 49.65 | 0 | 2.82 | 74.8913 | 0 | 0 | 0
5916 | 94.2822 | 0 | 94.2822 | 42.9 | 2.75 | 7.1054e-15 | 4 | 11.9525 | 47.0671 | 11.9525 | 47.0671 | 0 | 0 | 12 | 0 | 2.3873 | 0 | 14.3873 | 0 | 27.5063 | 49.65 | 0 | 2.8285 | 74.2614 | 0 | 0 | 0
5917 | 91.7282 | 0 | 91.7282 | 42.9 | 2.75 | 0 | 4 | 9.8837 | 41.8344 | 9.8837 | 41.8344 | 0 | 0 | 9.6398 | 0 | 0 | 0 | 9.6398 | 0 | 36.1821 | 49.65 | 0 | 2.7518 | 76.8173 | 0 | 0 | 0
5918 | 94.9907 | 0 | 94.9907 | 42.9 | 2.75 | 0 | 4 | 12.4273 | 42.6634 | 12.4273 | 42.6634 | 0 | 0 | 9.75 | 0 | 0 | 0 | 9.75 | 0 | 44.9571 | 49.65 | 0 | 2.8497 | 76.805 | 0 | 0 | 0
5919 | 90.5081 | 0 | 90.5081 | 42.9 | 2.75 | 0 | 4 | 11.6754 | 32.9999 | 11.6754 | 32.9999 | 0 | 0 | 3.8171 | 0 | 0 | 0 | 3.8171 | 0 | 48.3926 | 49.65 | 0 | 2.7152 | 77.4631 | 0 | 0 | 0
5920 | 95.977 | 0 | 95.977 | 42.9 | 2.75 | 6.7627 | 8.5551 | 11.9307 | 23.0785 | 11.9307 | 23.0785 | 0 | 0 | 0 | 0 | 0 | 0 | 0 | 0 | 48.3926 | 54.2051 | 0 | 2.8793 | 79.8241 | 0 | 0 | -1.4211e-14
5921 | 99.9106 | 0 | 99.9106 | 48.9116 | 2.75 | 8.4795 | 10 | 10.6154 | 12.8505 | 10.6154 | 12.8505 | 0 | 0 | 0 | 4.2743 | 0 | 2.0292 | 0 | 6.3036 | 41.4423 | 61.6616 | 0 | 2.9973 | 66.064 | 0 | 0 | 0
5922 | 105.0665 | 0 | 105.0665 | 55 | 5.3743 | 10.2772 | 10 | 12.4151 | 6.1652e-15 | 12.4151 | 6.1652e-15 | 0 | 0 | 0 | 12 | 0 | 0 | 0 | 12 | 28.109 | 70.3743 | 0 | 3.152 | 49.6257 | 0 | 0 | 0
5923 | 109.682 | 0 | 109.682 | 55 | 9.2757 | 10.7639 | 10 | 12.6424 | 0 | 12.6424 | 0 | 0 | 0 | 0 | 12 | 0 | 0 | 0 | 12 | 14.7756 | 74.2757 | 0 | 3.2905 | 45.7243 | 0 | 0 | 0
5924 | 119.2344 | 0 | 119.2344 | 55 | 17.5882 | 11.801 | 10 | 12.8453 | 0 | 12.8453 | 0 | 0 | 0 | 0 | 12 | 0 | 0 | 0 | 12 | 1.4423 | 82.5882 | 0 | 3.577 | 37.4118 | 0 | 0 | 0
5925 | 111.2306 | 0 | 111.2306 | 55 | 20.0909 | 10.778 | 10 | 14.0636 | 0 | 14.0636 | 0 | 0 | 0 | 0 | 1.2981 | 0 | 0 | 0 | 1.2981 | 0 | 85.0909 | 0 | 3.3369 | 34.9091 | 0 | 0 | 0
5926 | 109.0894 | 0 | 109.0894 | 55 | 18.7258 | 10.4458 | 10 | 14.9178 | 0 | 14.9178 | 0 | 0 | 0 | 0 | 0 | 0 | 0 | 0 | 0 | 0 | 83.7258 | 0 | 3.2727 | 36.2742 | 0 | 0 | 0
5927 | 102.5377 | 0 | 102.5377 | 55 | 12.0353 | 9.6111 | 10 | 15.8913 | 0 | 15.8913 | 0 | 0 | 0 | 0 | 0 | 0 | 0 | 0 | 0 | 0 | 77.0353 | 0 | 3.0761 | 42.9647 | 0 | 0 | 0
5928 | 92.1319 | 0 | 92.1319 | 55 | 4.5926 | 8.6825 | 10 | 13.8569 | 0 | 13.8569 | 0 | 0 | 0 | 0 | 0 | 0 | 0 | 0 | 0 | 0 | 69.5926 | 0 | 2.764 | 35.4074 | 0 | 0 | 0
5929 | 89.9541 | 0 | 89.9541 | 55 | 4.257 | 8.6406 | 10 | 12.0565 | 0 | 12.0565 | 0 | 0 | 0 | 0 | 0 | 0 | 0 | 0 | 0 | 0 | 69.257 | 0 | 2.6986 | 35.743 | 0 | 1.4211e-14 | 0
5930 | 90.3901 | 0 | 90.3901 | 55 | 2.9916 | 8.4828 | 10 | 13.9158 | 0 | 13.9158 | 0 | 0 | 0 | 0 | 0 | 0 | 0 | 0 | 0 | 0 | 67.9916 | 0 | 2.7117 | 37.0084 | 0 | 0 | 0
5931 | 92.152 | 0 | 92.152 | 55 | 6.8292 | 8.9615 | 10 | 11.3613 | 0 | 11.3613 | 0 | 0 | 0 | 0 | 0 | 0 | 0 | 0 | 0 | 0 | 71.8292 | 0 | 2.7646 | 33.1708 | 0 | 0 | 0
5932 | 94.2029 | 0 | 94.2029 | 55 | 7.1797 | 9.0053 | 10 | 13.0179 | 0 | 13.0179 | 0 | 0 | 0 | 0 | 0 | 0 | 0 | 0 | 0 | 0 | 72.1797 | 0 | 2.8261 | 32.8203 | 0 | 0 | 0
5933 | 95.2624 | 0 | 95.2624 | 55 | 9.7119 | 9.3212 | 10 | 11.2294 | 0 | 11.2294 | 0 | 0 | 0 | 0 | 0 | 0 | 0 | 0 | 0 | 0 | 74.7119 | 0 | 2.8579 | 30.2881 | 0 | 0 | 0
5934 | 93.8604 | 0 | 93.8604 | 55 | 9.139 | 9.2497 | 10 | 10.4717 | 0 | 10.4717 | 0 | 0 | 0 | 0 | 0 | 0 | 0 | 0 | 0 | 0 | 74.139 | 0 | 2.8158 | 30.861 | 0 | 0 | 0
5935 | 94.0217 | 0 | 94.0217 | 49.5699 | 2 | 7.6816 | 10 | 10.9609 | 13.8094 | 10.9609 | 13.8094 | 0 | 0 | 0 | 0 | 0 | 0 | 0 | 0 | 0 | 61.5699 | 0 | 2.8207 | 43.4301 | 0 | 1.4211e-14 | 0
5936 | 95.0223 | 0 | 95.0223 | 42.9 | 2 | 6.7475 | 9.1828 | 8.3254 | 25.8667 | 8.3254 | 25.8667 | 0 | 0 | 0 | 0 | 0 | 0 | 0 | 0 | 0 | 54.0828 | 0 | 2.8507 | 50.9172 | 0 | 0 | -1.4211e-14
5937 | 93.3628 | 0 | 93.3628 | 42.9 | 2 | 0.65431 | 4 | 9.5318 | 34.2766 | 9.5318 | 34.2766 | 0 | 0 | 0 | 0 | 0 | 0 | 0 | 0 | 0 | 48.9 | 0 | 2.8009 | 60.9424 | 0 | 0 | 0
5938 | 90.7488 | 0 | 90.7488 | 42.9 | 2 | 0 | 4 | 8.8109 | 40.7589 | 8.8109 | 40.7589 | 0 | 0 | 7.721 | 0 | 0 | 0 | 7.721 | 0 | 6.9489 | 48.9 | 0 | 2.7225 | 60.6677 | 0 | 0 | 0
5939 | 92.2285 | 0 | 92.2285 | 42.9 | 2 | 0 | 4 | 10.1038 | 45.8264 | 10.1038 | 45.8264 | 0 | 0 | 12 | 0 | 0.60171 | 0 | 12.6017 | 0 | 18.3037 | 48.9 | 0 | 2.7669 | 60.1263 | 0 | 0 | 0
5940 | 90.8941 | 0 | 90.8941 | 42.9 | 2 | 7.1054e-15 | 4 | 8.1932 | 45.0733 | 8.1932 | 45.0733 | 0 | 0 | 11.2723 | 0 | 0 | 0 | 11.2723 | 0 | 28.4487 | 48.9 | 0 | 2.7268 | 60.7852 | 0 | 0 | 0
5941 | 91.4845 | 0 | 91.4845 | 42.9 | 2 | 0 | 4 | 7.9717 | 47.5363 | 7.9717 | 47.5363 | 0 | 0 | 12 | 0 | 0.92353 | 0 | 12.9235 | 0 | 40.1002 | 48.9 | 0 | 2.7445 | 60.0906 | 0 | 0 | 0
5942 | 89.7559 | 0 | 89.7559 | 42.9 | 2 | 7.1054e-15 | 4 | 11.031 | 39.9533 | 11.031 | 39.9533 | 0 | 0 | 10.1284 | 0 | 0 | 0 | 10.1284 | 0 | 49.2158 | 48.9 | 0 | 2.6927 | 61.6971 | 0 | 0 | 0
5943 | 89.6852 | 0 | 89.6852 | 42.9 | 2 | 7.1054e-15 | 4 | 11.1058 | 34.2979 | 11.1058 | 34.2979 | 0 | 0 | 0.21156 | 0 | 4.407 | 0 | 4.6185 | 0 | 53.4692 | 48.9 | 0 | 2.6906 | 61.0118 | 0 | 0 | 0
5944 | 92.9449 | 0 | 92.9449 | 42.9 | 2 | 6.3294 | 5.832 | 10.9883 | 24.8952 | 10.9883 | 24.8952 | 0 | 0 | 0 | 0 | 0 | 0 | 0 | 0 | 53.4692 | 50.732 | 0 | 2.7883 | 71.3104 | 0 | 0 | 0
5945 | 99.19 | 0 | 99.19 | 52.8786 | 2 | 8.5968 | 10 | 10.1595 | 11.5279 | 10.1595 | 11.5279 | 0 | 0 | 0 | 0 | 0 | 4.0271 | 0 | 4.0271 | 49.1012 | 64.8786 | 0 | 2.9757 | 53.1366 | 0 | 0 | 0
5946 | 103.3654 | 0 | 103.3654 | 55 | 4.5766 | 10.3043 | 10 | 10.4692 | 5.4945e-15 | 10.4692 | 5.4945e-15 | 0 | 0 | 0 | 12 | 0 | 1.0153 | 0 | 13.0153 | 34.6667 | 69.5766 | 0 | 3.101 | 35.4234 | 0 | 0 | 0
5947 | 105.2892 | 0 | 105.2892 | 55 | 7.7548 | 10.5742 | 10 | 9.9603 | 0 | 9.9603 | 0 | 0 | 0 | 0 | 12 | 0 | 0 | 0 | 12 | 21.3333 | 72.7548 | 0 | 3.1587 | 32.2452 | 0 | 0 | 0
5948 | 110.528 | 0 | 110.528 | 55 | 9.5058 | 10.7926 | 10 | 13.2295 | 0 | 13.2295 | 0 | 0 | 0 | 0 | 12 | 0 | 0 | 0 | 12 | 8 | 74.5058 | 0 | 3.3158 | 30.4942 | 0 | 0 | 0
5949 | 108.482 | 0 | 108.482 | 55 | 14.1208 | 10.7695 | 10 | 11.3917 | 0 | 11.3917 | 0 | 0 | 0 | 0 | 7.2 | 0 | 0 | 0 | 7.2 | 0 | 79.1208 | 0 | 3.2545 | 25.8792 | 0 | 0 | 0
5950 | 102.941 | 0 | 102.941 | 55 | 15.7844 | 10.0788 | 10 | 12.0778 | 0 | 12.0778 | 0 | 0 | 0 | 0 | 0 | 0 | 0 | 0 | 0 | 0 | 80.7844 | 0 | 3.0882 | 24.2156 | 0 | 0 | 0
5951 | 99.3304 | 0 | 99.3304 | 55 | 12.1444 | 9.6247 | 10 | 12.5613 | 0 | 12.5613 | 0 | 0 | 0 | 0 | 0 | 0 | 0 | 0 | 0 | 0 | 77.1444 | 0 | 2.9799 | 27.8556 | 0 | 0 | 0
5952 | 94.4108 | 0 | 94.4108 | 55 | 5.6678 | 8.8166 | 10 | 14.9263 | 0 | 14.9263 | 0 | 0 | 0 | 0 | 0 | 0 | 0 | 0 | 0 | 0 | 70.6678 | 0 | 2.8323 | 34.3322 | 0 | 0 | 0
5953 | 93.7193 | 0 | 93.7193 | 55 | 5.8704 | 8.8419 | 10 | 14.007 | 0 | 14.007 | 0 | 0 | 0 | 0 | 0 | 0 | 0 | 0 | 0 | 0 | 70.8704 | 0 | 2.8116 | 34.1296 | 0 | 0 | 0
5954 | 96.9355 | 0 | 96.9355 | 55 | 8.2847 | 9.1431 | 10 | 14.5077 | 0 | 14.5077 | 0 | 0 | 0 | 0 | 0 | 0 | 0 | 0 | 0 | 0 | 73.2847 | 0 | 2.9081 | 31.7153 | 0 | 0 | 0
5955 | 95.3592 | 0 | 95.3592 | 55 | 5.8739 | 8.8424 | 10 | 15.6429 | 0 | 15.6429 | 0 | 0 | 0 | 0 | 0 | 0 | 0 | 0 | 0 | 0 | 70.8739 | 0 | 2.8608 | 34.1261 | 0 | 0 | -1.4211e-14
5956 | 99.0969 | 0 | 99.0969 | 55 | 10.716 | 9.4465 | 10 | 13.9345 | 0 | 13.9345 | 0 | 0 | 0 | 0 | 0 | 0 | 0 | 0 | 0 | 0 | 75.716 | 0 | 2.9729 | 29.284 | 0 | 0 | 0
5957 | 97.2336 | 0 | 97.2336 | 55 | 11.2584 | 9.5141 | 10 | 11.4611 | 0 | 11.4611 | 0 | 0 | 0 | 0 | 0 | 0 | 0 | 0 | 0 | 0 | 76.2584 | 0 | 2.917 | 28.7416 | 0 | 0 | 0
5958 | 98.1397 | 0 | 98.1397 | 55 | 11.6487 | 9.5628 | 10 | 11.9281 | 0 | 11.9281 | 0 | 0 | 0 | 0 | 0 | 0 | 0 | 0 | 0 | 0 | 76.6487 | 0 | 2.9442 | 28.3513 | 0 | 0 | 0
5959 | 95.7422 | 0 | 95.7422 | 51.4128 | 2 | 7.9115 | 10 | 13.295 | 11.1229 | 13.295 | 11.1229 | 0 | 0 | 0 | 0 | 0 | 0 | 0 | 0 | 0 | 63.4128 | 0 | 2.8723 | 41.5872 | 0 | 1.4211e-14 | 0
5960 | 97.6869 | 0 | 97.6869 | 47.0874 | 2 | 7.3718 | 10 | 10.3248 | 20.9028 | 10.3248 | 20.9028 | 0 | 0 | 0 | 0 | 0 | 0 | 0 | 0 | 0 | 59.0874 | 0 | 2.9306 | 45.9126 | 0 | 1.4211e-14 | 0
5961 | 96.9171 | 0 | 96.9171 | 42.9 | 2 | 6.1495 | 4.3903 | 10.9825 | 30.4947 | 10.9825 | 30.4947 | 0 | 0 | 0 | 0 | 0 | 0 | 0 | 0 | 0 | 49.2903 | 0 | 2.9075 | 55.7097 | 0 | 0 | 0
5962 | 97.383 | 0 | 97.383 | 42.9 | 2 | 1.0835 | 4 | 11.7131 | 35.6864 | 11.7131 | 35.6864 | 0 | 0 | 0 | 0 | 0 | 0 | 0 | 0 | 0 | 48.9 | 0 | 2.9215 | 60.5608 | 0 | 0 | 0
5963 | 95.3392 | 0 | 95.3392 | 42.9 | 2 | 7.1054e-15 | 4 | 12.2584 | 38.3115 | 12.2584 | 38.3115 | 0 | 0 | 4.1306 | 0 | 0 | 0 | 4.1306 | 0 | 3.7176 | 48.9 | 0 | 2.8602 | 61.0659 | 0 | 0 | 0
5964 | 95.2343 | 0 | 95.2343 | 42.9 | 2 | 0 | 4 | 9.8846 | 36.9859 | 9.8846 | 36.9859 | 0 | 0 | 0.53625 | 0 | 0 | 0 | 0.53625 | 0 | 4.2002 | 48.9 | 0 | 2.857 | 61.4646 | 0 | 0 | 0
5965 | 95.7233 | 0 | 95.7233 | 42.9 | 2 | 7.1054e-15 | 4 | 12.0773 | 38.39 | 12.0773 | 38.39 | 0 | 0 | 3.644 | 0 | 0 | 0 | 3.644 | 0 | 7.4798 | 48.9 | 0 | 2.8717 | 61.1199 | 0 | 0 | 0
5966 | 92.2697 | 0 | 92.2697 | 42.9 | 2 | 7.1054e-15 | 4 | 11.044 | 35.3317 | 11.044 | 35.3317 | 0 | 0 | 3.0061 | 0 | 0 | 0 | 3.0061 | 0 | 10.1853 | 48.9 | 0 | 2.7681 | 61.1907 | 0 | 0 | 0
5967 | 94.1363 | 0 | 94.1363 | 42.9 | 2 | 6.2949 | 5.5554 | 11.78 | 25.606 | 11.78 | 25.606 | 0 | 0 | 0 | 0 | 0 | 0 | 0 | 0 | 10.1853 | 50.4554 | 0 | 2.8241 | 63.7114 | 0 | 0 | -1.4211e-14
5968 | 95.2054 | 0 | 95.2054 | 43.9537 | 2 | 6.9809 | 10 | 11.092 | 21.1788 | 11.092 | 21.1788 | 0 | 0 | 0 | 0 | 0 | 0 | 0 | 0 | 10.1853 | 55.9537 | 0 | 2.8562 | 58.2131 | 0 | 1.4211e-14 | 0
5969 | 98.868 | 0 | 98.868 | 45.4 | 2 | 8.2647 | 10 | 12.4176 | 11.9416 | 12.4176 | 11.9416 | 0 | 0 | 0 | 8.844 | 0 | 0 | 0 | 8.844 | 0.35857 | 57.4 | 0 | 2.966 | 47.9227 | 0 | 0 | 0
5970 | 107.3423 | 0 | 107.3423 | 55 | 18.9872 | 10.5187 | 10 | 12.5137 | 5.0372e-15 | 12.5137 | 5.0372e-15 | 0 | 0 | 0 | 0.32271 | 0 | 0 | 0 | 0.32271 | 0 | 83.9872 | 0 | 3.2203 | 21.0128 | 0 | 1.4211e-14 | 0
5971 | 111.8708 | 0 | 111.8708 | 55 | 24.2657 | 11.1369 | 10 | 11.4682 | 0 | 11.4682 | 0 | 0 | 0 | 0 | 0 | 0 | 0 | 0 | 0 | 0 | 89.2657 | 0 | 3.3561 | 15.7343 | 0 | 0 | -1.4211e-14
5972 | 116.0431 | 0 | 116.0431 | 55 | 26.6823 | 11.4384 | 10 | 12.9224 | 0 | 12.9224 | 0 | 0 | 0 | 0 | 0 | 0 | 0 | 0 | 0 | 0 | 91.6823 | 0 | 3.4813 | 13.3177 | 0 | 1.4211e-14 | 0
5973 | 111.0369 | 0 | 111.0369 | 55 | 21.3843 | 10.7775 | 10 | 13.8751 | 0 | 13.8751 | 0 | 0 | 0 | 0 | 0 | 0 | 0 | 0 | 0 | 0 | 86.3843 | 0 | 3.3311 | 18.6157 | 0 | 0 | 0
5974 | 105.1898 | 0 | 105.1898 | 55 | 15.3029 | 10.0187 | 10 | 14.8681 | 0 | 14.8681 | 0 | 0 | 0 | 0 | 0 | 0 | 0 | 0 | 0 | 0 | 80.3029 | 0 | 3.1557 | 24.6971 | 0 | 0 | 0
5975 | 103.2833 | 0 | 103.2833 | 55 | 13.5023 | 9.7941 | 10 | 14.9869 | 0 | 14.9869 | 0 | 0 | 0 | 0 | 0 | 0 | 0 | 0 | 0 | 0 | 78.5023 | 0 | 3.0985 | 26.4977 | 0 | 0 | -1.4211e-14
5976 | 94.0898 | 0 | 94.0898 | 53.5343 | 2 | 8.1762 | 10 | 20.3792 | 0 | 20.3792 | 0 | 0 | 0 | 0 | 0 | 0 | 0 | 0 | 0 | 0 | 65.5343 | 0 | 2.8227 | 39.4657 | 0 | 0 | 0
5977 | 94.9549 | 0 | 94.9549 | 52.8 | 2 | 8.0846 | 10 | 22.0703 | 0 | 22.0703 | 0 | 0 | 0 | 0 | 0 | 0 | 0 | 0 | 0 | 0 | 64.8 | 0 | 2.8486 | 40.2 | 0 | 1.4211e-14 | 0
5978 | 92.9943 | 0 | 92.9943 | 53.4361 | 2 | 8.1639 | 10 | 19.3942 | 0 | 19.3942 | 0 | 0 | 0 | 0 | 0 | 0 | 0 | 0 | 0 | 0 | 65.4361 | 0 | 2.7898 | 39.5639 | 0 | 0 | 0
5979 | 94.0343 | 0 | 94.0343 | 54.5531 | 2 | 8.3033 | 10 | 19.1779 | 0 | 19.1779 | 0 | 0 | 0 | 0 | 0 | 0 | 0 | 0 | 0 | 0 | 66.5531 | 0 | 2.821 | 38.4469 | 0 | 1.4211e-14 | 0
5980 | 93.0864 | 0 | 93.0864 | 54.286 | 2 | 8.27 | 10 | 18.5304 | 0 | 18.5304 | 0 | 0 | 0 | 0 | 0 | 0 | 0 | 0 | 0 | 0 | 66.286 | 0 | 2.7926 | 38.714 | 0 | 0 | 0
5981 | 96.3183 | 0 | 96.3183 | 55 | 3.8638 | 8.5916 | 10 | 18.8629 | 0 | 18.8629 | 0 | 0 | 0 | 0 | 0 | 0 | 0 | 0 | 0 | 0 | 68.8638 | 0 | 2.8895 | 36.1362 | 0 | 1.4211e-14 | 0
5982 | 93.3887 | 0 | 93.3887 | 54.1572 | 2 | 8.2539 | 10 | 18.9776 | 0 | 18.9776 | 0 | 0 | 0 | 0 | 0 | 0 | 0 | 0 | 0 | 0 | 66.1572 | 0 | 2.8017 | 38.8428 | 0 | 0 | -1.4211e-14
5983 | 95.3495 | 0 | 95.3495 | 45.1574 | 2 | 7.1311 | 10 | 18.3738 | 12.6873 | 18.3738 | 12.6873 | 0 | 0 | 0 | 0 | 0 | 0 | 0 | 0 | 0 | 57.1574 | 0 | 2.8605 | 47.8426 | 0 | 0 | 0
5984 | 92.8862 | 0 | 92.8862 | 42.9 | 2 | 0.86898 | 4 | 17.271 | 25.8462 | 17.271 | 25.8462 | 0 | 0 | 0 | 0 | 0 | 0 | 0 | 0 | 0 | 48.9 | 0 | 2.7866 | 60.7515 | 0 | 0 | 0
5985 | 92.0638 | 0 | 92.0638 | 42.9 | 2 | 1.4211e-14 | 4 | 17.0157 | 36.9537 | 17.0157 | 36.9537 | 0 | 0 | 10.8057 | 0 | 0 | 0 | 10.8057 | 0 | 9.7251 | 48.9 | 0 | 2.7619 | 60.3255 | 0 | 0 | 0
5986 | 92.7376 | 0 | 92.7376 | 42.9 | 2 | 1.4211e-14 | 4 | 16.844 | 41.7185 | 16.844 | 41.7185 | 0 | 0 | 12 | 0 | 2.7248 | 0 | 14.7248 | 0 | 23.0373 | 48.9 | 0 | 2.7821 | 59.8908 | 0 | 0 | 0
5987 | 92.0391 | 0 | 92.0391 | 42.9 | 2 | 0 | 4 | 16.8555 | 45.4916 | 16.8555 | 45.4916 | 0 | 0 | 12 | 0 | 7.208 | 0 | 19.208 | 0 | 40.4827 | 48.9 | 0 | 2.7612 | 59.3935 | 0 | 0 | 0
5988 | 91.0361 | 0 | 91.0361 | 42.9 | 2 | 0 | 4 | 17.1874 | 42.6002 | 17.1874 | 42.6002 | 0 | 0 | 12 | 0 | 5.6516 | 0 | 17.6516 | 0 | 56.4933 | 48.9 | 0 | 2.7311 | 59.5662 | 0 | 0 | 0
5989 | 92.9773 | 0 | 92.9773 | 42.9 | 2 | 1.4211e-14 | 4 | 16.2645 | 45.4799 | 14.9393 | 41.7742 | 1.3252 | 3.7056 | 6.5277 | 0 | 6.1086 | 0 | 12.6363 | 0 | 68 | 48.9 | 0 | 2.7893 | 59.5644 | 0 | 3.5527e-15 | 0
5990 | 92.0899 | 0 | 92.0899 | 42.9 | 2 | 7.1054e-15 | 4 | 16.2483 | 39.7007 | 12.5429 | 30.647 | 3.7054 | 9.0537 | 0 | 0 | 0 | 0 | 0 | 0 | 68 | 48.9 | 0 | 2.7627 | 82.1089 | 0 | 0 | 0
5991 | 88.5476 | 0 | 88.5476 | 42.9 | 2 | 7.1054e-15 | 4 | 16.4678 | 35.5888 | 12.5423 | 27.1053 | 3.9255 | 8.4835 | 0 | 0 | 0 | 0 | 0 | 0 | 68 | 48.9 | 0 | 2.6564 | 82.1477 | 0 | 0 | 0
5992 | 94.3342 | 0 | 94.3342 | 42.9 | 2 | 5.8081 | 4 | 15.8842 | 23.7419 | 15.8842 | 23.7419 | 0 | 0 | 0 | 0 | 0 | 0 | 0 | 0 | 68 | 48.9 | 0 | 2.83 | 78.3603 | 0 | 1.4211e-14 | 0
5993 | 98.6954 | 0 | 98.6954 | 44.6995 | 2 | 7.6839 | 10 | 17.0068 | 12.4161 | 17.0068 | 12.4161 | 0 | 0 | 0 | 0 | 0 | 4.8891 | 0 | 4.8891 | 62.697 | 56.6995 | 0 | 2.9609 | 65.4113 | 0 | 0 | 0
5994 | 105.3049 | 0 | 105.3049 | 42.9 | 2 | 9.5564 | 9.8958 | 19.1508 | 6.4338e-15 | 19.1508 | 6.4338e-15 | 0 | 0 | 0 | 11.8018 | 0 | 10 | 0 | 21.8018 | 38.7373 | 54.7958 | 0 | 3.1591 | 50.4024 | 0 | 1.4211e-14 | 0
5995 | 110.8534 | 0 | 110.8534 | 55 | 2.3252 | 10.3396 | 10 | 17.6386 | 0 | 17.6386 | 0 | 0 | 0 | 0 | 12 | 0 | 3.55 | 0 | 15.55 | 21.5535 | 67.3252 | 0 | 3.3256 | 37.6748 | 0 | 0 | 0
5996 | 115.2397 | 0 | 115.2397 | 55 | 8.7525 | 10.6986 | 10 | 18.7886 | 0 | 18.7886 | 0 | 0 | 0 | 0 | 12 | 0 | 0 | 0 | 12 | 8.2202 | 73.7525 | 0 | 3.4572 | 31.2475 | 0 | 0 | 0
5997 | 110.3905 | 0 | 110.3905 | 55 | 7.4744 | 9.965 | 10 | 20.5529 | 0 | 20.5529 | 0 | 0 | 0 | 0 | 7.3982 | 0 | 0 | 0 | 7.3982 | 0 | 72.4744 | 0 | 3.3117 | 32.5256 | 0 | 1.4211e-14 | 0
5998 | 104.2687 | 0 | 104.2687 | 55 | 9.9642 | 9.3527 | 10 | 19.9518 | 0 | 19.9518 | 0 | 0 | 0 | 0 | 0 | 0 | 0 | 0 | 0 | 0 | 74.9642 | 0 | 3.1281 | 30.0358 | 0 | 0 | 0
5999 | 98.9391 | 0 | 98.9391 | 55 | 5.3375 | 8.7754 | 10 | 19.8262 | 0 | 19.8262 | 0 | 0 | 0 | 0 | 0 | 0 | 0 | 0 | 0 | 0 | 70.3375 | 0 | 2.9682 | 34.6625 | 0 | 0 | 0
6000 | 89.6179 | 0 | 89.6179 | 52.8045 | 2 | 8.0851 | 10 | 16.7282 | 0 | 16.7282 | 0 | 0 | 0 | 0 | 0 | 0 | 0 | 0 | 0 | 0 | 64.8045 | 0 | 2.6885 | 40.1955 | 0 | 0 | -1.4211e-14
6001 | 87.5471 | 0 | 87.5471 | 50.4482 | 2 | 7.7911 | 10 | 17.3077 | 0 | 17.3077 | 0 | 0 | 0 | 0 | 0 | 0 | 0 | 0 | 0 | 0 | 62.4482 | 0 | 2.6264 | 42.5518 | 0 | 0 | 0
6002 | 89.9521 | 0 | 89.9521 | 50.1625 | 2 | 7.7555 | 10 | 20.0341 | 0 | 20.0341 | 0 | 0 | 0 | 0 | 0 | 0 | 0 | 0 | 0 | 0 | 62.1625 | 0 | 2.6986 | 42.8375 | 0 | 0 | 0
6003 | 89.9881 | 0 | 89.9881 | 51.8154 | 2 | 7.9617 | 10 | 18.211 | 0 | 18.211 | 0 | 0 | 0 | 0 | 0 | 0 | 0 | 0 | 0 | 0 | 63.8154 | 0 | 2.6996 | 41.1846 | 0 | 0 | 0
6004 | 92.5638 | 0 | 92.5638 | 53.1901 | 2 | 8.1332 | 10 | 19.2404 | 0 | 19.2404 | 0 | 0 | 0 | 0 | 0 | 0 | 0 | 0 | 0 | 0 | 65.1901 | 0 | 2.7769 | 39.8099 | 0 | 0 | 0
6005 | 92.2747 | 0 | 92.2747 | 55 | 2.3003 | 8.3965 | 10 | 16.578 | 0 | 16.578 | 0 | 0 | 0 | 0 | 0 | 0 | 0 | 0 | 0 | 0 | 67.3003 | 0 | 2.7682 | 37.6997 | 0 | 0 | 0
6006 | 89.672 | 0 | 89.672 | 52.561 | 2 | 8.0547 | 10 | 17.0562 | 0 | 17.0562 | 0 | 0 | 0 | 0 | 0 | 0 | 0 | 0 | 0 | 0 | 64.561 | 0 | 2.6902 | 40.439 | 0 | 0 | 0
6007 | 92.9691 | 0 | 92.9691 | 47.1613 | 2 | 7.3811 | 10 | 15.9713 | 10.4554 | 15.9713 | 10.4554 | 0 | 0 | 0 | 0 | 0 | 0 | 0 | 0 | 0 | 59.1613 | 0 | 2.7891 | 45.8387 | 0 | 1.4211e-14 | 0
6008 | 92.9418 | 0 | 92.9418 | 42.9 | 2 | 5.1636 | 4 | 16.9172 | 21.961 | 16.9172 | 21.961 | 0 | 0 | 0 | 0 | 0 | 0 | 0 | 0 | 0 | 48.9 | 0 | 2.7883 | 56.9333 | 0 | 0 | 0
6009 | 93.2173 | 0 | 93.2173 | 42.9 | 2 | 0.86483 | 4 | 15.5112 | 27.9412 | 15.5112 | 27.9412 | 0 | 0 | 0 | 0 | 0 | 0 | 0 | 0 | 0 | 48.9 | 0 | 2.7965 | 60.7552 | 0 | 0 | 0
6010 | 90.7339 | 0 | 90.7339 | 42.9 | 2 | 1.4211e-14 | 4 | 16.0303 | 35.4881 | 16.0303 | 35.4881 | 0 | 0 | 9.6846 | 0 | 0 | 0 | 9.6846 | 0 | 8.7161 | 48.9 | 0 | 2.722 | 60.4499 | 0 | 0 | 0
6011 | 91.5003 | 0 | 91.5003 | 42.9 | 2 | 0 | 4 | 16.5573 | 39.4465 | 16.5573 | 39.4465 | 0 | 0 | 12 | 0 | 1.4035 | 0 | 13.4035 | 0 | 20.8101 | 48.9 | 0 | 2.745 | 60.0374 | 0 | 0 | 0
6012 | 90.4778 | 0 | 90.4778 | 42.9 | 2 | 7.1054e-15 | 4 | 17.0099 | 43.1351 | 17.0099 | 43.1351 | 0 | 0 | 12 | 0 | 6.5671 | 0 | 18.5671 | 0 | 37.6647 | 48.9 | 0 | 2.7143 | 59.4646 | 0 | 0 | 0
6013 | 87.8245 | 0 | 87.8245 | 42.9 | 2 | 7.1054e-15 | 4 | 14.8425 | 36.7311 | 14.8425 | 36.7311 | 0 | 0 | 12 | 0 | 0.64908 | 0 | 12.6491 | 0 | 49.0631 | 48.9 | 0 | 2.6347 | 60.1211 | 0 | 0 | 0
6014 | 86.5828 | 0 | 86.5828 | 42.9 | 2 | 0 | 4 | 15.8228 | 31.8443 | 15.8228 | 31.8443 | 0 | 0 | 7.6488 | 0 | 2.3355 | 0 | 9.9843 | 0 | 58.1003 | 48.9 | 0 | 2.5975 | 60.4166 | 0 | 0 | 0
6015 | 85.6595 | 0 | 85.6595 | 42.9 | 2 | 0 | 4 | 15.7788 | 31.7314 | 15.5294 | 31.23 | 0.24931 | 0.50137 | 0 | 0 | 10 | 0 | 10 | 0 | 67.3198 | 48.9 | 0 | 2.5698 | 72.3316 | 0 | 0 | 0
6016 | 91.7158 | 0 | 91.7158 | 42.9 | 2 | 2.7511 | 4 | 18.282 | 21.7827 | 18.282 | 21.7827 | 0 | 0 | 0 | 0 | 0 | 0 | 0 | 0 | 67.3198 | 48.9 | 0 | 2.7515 | 81.0782 | 0 | 1.4211e-14 | 0
6017 | 95.9323 | 0 | 95.9323 | 42.9 | 2 | 7.6008 | 6.9552 | 16.4489 | 10.9604 | 16.4489 | 10.9604 | 0 | 0 | 0 | 0 | 0 | 9.0669 | 0 | 9.0669 | 57.4853 | 51.8552 | 0 | 2.878 | 66.0779 | 0 | 1.4211e-14 | 0
6018 | 99.4271 | 0 | 99.4271 | 42.9 | 2 | 8.967 | 6.2279 | 18.5871 | 5.3969e-15 | 18.5871 | 5.3969e-15 | 0 | 0 | 0 | 12 | 0 | 8.745 | 0 | 20.745 | 34.6667 | 51.1279 | 0 | 2.9828 | 53.8721 | 0 | 0 | -1.4211e-14
6019 | 107.838 | 0 | 107.838 | 54.607 | 2 | 9.8071 | 10 | 19.424 | 0 | 19.424 | 0 | 0 | 0 | 0 | 12 | 0 | 0 | 0 | 12 | 21.3333 | 66.607 | 0 | 3.2351 | 38.393 | 0 | 0 | 0
6020 | 111.7722 | 0 | 111.7722 | 55 | 5.5567 | 10.2999 | 10 | 18.9155 | 0 | 18.9155 | 0 | 0 | 0 | 0 | 12 | 0 | 0 | 0 | 12 | 8 | 70.5567 | 0 | 3.3532 | 34.4433 | 0 | 0 | 0
6021 | 108.3148 | 0 | 108.3148 | 55 | 7.1205 | 9.8962 | 10 | 19.0981 | 0 | 19.0981 | 0 | 0 | 0 | 0 | 7.2 | 0 | 0 | 0 | 7.2 | 0 | 72.1205 | 0 | 3.2494 | 32.8795 | 0 | 0 | 0
6022 | 100.9338 | 0 | 100.9338 | 55 | 8.8892 | 9.2185 | 10 | 17.8261 | 0 | 17.8261 | 0 | 0 | 0 | 0 | 0 | 0 | 0 | 0 | 0 | 0 | 73.8892 | 0 | 3.028 | 31.1108 | 0 | 0 | 0
6023 | 96.5749 | 0 | 96.5749 | 55 | 2.5147 | 8.4233 | 10 | 20.6369 | 0 | 20.6369 | 0 | 0 | 0 | 0 | 0 | 0 | 0 | 0 | 0 | 0 | 67.5147 | 0 | 2.8972 | 37.4853 | 0 | 0 | -1.4211e-14
6024 | 85.8738 | 0 | 85.8738 | 49.1049 | 2 | 7.6236 | 10 | 17.1453 | 0 | 17.1453 | 0 | 0 | 0 | 0 | 0 | 0 | 0 | 0 | 0 | 0 | 61.1049 | 0 | 2.5762 | 43.8951 | 0 | 1.4211e-14 | 0
6025 | 90.5825 | 0 | 90.5825 | 52.1681 | 2 | 8.0057 | 10 | 18.4087 | 0 | 18.4087 | 0 | 0 | 0 | 0 | 0 | 0 | 0 | 0 | 0 | 0 | 64.1681 | 0 | 2.7175 | 40.8319 | 0 | 0 | 0
6026 | 89.019 | 0 | 89.019 | 50.4152 | 2 | 7.787 | 10 | 18.8168 | 0 | 18.8168 | 0 | 0 | 0 | 0 | 0 | 0 | 0 | 0 | 0 | 0 | 62.4152 | 0 | 2.6706 | 42.5848 | 0 | 0 | 0
6027 | 87.5076 | 0 | 87.5076 | 50.7768 | 2 | 7.8321 | 10 | 16.8987 | 0 | 16.8987 | 0 | 0 | 0 | 0 | 0 | 0 | 0 | 0 | 0 | 0 | 62.7768 | 0 | 2.6252 | 42.2232 | 0 | 0 | 0
6028 | 91.3357 | 0 | 91.3357 | 53.8943 | 2 | 8.2211 | 10 | 17.2203 | 0 | 17.2203 | 0 | 0 | 0 | 0 | 0 | 0 | 0 | 0 | 0 | 0 | 65.8943 | 0 | 2.7401 | 39.1057 | 0 | 0 | 0
6029 | 90.9212 | 0 | 90.9212 | 54.6258 | 2 | 8.3124 | 10 | 15.983 | 0 | 15.983 | 0 | 0 | 0 | 0 | 0 | 0 | 0 | 0 | 0 | 0 | 66.6258 | 0 | 2.7276 | 38.3742 | 0 | 0 | 0
6030 | 91.5533 | 0 | 91.5533 | 55 | 3.4122 | 8.5352 | 10 | 14.6058 | 0 | 14.6058 | 0 | 0 | 0 | 0 | 0 | 0 | 0 | 0 | 0 | 0 | 68.4122 | 0 | 2.7466 | 36.5878 | 0 | 0 | 0
6031 | 90.4373 | 0 | 90.4373 | 42.9 | 2 | 6.8184 | 9.751 | 15.7803 | 13.1877 | 15.7803 | 13.1877 | 0 | 0 | 0 | 0 | 0 | 0 | 0 | 0 | 0 | 54.651 | 0 | 2.7131 | 50.349 | 0 | 0 | -1.4211e-14
6032 | 92.3513 | 0 | 92.3513 | 42.9 | 2 | 1.9559 | 4 | 16.7489 | 24.7465 | 16.7489 | 24.7465 | 0 | 0 | 0 | 0 | 0 | 0 | 0 | 0 | 0 | 48.9 | 0 | 2.7705 | 59.7852 | 0 | 0 | 0
6033 | 88.8536 | 0 | 88.8536 | 42.9 | 2 | 0 | 4 | 14.9277 | 37.4358 | 14.9277 | 37.4358 | 0 | 0 | 12 | 0 | 0.40992 | 0 | 12.4099 | 0 | 11.1779 | 48.9 | 0 | 2.6656 | 60.1476 | 0 | 0 | 0
6034 | 89.3408 | 0 | 89.3408 | 42.9 | 2 | 1.4211e-14 | 4 | 15.6866 | 44.2029 | 15.6866 | 44.2029 | 0 | 0 | 12 | 0 | 7.4487 | 0 | 19.4487 | 0 | 28.8453 | 48.9 | 0 | 2.6802 | 59.3668 | 0 | 0 | 0
6035 | 89.6806 | 0 | 89.6806 | 42.9 | 2 | 0 | 4 | 14.8655 | 52.6138 | 13.8304 | 48.9502 | 1.0351 | 3.6636 | 12 | 0 | 10 | 0 | 22 | 0 | 48.8648 | 48.9 | 0 | 2.6904 | 58.5626 | 0 | 0 | 0
6036 | 85.5833 | 0 | 85.5833 | 42.9 | 2 | 0 | 4 | 13.8948 | 50.8936 | 11.2632 | 41.2545 | 2.6316 | 9.6391 | 12 | 0 | 3.8344 | 0 | 15.8344 | 0 | 63.2 | 48.9 | 0 | 2.5675 | 58.4066 | 0 | 5.3291e-15 | 0
6037 | 85.5296 | 0 | 85.5296 | 42.9 | 2 | 7.1054e-15 | 4 | 13.6112 | 51.0529 | 8.8328 | 33.1301 | 4.7784 | 17.9228 | 5.3333 | 0 | 0 | 0 | 5.3333 | 0 | 68 | 48.9 | 0 | 2.5659 | 68.4145 | 0 | 0 | -1.7764e-15
6038 | 83.873 | 0 | 83.873 | 42.9 | 2 | 7.1054e-15 | 4 | 13.6502 | 48.3836 | 7.6956 | 27.2774 | 5.9546 | 21.1062 | 0 | 0 | 0 | 0 | 0 | 0 | 68 | 48.9 | 0 | 2.5162 | 80.5225 | 0 | 0 | 0
6039 | 84.2807 | 0 | 84.2807 | 42.9 | 2 | 7.1054e-15 | 4 | 16.3882 | 38.5091 | 10.562 | 24.8187 | 5.8262 | 13.6904 | 0 | 0 | 0 | 0 | 0 | 0 | 68 | 48.9 | 0 | 2.5284 | 81.3593 | 0 | 0 | 0
6040 | 88.2131 | 0 | 88.2131 | 42.9 | 2 | 0 | 4 | 15.7009 | 25.5309 | 14.9703 | 24.3428 | 0.73063 | 1.1881 | 0 | 0 | 0 | 0 | 0 | 0 | 68 | 48.9 | 0 | 2.6464 | 83.3113 | 0 | 0 | 0
6041 | 93.8593 | 0 | 93.8593 | 44.9921 | 2 | 7.1104 | 10 | 16.0272 | 13.7297 | 16.0272 | 13.7297 | 0 | 0 | 0 | 0 | 0 | 0 | 0 | 0 | 68 | 56.9921 | 0 | 2.8158 | 70.0079 | 0 | 0 | 0
6042 | 97.3381 | 0 | 97.3381 | 47.2961 | 2 | 8.9187 | 10 | 16.9333 | 6.45e-15 | 16.9333 | 6.45e-15 | 0 | 0 | 0 | 2.1899 | 0 | 10 | 0 | 12.1899 | 54.7202 | 59.2961 | 0 | 2.9201 | 55.514 | 0 | 0 | 0
6043 | 102.6588 | 0 | 102.6588 | 47.1991 | 2 | 9.4509 | 10 | 17.456 | 0 | 17.456 | 0 | 0 | 0 | 0 | 8.1137 | 0 | 8.4391 | 0 | 16.5528 | 36.5515 | 59.1991 | 0 | 3.0798 | 49.6872 | 0 | 0 | -1.4211e-14
6044 | 110.7949 | 0 | 110.7949 | 55 | 6.1772 | 10.3773 | 10 | 17.2404 | 0 | 17.2404 | 0 | 0 | 0 | 0 | 12 | 0 | 0 | 0 | 12 | 23.2182 | 71.1772 | 0 | 3.3238 | 33.8228 | 0 | 0 | 0
6045 | 102.9799 | 0 | 102.9799 | 53.2432 | 2 | 9.637 | 10 | 16.0998 | 0 | 16.0998 | 0 | 0 | 0 | 0 | 12 | 0 | 0 | 0 | 12 | 9.8849 | 65.2432 | 0 | 3.0894 | 39.7568 | 0 | 0 | 0
6046 | 99.3082 | 0 | 99.3082 | 52.3406 | 2 | 9.1372 | 10 | 16.9341 | 0 | 16.9341 | 0 | 0 | 0 | 0 | 8.8964 | 0 | 0 | 0 | 8.8964 | 0 | 64.3406 | 0 | 2.9792 | 40.6594 | 0 | 0 | 0
6047 | 95.3583 | 0 | 95.3583 | 55 | 3.7823 | 8.5814 | 10 | 17.9946 | 0 | 17.9946 | 0 | 0 | 0 | 0 | 0 | 0 | 0 | 0 | 0 | 0 | 68.7823 | 0 | 2.8607 | 36.2177 | 0 | 0 | 0
6048 | 91.2405 | 0 | 91.2405 | 54.101 | 2 | 8.2469 | 10 | 16.8926 | 0 | 16.8926 | 0 | 0 | 0 | 0 | 0 | 0 | 0 | 0 | 0 | 0 | 66.101 | 0 | 2.7372 | 38.899 | 0 | 0 | 0
6049 | 91.8365 | 0 | 91.8365 | 55 | 2.0025 | 8.3593 | 10 | 16.4746 | 0 | 16.4746 | 0 | 0 | 0 | 0 | 0 | 0 | 0 | 0 | 0 | 0 | 67.0025 | 0 | 2.7551 | 37.9975 | 0 | 0 | 0
6050 | 92.2006 | 0 | 92.2006 | 55 | 2.6158 | 8.4359 | 10 | 16.149 | 0 | 16.149 | 0 | 0 | 0 | 0 | 0 | 0 | 0 | 0 | 0 | 0 | 67.6158 | 0 | 2.766 | 37.3842 | 0 | 1.4211e-14 | 0
6051 | 96.7312 | 0 | 96.7312 | 55 | 7.4945 | 9.0445 | 10 | 15.1921 | 0 | 15.1921 | 0 | 0 | 0 | 0 | 0 | 0 | 0 | 0 | 0 | 0 | 72.4945 | 0 | 2.9019 | 32.5055 | 0 | 0 | 0
6052 | 96.4293 | 0 | 96.4293 | 55 | 7.0469 | 8.9887 | 10 | 15.3937 | 0 | 15.3937 | 0 | 0 | 0 | 0 | 0 | 0 | 0 | 0 | 0 | 0 | 72.0469 | 0 | 2.8929 | 32.9531 | 0 | 0 | 0
6053 | 95.6565 | 0 | 95.6565 | 55 | 7.2175 | 9.01 | 10 | 14.429 | 0 | 14.429 | 0 | 0 | 0 | 0 | 0 | 0 | 0 | 0 | 0 | 0 | 72.2175 | 0 | 2.8697 | 32.7825 | 0 | 0 | 0
6054 | 94.6617 | 0 | 94.6617 | 55 | 6.7286 | 8.949 | 10 | 13.9841 | 0 | 13.9841 | 0 | 0 | 0 | 0 | 0 | 0 | 0 | 0 | 0 | 0 | 71.7286 | 0 | 2.8399 | 33.2714 | 0 | 0 | 0
6055 | 95.7535 | 0 | 95.7535 | 51.8698 | 2 | 7.9685 | 10 | 13.5199 | 10.3953 | 13.5199 | 10.3953 | 0 | 0 | 0 | 0 | 0 | 0 | 0 | 0 | 0 | 63.8698 | 0 | 2.8726 | 41.1302 | 0 | 0 | 0
6056 | 97.6183 | 0 | 97.6183 | 42.9 | 2 | 6.7562 | 9.253 | 15.7123 | 20.9968 | 15.7123 | 20.9968 | 0 | 0 | 0 | 0 | 0 | 0 | 0 | 0 | 0 | 54.153 | 0 | 2.9285 | 50.847 | 0 | 0 | 0
6057 | 95.1026 | 0 | 95.1026 | 42.9 | 2 | 0 | 4 | 15.715 | 31.8166 | 15.715 | 31.8166 | 0 | 0 | 1.329 | 0 | 0 | 0 | 1.329 | 0 | 1.1961 | 48.9 | 0 | 2.8531 | 61.3767 | 0 | 0 | 0
6058 | 92.4449 | 0 | 92.4449 | 42.9 | 2 | 0 | 4 | 12.7689 | 32.0997 | 12.7689 | 32.0997 | 0 | 0 | 1.3236 | 0 | 0 | 0 | 1.3236 | 0 | 2.3873 | 48.9 | 0 | 2.7733 | 61.3773 | 0 | 0 | 0
6059 | 94.1052 | 0 | 94.1052 | 42.9 | 2 | 0 | 4 | 14.209 | 42.4926 | 14.209 | 42.4926 | 0 | 0 | 11.4963 | 0 | 0 | 0 | 11.4963 | 0 | 12.734 | 48.9 | 0 | 2.8232 | 60.2489 | 0 | 0 | 0
6060 | 90.6715 | 0 | 90.6715 | 42.9 | 2 | 1.4211e-14 | 4 | 12.6317 | 39.7906 | 12.6317 | 39.7906 | 0 | 0 | 10.6507 | 0 | 0 | 0 | 10.6507 | 0 | 22.3197 | 48.9 | 0 | 2.7201 | 60.3427 | 0 | 0 | 0
6061 | 92.5363 | 0 | 92.5363 | 42.9 | 2 | 1.4211e-14 | 4 | 12.9092 | 38.9089 | 12.9092 | 38.9089 | 0 | 0 | 8.1818 | 0 | 0 | 0 | 8.1818 | 0 | 29.6833 | 48.9 | 0 | 2.7761 | 60.6166 | 0 | 0 | 0
6062 | 92.0883 | 0 | 92.0883 | 42.9 | 2 | 7.1054e-15 | 4 | 14.433 | 35.3667 | 14.433 | 35.3667 | 0 | 0 | 6.6114 | 0 | 0 | 0 | 6.6114 | 0 | 35.6336 | 48.9 | 0 | 2.7626 | 60.7908 | 0 | 0 | 0
6063 | 92.7618 | 0 | 92.7618 | 42.9 | 2 | 4.7632 | 4 | 12.9294 | 26.1692 | 12.9294 | 26.1692 | 0 | 0 | 0 | 0 | 0 | 0 | 0 | 0 | 35.6336 | 48.9 | 0 | 2.7829 | 69.2893 | 0 | 0 | 0
6064 | 96.5562 | 0 | 96.5562 | 45.1542 | 2 | 7.1307 | 10 | 13.1639 | 19.1075 | 13.1639 | 19.1075 | 0 | 0 | 0 | 0 | 0 | 0 | 0 | 0 | 35.6336 | 57.1542 | 0 | 2.8967 | 59.8458 | 0 | 0 | -1.4211e-14
6065 | 99.5009 | 0 | 99.5009 | 52.8024 | 2 | 8.5003 | 10 | 13.3088 | 9.5599 | 13.3088 | 9.5599 | 0 | 0 | 0 | 3.3296 | 0 | 0 | 0 | 3.3296 | 31.934 | 64.8024 | 0 | 2.985 | 48.8681 | 0 | 0 | 0
6066 | 105.4218 | 0 | 105.4218 | 55 | 3.7716 | 10.0772 | 10 | 14.573 | 4.757e-15 | 14.573 | 4.757e-15 | 0 | 0 | 0 | 12 | 0 | 0 | 0 | 12 | 18.6007 | 68.7716 | 0 | 3.1627 | 36.2284 | 0 | 0 | 0
6067 | 111.0646 | 0 | 111.0646 | 55 | 7.7515 | 10.5737 | 10 | 15.7393 | 0 | 15.7393 | 0 | 0 | 0 | 0 | 12 | 0 | 0 | 0 | 12 | 5.2674 | 72.7515 | 0 | 3.3319 | 32.2485 | 0 | 0 | 0
6068 | 114.9377 | 0 | 114.9377 | 55 | 19.1013 | 11.0841 | 10 | 15.0117 | 0 | 15.0117 | 0 | 0 | 0 | 0 | 4.7406 | 0 | 0 | 0 | 4.7406 | 0 | 84.1013 | 0 | 3.4481 | 20.8987 | 0 | 0 | 0
6069 | 112.7884 | 0 | 112.7884 | 55 | 21.1378 | 10.7467 | 10 | 15.9039 | 0 | 15.9039 | 0 | 0 | 0 | 0 | 0 | 0 | 0 | 0 | 0 | 0 | 86.1378 | 0 | 3.3837 | 18.8622 | 0 | 1.4211e-14 | 0
6070 | 107.7274 | 0 | 107.7274 | 55 | 16.417 | 10.1577 | 10 | 16.1526 | 0 | 16.1526 | 0 | 0 | 0 | 0 | 0 | 0 | 0 | 0 | 0 | 0 | 81.417 | 0 | 3.2318 | 23.583 | 0 | 0 | 0
6071 | 99.8937 | 0 | 99.8937 | 55 | 9.8121 | 9.3337 | 10 | 15.7478 | 0 | 15.7478 | 0 | 0 | 0 | 0 | 0 | 0 | 0 | 0 | 0 | 0 | 74.8121 | 0 | 2.9968 | 30.1879 | 0 | 0 | 0
6072 | 95.4482 | 0 | 95.4482 | 55 | 6.5239 | 8.9234 | 10 | 15.0008 | 0 | 15.0008 | 0 | 0 | 0 | 0 | 0 | 0 | 0 | 0 | 0 | 0 | 71.5239 | 0 | 2.8634 | 48.4761 | 0 | 0 | 0
6073 | 95.9161 | 0 | 95.9161 | 55 | 5.9288 | 8.8492 | 10 | 16.138 | 0 | 16.138 | 0 | 0 | 0 | 0 | 0 | 0 | 0 | 0 | 0 | 0 | 70.9288 | 0 | 2.8775 | 49.0712 | 0 | 0 | 0
6074 | 98.3522 | 0 | 98.3522 | 55 | 8.7283 | 9.1985 | 10 | 15.4255 | 0 | 15.4255 | 0 | 0 | 0 | 0 | 0 | 0 | 0 | 0 | 0 | 0 | 73.7283 | 0 | 2.9506 | 46.2717 | 0 | 0 | 0
6075 | 98.7587 | 0 | 98.7587 | 55 | 10.6073 | 9.4329 | 10 | 13.7184 | 0 | 13.7184 | 0 | 0 | 0 | 0 | 0 | 0 | 0 | 0 | 0 | 0 | 75.6073 | 0 | 2.9628 | 44.3927 | 0 | 0 | 0
6076 | 100.5095 | 0 | 100.5095 | 55 | 12.1497 | 9.6253 | 10 | 13.7345 | 0 | 13.7345 | 0 | 0 | 0 | 0 | 0 | 0 | 0 | 0 | 0 | 0 | 77.1497 | 0 | 3.0153 | 42.8503 | 0 | 0 | -1.4211e-14
6077 | 99.7404 | 0 | 99.7404 | 55 | 11.0674 | 9.4903 | 10 | 14.1827 | 0 | 14.1827 | 0 | 0 | 0 | 0 | 0 | 0 | 0 | 0 | 0 | 0 | 76.0674 | 0 | 2.9922 | 43.9326 | 0 | 0 | -1.4211e-14
6078 | 97.0171 | 0 | 97.0171 | 55 | 10.701 | 9.4446 | 10 | 11.8715 | 0 | 11.8715 | 0 | 0 | 0 | 0 | 0 | 0 | 0 | 0 | 0 | 0 | 75.701 | 0 | 2.9105 | 44.299 | 0 | 1.4211e-14 | 0
6079 | 97.6822 | 0 | 97.6822 | 53.3413 | 2.75 | 8.2457 | 10 | 12.3168 | 11.0285 | 12.3168 | 11.0285 | 0 | 0 | 0 | 0 | 0 | 0 | 0 | 0 | 0 | 66.0913 | 0 | 2.9305 | 53.9087 | 0 | 0 | 0
6080 | 100.4253 | 0 | 100.4253 | 46.5916 | 2.75 | 7.4036 | 10 | 11.4003 | 22.2798 | 11.4003 | 22.2798 | 0 | 0 | 0 | 0 | 0 | 0 | 0 | 0 | 0 | 59.3416 | 0 | 3.0128 | 60.6584 | 0 | 0 | 0
6081 | 96.0553 | 0 | 96.0553 | 42.9 | 2.75 | 2.7187 | 4 | 12.4843 | 31.2023 | 12.4843 | 31.2023 | 0 | 0 | 0 | 0 | 0 | 0 | 0 | 0 | 0 | 49.65 | 0 | 2.8817 | 73.4402 | 0 | 0 | 0
6082 | 97.1001 | 0 | 97.1001 | 42.9 | 2.75 | 4.0687 | 4 | 9.4891 | 33.8923 | 9.4891 | 33.8923 | 0 | 0 | 0 | 0 | 0 | 0 | 0 | 0 | 0 | 49.65 | 0 | 2.913 | 72.2399 | 0 | 0 | 0
6083 | 95.1531 | 0 | 95.1531 | 42.9 | 2.75 | 0 | 4 | 11.2863 | 40.1622 | 11.2863 | 40.1622 | 0 | 0 | 5.9453 | 0 | 0 | 0 | 5.9453 | 0 | 5.3508 | 49.65 | 0 | 2.8546 | 75.1978 | 0 | 0 | 0
6084 | 93.5191 | 0 | 93.5191 | 42.9 | 2.75 | 0 | 4 | 12.1167 | 43.2104 | 12.1167 | 43.2104 | 0 | 0 | 11.458 | 0 | 0 | 0 | 11.458 | 0 | 15.6629 | 49.65 | 0 | 2.8056 | 74.5864 | 0 | 0 | 0
6085 | 95.5891 | 0 | 95.5891 | 42.9 | 2.75 | 0 | 4 | 12.7836 | 40.5102 | 12.7836 | 40.5102 | 0 | 0 | 7.3547 | 0 | 0 | 0 | 7.3547 | 0 | 22.2822 | 49.65 | 0 | 2.8677 | 75.0415 | 0 | 0 | 0
6086 | 94.318 | 0 | 94.318 | 42.9 | 2.75 | 0 | 4 | 10.6374 | 35.833 | 10.6374 | 35.833 | 0 | 0 | 1.8024 | 0 | 0 | 0 | 1.8024 | 0 | 23.9043 | 49.65 | 0 | 2.8295 | 75.6574 | 0 | 0 | 0
6087 | 92.6021 | 0 | 92.6021 | 42.9 | 2.75 | 4.4936 | 4 | 11.4178 | 27.0407 | 11.4178 | 27.0407 | 0 | 0 | 0 | 0 | 0 | 0 | 0 | 0 | 23.9043 | 49.65 | 0 | 2.7781 | 83.8622 | 0 | 0 | 0
6088 | 96.3069 | 0 | 96.3069 | 44.9528 | 2.75 | 7.1991 | 10 | 12.0637 | 19.3412 | 12.0637 | 19.3412 | 0 | 0 | 0 | 0 | 0 | 0 | 0 | 0 | 23.9043 | 57.7028 | 0 | 2.8892 | 74.2972 | 0 | 0 | 0
6089 | 101.1261 | 0 | 101.1261 | 50.3704 | 2.75 | 8.6006 | 10 | 12.4926 | 11.0969 | 12.4926 | 11.0969 | 0 | 0 | 0 | 5.8157 | 0 | 0 | 0 | 5.8157 | 17.4424 | 63.1204 | 0 | 3.0338 | 63.064 | 0 | 0 | 0
6090 | 107.2991 | 0 | 107.2991 | 55 | 6.463 | 10.413 | 10 | 13.4231 | 4.8621e-15 | 13.4231 | 4.8621e-15 | 0 | 0 | 0 | 12 | 0 | 0 | 0 | 12 | 4.1091 | 71.463 | 0 | 3.219 | 48.537 | 0 | 0 | 0
6091 | 112.1078 | 0 | 112.1078 | 55 | 19.2301 | 10.9701 | 10 | 13.2094 | 0 | 13.2094 | 0 | 0 | 0 | 0 | 3.6982 | 0 | 0 | 0 | 3.6982 | 0 | 84.2301 | 0 | 3.3632 | 35.7699 | 0 | 0 | 0
6092 | 119.8538 | 0 | 119.8538 | 55 | 30.0783 | 11.8621 | 10 | 12.9134 | 0 | 12.9134 | 0 | 0 | 0 | 0 | 0 | 0 | 0 | 0 | 0 | 0 | 95.0783 | 0 | 3.5956 | 24.9217 | 0 | 1.4211e-14 | 0
6093 | 115.0792 | 0 | 115.0792 | 55 | 24.742 | 11.1964 | 10 | 14.1408 | 0 | 14.1408 | 0 | 0 | 0 | 0 | 0 | 0 | 0 | 0 | 0 | 0 | 89.742 | 0 | 3.4524 | 30.258 | 0 | 0 | 0
6094 | 106.7469 | 0 | 106.7469 | 55 | 16.7509 | 10.1994 | 10 | 14.7966 | 0 | 14.7966 | 0 | 0 | 0 | 0 | 0 | 0 | 0 | 0 | 0 | 0 | 81.7509 | 0 | 3.2024 | 38.2491 | 0 | 1.4211e-14 | 0
6095 | 106.6794 | 0 | 106.6794 | 55 | 17.5716 | 10.3018 | 10 | 13.8061 | 0 | 13.8061 | 0 | 0 | 0 | 0 | 0 | 0 | 0 | 0 | 0 | 0 | 82.5716 | 0 | 3.2004 | 37.4284 | 0 | 0 | 0
6096 | 97.2817 | 0 | 97.2817 | 55 | 9.115 | 9.2467 | 10 | 13.92 | 0 | 13.92 | 0 | 0 | 0 | 0 | 0 | 0 | 0 | 0 | 0 | 0 | 74.115 | 0 | 2.9185 | 45.885 | 0 | 0 | 0
6097 | 94.2169 | 0 | 94.2169 | 55 | 6.3441 | 8.901 | 10 | 13.9717 | 0 | 13.9717 | 0 | 0 | 0 | 0 | 0 | 0 | 0 | 0 | 0 | 0 | 71.3441 | 0 | 2.8265 | 48.6559 | 0 | 1.4211e-14 | 0
6098 | 96.9121 | 0 | 96.9121 | 55 | 8.7707 | 9.2038 | 10 | 13.9376 | 0 | 13.9376 | 0 | 0 | 0 | 0 | 0 | 0 | 0 | 0 | 0 | 0 | 73.7707 | 0 | 2.9074 | 46.2293 | 0 | 0 | 0
6099 | 98.8387 | 0 | 98.8387 | 55 | 9.957 | 9.3518 | 10 | 14.5299 | 0 | 14.5299 | 0 | 0 | 0 | 0 | 0 | 0 | 0 | 0 | 0 | 0 | 74.957 | 0 | 2.9652 | 45.043 | 0 | 0 | 0
6100 | 98.7966 | 0 | 98.7966 | 55 | 11.7201 | 9.5717 | 10 | 12.5048 | 0 | 12.5048 | 0 | 0 | 0 | 0 | 0 | 0 | 0 | 0 | 0 | 0 | 76.7201 | 0 | 2.9639 | 43.2799 | 0 | 0 | 0
6101 | 99.5087 | 0 | 99.5087 | 55 | 11.7638 | 9.5772 | 10 | 13.1677 | 0 | 13.1677 | 0 | 0 | 0 | 0 | 0 | 0 | 0 | 0 | 0 | 0 | 76.7638 | 0 | 2.9853 | 43.2362 | 0 | 1.4211e-14 | 0
6102 | 100.0975 | 0 | 100.0975 | 55 | 13.7567 | 9.8258 | 10 | 11.5149 | 0 | 11.5149 | 0 | 0 | 0 | 0 | 0 | 0 | 0 | 0 | 0 | 0 | 78.7567 | 0 | 3.0029 | 41.2433 | 0 | 0 | 0
6103 | 97.4479 | 0 | 97.4479 | 53.7592 | 2.75 | 8.2978 | 10 | 11.6054 | 11.0355 | 11.6054 | 11.0355 | 0 | 0 | 0 | 0 | 0 | 0 | 0 | 0 | 0 | 66.5092 | 0 | 2.9234 | 53.4908 | 0 | 0 | 0
6104 | 97.6319 | 0 | 97.6319 | 42.9 | 2.75 | 6.5688 | 7.0006 | 13.627 | 24.7855 | 13.627 | 24.7855 | 0 | 0 | 0 | 0 | 0 | 0 | 0 | 0 | 0 | 52.6506 | 0 | 2.929 | 67.3494 | 0 | 0 | 0
6105 | 96.3742 | 0 | 96.3742 | 42.9 | 2.75 | 0 | 4 | 13.3594 | 37.7571 | 13.3594 | 37.7571 | 0 | 0 | 4.3924 | 0 | 0 | 0 | 4.3924 | 0 | 3.9532 | 49.65 | 0 | 2.8912 | 75.3701 | 0 | 0 | 0
6106 | 96.2349 | 0 | 96.2349 | 42.9 | 2.75 | 7.1054e-15 | 4 | 11.2907 | 44.9824 | 11.2907 | 44.9824 | 0 | 0 | 9.6881 | 0 | 0 | 0 | 9.6881 | 0 | 12.6724 | 49.65 | 0 | 2.887 | 74.7827 | 0 | 0 | 0
6107 | 96.4479 | 0 | 96.4479 | 42.9 | 2.75 | 0 | 4 | 10.4386 | 51.8794 | 10.4386 | 51.8794 | 0 | 0 | 12 | 0 | 3.5201 | 0 | 15.5201 | 0 | 26.7178 | 49.65 | 0 | 2.8934 | 74.1358 | 0 | 0 | 0
6108 | 96.3456 | 0 | 96.3456 | 42.9 | 2.75 | 1.4211e-14 | 4 | 10.0451 | 51.8143 | 10.0451 | 51.8143 | 0 | 0 | 12 | 0 | 3.1638 | 0 | 15.1638 | 0 | 40.4347 | 49.65 | 0 | 2.8904 | 74.1753 | 0 | 0 | 0
6109 | 95.2048 | 0 | 95.2048 | 42.9 | 2.75 | 0 | 4 | 11.7627 | 51.7939 | 11.7627 | 51.7939 | 0 | 0 | 12 | 0 | 6.0018 | 0 | 18.0018 | 0 | 56.768 | 49.65 | 0 | 2.8561 | 73.8605 | 0 | 0 | 0
6110 | 91.8772 | 0 | 91.8772 | 42.9 | 2.75 | 0 | 4 | 10.5912 | 42.8126 | 10.5912 | 42.8126 | 0 | 0 | 3.2528 | 0 | 7.9237 | 0 | 11.1766 | 0 | 67.0009 | 49.65 | 0 | 2.7563 | 74.6176 | 0 | 0 | 0
6111 | 94.1417 | 0 | 94.1417 | 42.9 | 2.75 | 0 | 4 | 11.1337 | 37.7524 | 10.3797 | 35.1957 | 0.754 | 2.5567 | 0 | 0 | 1.0837 | 0 | 1.0837 | 0 | 68 | 49.65 | 0 | 2.8243 | 87.3699 | 0 | 0 | -2.6645e-15
6112 | 99.2942 | 0 | 99.2942 | 43.2122 | 2.75 | 6.9819 | 10 | 12.0958 | 24.2543 | 12.0958 | 24.2543 | 0 | 0 | 0 | 0 | 0 | 0 | 0 | 0 | 68 | 55.9622 | 0 | 2.9788 | 86.0378 | 0 | 0 | -1.4211e-14
6113 | 103.6268 | 0 | 103.6268 | 49.4756 | 2.75 | 8.6261 | 10 | 12.0579 | 13.8024 | 12.0579 | 13.8024 | 0 | 0 | 0 | 0 | 0 | 6.9149 | 0 | 6.9149 | 60.4998 | 62.2256 | 0 | 3.1088 | 72.8595 | 0 | 0 | 0
6114 | 107.098 | 0 | 107.098 | 49.8242 | 2.75 | 10.5516 | 10 | 11.9721 | 6.5863e-15 | 11.9721 | 6.5863e-15 | 0 | 0 | 0 | 12 | 0 | 10 | 0 | 22 | 36.3199 | 62.5742 | 0 | 3.2129 | 57.4258 | 0 | 0 | 0
6115 | 110.6049 | 0 | 110.6049 | 55 | 6.7169 | 10.6348 | 10 | 14.729 | 0 | 14.729 | 0 | 0 | 0 | 0 | 12 | 0 | 1.5242 | 0 | 13.5242 | 21.3333 | 71.7169 | 0 | 3.3181 | 48.2831 | 0 | 0 | -1.4211e-14
6116 | 120.0898 | 0 | 120.0898 | 55 | 19.2681 | 12.0106 | 10 | 11.8111 | 0 | 11.8111 | 0 | 0 | 0 | 0 | 12 | 0 | 2.0472e-16 | 0 | 12 | 8 | 84.2681 | 0 | 3.6027 | 35.7319 | 0 | 0 | 0
6117 | 114.3379 | 0 | 114.3379 | 55 | 17.84 | 11.2335 | 10 | 13.0644 | 0 | 13.0644 | 0 | 0 | 0 | 0 | 7.2 | 0 | 0 | 0 | 7.2 | 0 | 82.84 | 0 | 3.4301 | 37.16 | 0 | 0 | 0
6118 | 110.3357 | 0 | 110.3357 | 55 | 20.7618 | 10.6998 | 10 | 13.8741 | 0 | 13.8741 | 0 | 0 | 0 | 0 | 0 | 0 | 0 | 0 | 0 | 0 | 85.7618 | 0 | 3.3101 | 34.2382 | 0 | 0 | 0
6119 | 105.0893 | 0 | 105.0893 | 55 | 13.9837 | 9.8541 | 10 | 16.2514 | 0 | 16.2514 | 0 | 0 | 0 | 0 | 0 | 0 | 0 | 0 | 0 | 0 | 78.9837 | 0 | 3.1527 | 41.0163 | 0 | 0 | -1.4211e-14
6120 | 89.8356 | 0 | 89.8356 | 55 | 4.5199 | 8.6734 | 10 | 11.6424 | 0 | 11.6424 | 0 | 0 | 0 | 0 | 0 | 0 | 0 | 0 | 0 | 0 | 69.5199 | 0 | 2.6951 | 35.4801 | 0 | 0 | 0
6121 | 90.9176 | 0 | 90.9176 | 55 | 2.8165 | 8.4609 | 10 | 14.6401 | 0 | 14.6401 | 0 | 0 | 0 | 0 | 0 | 0 | 0 | 0 | 0 | 0 | 67.8165 | 0 | 2.7275 | 37.1835 | 0 | 0 | 0
6122 | 94.7624 | 0 | 94.7624 | 55 | 7.2894 | 9.019 | 10 | 13.454 | 0 | 13.454 | 0 | 0 | 0 | 0 | 0 | 0 | 0 | 0 | 0 | 0 | 72.2894 | 0 | 2.8429 | 32.7106 | 0 | 0 | 0
6123 | 92.1917 | 0 | 92.1917 | 55 | 3.7531 | 8.5778 | 10 | 14.8609 | 0 | 14.8609 | 0 | 0 | 0 | 0 | 0 | 0 | 0 | 0 | 0 | 0 | 68.7531 | 0 | 2.7658 | 36.2469 | 0 | 0 | 0
6124 | 94.4474 | 0 | 94.4474 | 55 | 5.635 | 8.8126 | 10 | 14.9999 | 0 | 14.9999 | 0 | 0 | 0 | 0 | 0 | 0 | 0 | 0 | 0 | 0 | 70.635 | 0 | 2.8334 | 34.365 | 0 | 0 | 0
6125 | 92.9591 | 0 | 92.9591 | 55 | 7.5622 | 9.053 | 10 | 11.3439 | 0 | 11.3439 | 0 | 0 | 0 | 0 | 0 | 0 | 0 | 0 | 0 | 0 | 72.5622 | 0 | 2.7888 | 32.4378 | 0 | 0 | 0
6126 | 94.9744 | 0 | 94.9744 | 55 | 9.0706 | 9.2412 | 10 | 11.6626 | 0 | 11.6626 | 0 | 0 | 0 | 0 | 0 | 0 | 0 | 0 | 0 | 0 | 74.0706 | 0 | 2.8492 | 30.9294 | 0 | 0 | 0
6127 | 95.5769 | 0 | 95.5769 | 52.8942 | 2 | 8.0963 | 10 | 11.5713 | 11.015 | 11.5713 | 11.015 | 0 | 0 | 0 | 0 | 0 | 0 | 0 | 0 | 0 | 64.8942 | 0 | 2.8673 | 40.1058 | 0 | 0 | 0
6128 | 96.127 | 0 | 96.127 | 43.6804 | 2 | 6.9468 | 10 | 10.9354 | 22.5645 | 10.9354 | 22.5645 | 0 | 0 | 0 | 0 | 0 | 0 | 0 | 0 | 0 | 55.6804 | 0 | 2.8838 | 49.3196 | 0 | 0 | 0
6129 | 92.7129 | 0 | 92.7129 | 42.9 | 2 | 4.0554 | 4 | 9.5526 | 30.2048 | 9.5526 | 30.2048 | 0 | 0 | 0 | 0 | 0 | 0 | 0 | 0 | 0 | 48.9 | 0 | 2.7814 | 57.9185 | 0 | 0 | -1.4211e-14
6130 | 91.3737 | 0 | 91.3737 | 42.9 | 2 | 7.1054e-15 | 4 | 11.8089 | 40.0929 | 11.8089 | 40.0929 | 0 | 0 | 9.4281 | 0 | 0 | 0 | 9.4281 | 0 | 8.4853 | 48.9 | 0 | 2.7412 | 60.4783 | 0 | 0 | 0
6131 | 94.1477 | 0 | 94.1477 | 42.9 | 2 | 0 | 4 | 11.8499 | 43.1302 | 11.8499 | 43.1302 | 0 | 0 | 9.7324 | 0 | 0 | 0 | 9.7324 | 0 | 17.2445 | 48.9 | 0 | 2.8244 | 60.4446 | 0 | 0 | 0
6132 | 92.1823 | 0 | 92.1823 | 42.9 | 2 | 0 | 4 | 11.5449 | 39.9412 | 11.5449 | 39.9412 | 0 | 0 | 8.2038 | 0 | 0 | 0 | 8.2038 | 0 | 24.6279 | 48.9 | 0 | 2.7655 | 60.6141 | 0 | 0 | 0
6133 | 88.3431 | 0 | 88.3431 | 42.9 | 2 | 0 | 4 | 9.3747 | 47.4481 | 9.3747 | 47.4481 | 0 | 0 | 12 | 0 | 5.3797 | 0 | 17.3797 | 0 | 40.3878 | 48.9 | 0 | 2.6503 | 59.5963 | 0 | 0 | 0
6134 | 90.4819 | 0 | 90.4819 | 42.9 | 2 | 0 | 4 | 11.6824 | 38.5868 | 11.6824 | 38.5868 | 0 | 0 | 8.6872 | 0 | 0 | 0 | 8.6872 | 0 | 48.2063 | 48.9 | 0 | 2.7145 | 65.1333 | 0 | 0 | 0
6135 | 87.2306 | 0 | 87.2306 | 42.9 | 2 | 0 | 4 | 11.8381 | 31.8606 | 11.8381 | 31.8606 | 0 | 0 | 5.2817 | 0 | 0.086405 | 0 | 5.3681 | 0 | 53.0395 | 48.9 | 0 | 2.6169 | 60.9287 | 0 | 0 | 0
6136 | 92.0777 | 0 | 92.0777 | 42.9 | 2 | 6.2296 | 5.0323 | 12.0716 | 23.8442 | 12.0716 | 23.8442 | 0 | 0 | 0 | 0 | 0 | 0 | 0 | 0 | 53.0395 | 49.9323 | 0 | 2.7623 | 71.7139 | 0 | 0 | 0
6137 | 99.0723 | 0 | 99.0723 | 51.7237 | 2 | 8.0049 | 10 | 14.6417 | 12.2643 | 14.6417 | 12.2643 | 0 | 0 | 0 | 0 | 0 | 0.4377 | 0 | 0.4377 | 52.5648 | 63.7237 | 0 | 2.9722 | 57.4848 | 0 | 0 | 0
6138 | 104.7909 | 0 | 104.7909 | 53.2937 | 2 | 10.1684 | 10 | 13.1204 | 5.7081e-15 | 13.1204 | 5.7081e-15 | 0 | 0 | 0 | 12 | 0 | 4.2085 | 0 | 16.2085 | 34.6667 | 65.2937 | 0 | 3.1437 | 39.7063 | 0 | 0 | 0
6139 | 107.1339 | 0 | 107.1339 | 55 | 7.3684 | 10.5259 | 10 | 12.2395 | 0 | 12.2395 | 0 | 0 | 0 | 0 | 12 | 0 | 0 | 0 | 12 | 21.3333 | 72.3684 | 0 | 3.214 | 32.6316 | 0 | 0 | 0
6140 | 113.7503 | 0 | 113.7503 | 55 | 12.2241 | 11.1318 | 10 | 13.3944 | 0 | 13.3944 | 0 | 0 | 0 | 0 | 12 | 0 | 0 | 0 | 12 | 8 | 77.2241 | 0 | 3.4125 | 27.7759 | 0 | 0 | -1.4211e-14
6141 | 107.6841 | 0 | 107.6841 | 55 | 13.9472 | 10.7479 | 10 | 10.789 | 0 | 10.789 | 0 | 0 | 0 | 0 | 7.2 | 0 | 0 | 0 | 7.2 | 0 | 78.9472 | 0 | 3.2305 | 26.0528 | 0 | 0 | 0
6142 | 104.6291 | 0 | 104.6291 | 55 | 14.7341 | 9.9478 | 10 | 14.9472 | 0 | 14.9472 | 0 | 0 | 0 | 0 | 0 | 0 | 0 | 0 | 0 | 0 | 79.7341 | 0 | 3.1389 | 25.2659 | 0 | 0 | 0
6143 | 98.5171 | 0 | 98.5171 | 55 | 10.9428 | 9.4748 | 10 | 13.0995 | 0 | 13.0995 | 0 | 0 | 0 | 0 | 0 | 0 | 0 | 0 | 0 | 0 | 75.9428 | 0 | 2.9555 | 29.0572 | 0 | 0 | -1.4211e-14
6144 | 96.8057 | 0 | 96.8057 | 55 | 7.1556 | 9.0023 | 10 | 15.6478 | 0 | 15.6478 | 0 | 0 | 0 | 0 | 0 | 0 | 0 | 0 | 0 | 0 | 72.1556 | 0 | 2.9042 | 32.8444 | 0 | 1.4211e-14 | 0
6145 | 96.9244 | 0 | 96.9244 | 55 | 8.7701 | 9.2037 | 10 | 13.9507 | 0 | 13.9507 | 0 | 0 | 0 | 0 | 0 | 0 | 0 | 0 | 0 | 0 | 73.7701 | 0 | 2.9077 | 31.2299 | 0 | 0 | 0
6146 | 95.351 | 0 | 95.351 | 55 | 5.735 | 8.825 | 10 | 15.791 | 0 | 15.791 | 0 | 0 | 0 | 0 | 0 | 0 | 0 | 0 | 0 | 0 | 70.735 | 0 | 2.8605 | 34.265 | 0 | 0 | 0
6147 | 96.716 | 0 | 96.716 | 55 | 7.407 | 9.0336 | 10 | 15.2753 | 0 | 15.2753 | 0 | 0 | 0 | 0 | 0 | 0 | 0 | 0 | 0 | 0 | 72.407 | 0 | 2.9015 | 32.593 | 0 | 0 | 0
6148 | 98.3405 | 0 | 98.3405 | 55 | 9.7732 | 9.3288 | 10 | 14.2385 | 0 | 14.2385 | 0 | 0 | 0 | 0 | 0 | 0 | 0 | 0 | 0 | 0 | 74.7732 | 0 | 2.9502 | 30.2268 | 0 | 0 | 0
6149 | 96.8823 | 0 | 96.8823 | 55 | 8.6959 | 9.1944 | 10 | 13.992 | 0 | 13.992 | 0 | 0 | 0 | 0 | 0 | 0 | 0 | 0 | 0 | 0 | 73.6959 | 0 | 2.9065 | 31.3041 | 0 | 0 | 0
6150 | 97.5586 | 0 | 97.5586 | 55 | 7.6846 | 9.0683 | 10 | 15.8057 | 0 | 15.8057 | 0 | 0 | 0 | 0 | 0 | 0 | 0 | 0 | 0 | 0 | 72.6846 | 0 | 2.9268 | 32.3154 | 0 | 0 | -1.4211e-14
6151 | 98.1135 | 0 | 98.1135 | 53.673 | 2 | 8.1935 | 10 | 13.7377 | 10.5094 | 13.7377 | 10.5094 | 0 | 0 | 0 | 0 | 0 | 0 | 0 | 0 | 0 | 65.673 | 0 | 2.9434 | 39.327 | 0 | 0 | -1.4211e-14
6152 | 96.9702 | 0 | 96.9702 | 42.9 | 2 | 6.7765 | 9.4156 | 13.6952 | 22.1829 | 13.6952 | 22.1829 | 0 | 0 | 0 | 0 | 0 | 0 | 0 | 0 | 0 | 54.3156 | 0 | 2.9091 | 50.6844 | 0 | 0 | 0
6153 | 98.7845 | 0 | 98.7845 | 42.9 | 2 | 6.2639 | 5.3071 | 13.9256 | 28.3879 | 13.9256 | 28.3879 | 0 | 0 | 0 | 0 | 0 | 0 | 0 | 0 | 0 | 50.2071 | 0 | 2.9635 | 54.7929 | 0 | 0 | 0
6154 | 94.6503 | 0 | 94.6503 | 42.9 | 2 | 0 | 4 | 12.9869 | 36.1976 | 12.9869 | 36.1976 | 0 | 0 | 3.4341 | 0 | 0 | 0 | 3.4341 | 0 | 3.0907 | 48.9 | 0 | 2.8395 | 61.1432 | 0 | 0 | 0
6155 | 97.19 | 0 | 97.19 | 42.9 | 2 | 0 | 4 | 11.6726 | 38.5631 | 11.6726 | 38.5631 | 0 | 0 | 1.9457 | 0 | 0 | 0 | 1.9457 | 0 | 4.8418 | 48.9 | 0 | 2.9157 | 61.3083 | 0 | 0 | 0
6156 | 94.3703 | 0 | 94.3703 | 42.9 | 2 | 7.1054e-15 | 4 | 14.0624 | 37.246 | 14.0624 | 37.246 | 0 | 0 | 5.8381 | 0 | 0 | 0 | 5.8381 | 0 | 10.0961 | 48.9 | 0 | 2.8311 | 60.8766 | 0 | 0 | 0
6157 | 93.7983 | 0 | 93.7983 | 42.9 | 2 | 0 | 4 | 15.4123 | 40.1427 | 15.4123 | 40.1427 | 0 | 0 | 10.6568 | 0 | 0 | 0 | 10.6568 | 0 | 19.6872 | 48.9 | 0 | 2.8139 | 60.342 | 0 | 0 | 0
6158 | 91.1461 | 0 | 91.1461 | 42.9 | 2 | 0 | 4 | 14.6936 | 37.4937 | 14.6936 | 37.4937 | 0 | 0 | 9.9412 | 0 | 0 | 0 | 9.9412 | 0 | 28.6343 | 48.9 | 0 | 2.7344 | 60.4214 | 0 | 0 | 0
6159 | 94.6991 | 0 | 94.6991 | 42.9 | 2 | 3.637 | 4 | 14.1469 | 28.0153 | 14.1469 | 28.0153 | 0 | 0 | 0 | 0 | 0 | 0 | 0 | 0 | 28.6343 | 48.9 | 0 | 2.841 | 70.2905 | 0 | 0 | 0
6160 | 96.2337 | 0 | 96.2337 | 42.9 | 2 | 6.6416 | 8.3341 | 15.9078 | 20.4501 | 15.9078 | 20.4501 | 0 | 0 | 0 | 0 | 0 | 0 | 0 | 0 | 28.6343 | 53.2341 | 0 | 2.887 | 63.7659 | 0 | 0 | 0
6161 | 99.275 | 0 | 99.275 | 43.657 | 2 | 7.9822 | 10 | 15.9713 | 11.3417 | 15.9713 | 11.3417 | 0 | 0 | 0 | 8.3228 | 0 | 0 | 0 | 8.3228 | 19.3868 | 55.657 | 0 | 2.9783 | 53.0202 | 0 | 1.4211e-14 | 0
6162 | 107.2738 | 0 | 107.2738 | 55 | 4.6668 | 10.1889 | 10 | 15.4181 | 4.8364e-15 | 15.4181 | 4.8364e-15 | 0 | 0 | 0 | 12 | 0 | 0 | 0 | 12 | 6.0534 | 69.6668 | 0 | 3.2182 | 35.3332 | 0 | 0 | 0
6163 | 113.3633 | 0 | 113.3633 | 55 | 16.6918 | 10.8717 | 10 | 15.3518 | 0 | 15.3518 | 0 | 0 | 0 | 0 | 5.4481 | 0 | 0 | 0 | 5.4481 | 0 | 81.6918 | 0 | 3.4009 | 23.3082 | 0 | 1.4211e-14 | 0
6164 | 117.461 | 0 | 117.461 | 55 | 24.1443 | 11.1218 | 10 | 17.1949 | 0 | 17.1949 | 0 | 0 | 0 | 0 | 0 | 0 | 0 | 0 | 0 | 0 | 89.1443 | 0 | 3.5238 | 15.8557 | 0 | 0 | 0
6165 | 112.4348 | 0 | 112.4348 | 55 | 20.7208 | 10.6947 | 10 | 16.0194 | 0 | 16.0194 | 0 | 0 | 0 | 0 | 0 | 0 | 0 | 0 | 0 | 0 | 85.7208 | 0 | 3.373 | 19.2792 | 0 | 1.4211e-14 | 0
6166 | 108.9337 | 0 | 108.9337 | 55 | 17.0558 | 10.2374 | 10 | 16.6405 | 0 | 16.6405 | 0 | 0 | 0 | 0 | 0 | 0 | 0 | 0 | 0 | 0 | 82.0558 | 0 | 3.268 | 22.9442 | 0 | 0 | -1.4211e-14
6167 | 104.6455 | 0 | 104.6455 | 55 | 12.5244 | 9.6721 | 10 | 17.449 | 0 | 17.449 | 0 | 0 | 0 | 0 | 0 | 0 | 0 | 0 | 0 | 0 | 77.5244 | 0 | 3.1394 | 27.4756 | 0 | 1.4211e-14 | 0
6168 | 88.4163 | 0 | 88.4163 | 50.1894 | 2 | 7.7589 | 10 | 18.4681 | 0 | 18.4681 | 0 | 0 | 0 | 0 | 0 | 0 | 0 | 0 | 0 | 0 | 62.1894 | 0 | 2.6525 | 42.8106 | 0 | 0 | 0
6169 | 84.9435 | 0 | 84.9435 | 46.9131 | 2 | 7.3501 | 10 | 18.6803 | 0 | 18.6803 | 0 | 0 | 0 | 0 | 0 | 0 | 0 | 0 | 0 | 0 | 58.9131 | 0 | 2.5483 | 46.0869 | 0 | 0 | 0
6170 | 87.4995 | 0 | 87.4995 | 50.9293 | 2 | 7.8512 | 10 | 16.719 | 0 | 16.719 | 0 | 0 | 0 | 0 | 0 | 0 | 0 | 0 | 0 | 0 | 62.9293 | 0 | 2.625 | 42.0707 | 0 | 0 | 0
6171 | 89.0122 | 0 | 89.0122 | 51.5518 | 2 | 7.9288 | 10 | 17.5315 | 0 | 17.5315 | 0 | 0 | 0 | 0 | 0 | 0 | 0 | 0 | 0 | 0 | 63.5518 | 0 | 2.6704 | 41.4482 | 0 | 0 | 0
6172 | 86.7918 | 0 | 86.7918 | 50.6352 | 2 | 7.8145 | 10 | 16.3421 | 0 | 16.3421 | 0 | 0 | 0 | 0 | 0 | 0 | 0 | 0 | 0 | 0 | 62.6352 | 0 | 2.6038 | 42.3648 | 0 | 0 | 0
6173 | 89.3745 | 0 | 89.3745 | 53.7814 | 2 | 8.207 | 10 | 15.3861 | 0 | 15.3861 | 0 | 0 | 0 | 0 | 0 | 0 | 0 | 0 | 0 | 0 | 65.7814 | 0 | 2.6812 | 39.2186 | 0 | 0 | 0
6174 | 90.2255 | 0 | 90.2255 | 53.1811 | 2 | 8.1321 | 10 | 16.9123 | 0 | 16.9123 | 0 | 0 | 0 | 0 | 0 | 0 | 0 | 0 | 0 | 0 | 65.1811 | 0 | 2.7068 | 39.8189 | 0 | 0 | 0
6175 | 90.0919 | 0 | 90.0919 | 43.5718 | 2 | 6.9332 | 10 | 15.3413 | 12.2456 | 15.3413 | 12.2456 | 0 | 0 | 0 | 0 | 0 | 0 | 0 | 0 | 0 | 55.5718 | 0 | 2.7028 | 49.4282 | 0 | 0 | 0
6176 | 87.914 | 0 | 87.914 | 42.9 | 2 | 1.4211e-14 | 4 | 16.4447 | 22.7191 | 16.4447 | 22.7191 | 0 | 0 | 0.14972 | 0 | 0 | 0 | 0.14972 | 0 | 0.13475 | 48.9 | 0 | 2.6374 | 61.5075 | 0 | 0 | 0
6177 | 90.1764 | 0 | 90.1764 | 42.9 | 2 | 1.4211e-14 | 4 | 15.5966 | 34.1596 | 15.5966 | 34.1596 | 0 | 0 | 8.4798 | 0 | 0 | 0 | 8.4798 | 0 | 7.7666 | 48.9 | 0 | 2.7053 | 60.5835 | 0 | 0 | 0
6178 | 88.7086 | 0 | 88.7086 | 42.9 | 2 | 1.4211e-14 | 4 | 14.473 | 38.5234 | 14.473 | 38.5234 | 0 | 0 | 12 | 0 | 1.1878 | 0 | 13.1878 | 0 | 19.6617 | 48.9 | 0 | 2.6613 | 60.0613 | 0 | 0 | 0
6179 | 85.4369 | 0 | 85.4369 | 42.9 | 2 | 7.1054e-15 | 4 | 14.8262 | 44.1855 | 14.7069 | 43.83 | 0.11928 | 0.3555 | 12 | 0 | 10 | 0 | 22 | 0 | 39.6812 | 48.9 | 0 | 2.5631 | 59.0312 | 0 | 0 | 0
6180 | 85.4482 | 0 | 85.4482 | 42.9 | 2 | 0 | 4 | 13.284 | 44.8887 | 13.284 | 44.8887 | 0 | 0 | 12 | 0 | 9.6245 | 0 | 21.6245 | 0 | 59.3546 | 48.9 | 0 | 2.5634 | 59.1255 | 0 | 0 | 0
6181 | 85.7206 | 0 | 85.7206 | 42.9 | 2 | 0 | 4 | 12.0477 | 42.5117 | 10.2471 | 36.1581 | 1.8006 | 6.3536 | 8.7038 | 0 | 0.88075 | 0 | 9.5846 | 0 | 68 | 48.9 | 0 | 2.5716 | 59.5565 | 0 | 1.7764e-15 | 0
6182 | 84.9567 | 0 | 84.9567 | 42.9 | 2 | 0 | 4 | 14.9066 | 38.2915 | 10.1034 | 25.9533 | 4.8032 | 12.3382 | 0 | 0 | 0 | 0 | 0 | 0 | 68 | 48.9 | 0 | 2.5487 | 81.6228 | 0 | 1.4211e-14 | 0
6183 | 84.3809 | 0 | 84.3809 | 42.9 | 2 | 0 | 4 | 14.735 | 31.0813 | 11.411 | 24.0699 | 3.324 | 7.0114 | 0 | 0 | 0 | 0 | 0 | 0 | 68 | 48.9 | 0 | 2.5314 | 82.3777 | 0 | 0 | 0
6184 | 89.0735 | 0 | 89.0735 | 42.9 | 2 | 1.6448 | 4 | 15.2176 | 23.3112 | 15.2176 | 23.3112 | 0 | 0 | 0 | 0 | 0 | 0 | 0 | 0 | 68 | 48.9 | 0 | 2.6722 | 82.0618 | 0 | 0 | 0
6185 | 92.7042 | 0 | 92.7042 | 43.4484 | 2 | 7.6431 | 10 | 13.0359 | 10.764 | 13.0359 | 10.764 | 0 | 0 | 0 | 0 | 0 | 5.8128 | 0 | 5.8128 | 61.6951 | 55.4484 | 0 | 2.7811 | 65.7388 | 0 | 0 | -1.4211e-14
6186 | 98.4662 | 0 | 98.4662 | 42.9 | 2 | 9.1674 | 8.9436 | 15.8194 | 5.3152e-15 | 15.8194 | 5.3152e-15 | 0 | 0 | 0 | 9.6358 | 0 | 10 | 0 | 19.6358 | 40.1422 | 53.8436 | 0 | 2.954 | 53.5207 | 0 | 0 | 0
6187 | 105.0682 | 0 | 105.0682 | 53.7803 | 2 | 10.0317 | 10 | 14.6299 | 0 | 14.6299 | 0 | 0 | 0 | 0 | 12 | 0 | 2.6263 | 0 | 14.6263 | 23.9602 | 65.7803 | 0 | 3.152 | 39.2197 | 0 | 0 | 0
6188 | 109.2948 | 0 | 109.2948 | 55 | 4.1583 | 10.1255 | 10 | 18.011 | 0 | 18.011 | 0 | 0 | 0 | 0 | 12 | 0 | 0 | 0 | 12 | 10.6269 | 69.1583 | 0 | 3.2788 | 35.8417 | 0 | 0 | 0
6189 | 105.615 | 0 | 105.615 | 55 | 5.3844 | 9.9745 | 10 | 15.6919 | 0 | 15.6919 | 0 | 0 | 0 | 0 | 9.5642 | 0 | 0 | 0 | 9.5642 | 0 | 70.3844 | 0 | 3.1684 | 34.6156 | 0 | 0 | -1.4211e-14
6190 | 100.5692 | 0 | 100.5692 | 55 | 8.4034 | 9.1579 | 10 | 18.0079 | 0 | 18.0079 | 0 | 0 | 0 | 0 | 0 | 0 | 0 | 0 | 0 | 0 | 73.4034 | 0 | 3.0171 | 31.5966 | 0 | 0 | 0
6191 | 93.5072 | 0 | 93.5072 | 55 | 2.1526 | 8.3781 | 10 | 17.9765 | 0 | 17.9765 | 0 | 0 | 0 | 0 | 0 | 0 | 0 | 0 | 0 | 0 | 67.1526 | 0 | 2.8052 | 37.8474 | 0 | 0 | 0
6192 | 91.9111 | 0 | 91.9111 | 54.2564 | 2 | 8.2663 | 10 | 17.3884 | 0 | 17.3884 | 0 | 0 | 0 | 0 | 0 | 0 | 0 | 0 | 0 | 0 | 66.2564 | 0 | 2.7573 | 38.7436 | 0 | 0 | 0
6193 | 89.4217 | 0 | 89.4217 | 52.8601 | 2 | 8.0921 | 10 | 16.4696 | 0 | 16.4696 | 0 | 0 | 0 | 0 | 0 | 0 | 0 | 0 | 0 | 0 | 64.8601 | 0 | 2.6827 | 40.1399 | 0 | 0 | 0
6194 | 89.8446 | 0 | 89.8446 | 52.4762 | 2 | 8.0442 | 10 | 17.3242 | 0 | 17.3242 | 0 | 0 | 0 | 0 | 0 | 0 | 0 | 0 | 0 | 0 | 64.4762 | 0 | 2.6953 | 40.5238 | 0 | 0 | 0
6195 | 94.2241 | 0 | 94.2241 | 55 | 3.1143 | 8.4981 | 10 | 17.6117 | 0 | 17.6117 | 0 | 0 | 0 | 0 | 0 | 0 | 0 | 0 | 0 | 0 | 68.1143 | 0 | 2.8267 | 36.8857 | 0 | 0 | 0
6196 | 91.456 | 0 | 91.456 | 55 | 2.9796 | 8.4813 | 10 | 14.9951 | 0 | 14.9951 | 0 | 0 | 0 | 0 | 0 | 0 | 0 | 0 | 0 | 0 | 67.9796 | 0 | 2.7437 | 37.0204 | 0 | 0 | 0
6197 | 95.6651 | 0 | 95.6651 | 55 | 6.374 | 8.9047 | 10 | 15.3863 | 0 | 15.3863 | 0 | 0 | 0 | 0 | 0 | 0 | 0 | 0 | 0 | 0 | 71.374 | 0 | 2.87 | 33.626 | 0 | 0 | 0
6198 | 91.9023 | 0 | 91.9023 | 55 | 5.381 | 8.7809 | 10 | 12.7404 | 0 | 12.7404 | 0 | 0 | 0 | 0 | 0 | 0 | 0 | 0 | 0 | 0 | 70.381 | 0 | 2.7571 | 34.619 | 0 | 0 | -1.4211e-14
6199 | 92.6024 | 0 | 92.6024 | 44.3537 | 2 | 7.0308 | 10 | 15.5527 | 13.6652 | 15.5527 | 13.6652 | 0 | 0 | 0 | 0 | 0 | 0 | 0 | 0 | 0 | 56.3537 | 0 | 2.7781 | 48.6463 | 0 | 0 | 0
6200 | 91.934 | 0 | 91.934 | 42.9 | 2 | 3.053 | 4 | 14.5674 | 25.4137 | 14.5674 | 25.4137 | 0 | 0 | 0 | 0 | 0 | 0 | 0 | 0 | 0 | 48.9 | 0 | 2.758 | 58.8098 | 0 | 0 | 0
6201 | 93.719 | 0 | 93.719 | 42.9 | 2 | 7.1054e-15 | 4 | 15.1961 | 35.0644 | 15.1961 | 35.0644 | 0 | 0 | 5.4416 | 0 | 0 | 0 | 5.4416 | 0 | 4.8974 | 48.9 | 0 | 2.8116 | 60.9205 | 0 | 0 | 0
6202 | 89.9292 | 0 | 89.9292 | 42.9 | 2 | 0 | 4 | 12.6351 | 47.1699 | 12.6351 | 47.1699 | 0 | 0 | 12 | 0 | 6.7758 | 0 | 18.7758 | 0 | 21.9444 | 48.9 | 0 | 2.6979 | 59.4415 | 0 | 0 | 0
6203 | 93.0924 | 0 | 93.0924 | 42.9 | 2 | 0 | 4 | 11.9061 | 47.8026 | 11.9061 | 47.8026 | 0 | 0 | 12 | 0 | 3.5163 | 0 | 15.5163 | 0 | 35.9863 | 48.9 | 0 | 2.7928 | 59.803 | 0 | 0 | 0
6204 | 92.7232 | 0 | 92.7232 | 42.9 | 2 | 7.1054e-15 | 4 | 12.3957 | 55 | 12.1065 | 53.7167 | 0.28923 | 1.2833 | 12 | 0 | 10 | 0 | 22 | 0 | 56.0059 | 48.9 | 0 | 2.7817 | 58.9094 | 0 | 0 | 0
6205 | 88.9474 | 0 | 88.9474 | 42.9 | 2 | 0 | 4 | 11.9522 | 50.5673 | 10.1973 | 43.1427 | 1.7549 | 7.4245 | 11.8917 | 0 | 1.4009 | 0 | 13.2926 | 0 | 68 | 48.9 | 0 | 2.6684 | 59.0315 | 0 | 3.5527e-15 | 0
6206 | 90.7746 | 0 | 90.7746 | 42.9 | 2 | 7.1054e-15 | 4 | 13.106 | 45.302 | 9.3961 | 32.4785 | 3.7099 | 12.8235 | 0 | 0 | 0 | 0 | 0 | 0 | 68 | 48.9 | 0 | 2.7232 | 81.6902 | 0 | 1.4211e-14 | 0
6207 | 86.8799 | 0 | 86.8799 | 42.9 | 2 | 7.1054e-15 | 4 | 14.1826 | 35.4233 | 10.8587 | 27.1212 | 3.3239 | 8.3021 | 0 | 0 | 0 | 0 | 0 | 0 | 68 | 48.9 | 0 | 2.6064 | 82.2345 | 0 | 0 | 0
6208 | 95.0151 | 0 | 95.0151 | 42.9 | 2 | 6.2892 | 5.5097 | 14.6674 | 23.6488 | 14.6674 | 23.6488 | 0 | 0 | 0 | 0 | 0 | 0 | 0 | 0 | 68 | 50.4097 | 0 | 2.8505 | 76.5903 | 0 | 0 | 0
6209 | 96.2246 | 0 | 96.2246 | 47.543 | 2 | 7.4287 | 10 | 15.2722 | 13.9808 | 15.2722 | 13.9808 | 0 | 0 | 0 | 0 | 0 | 0 | 0 | 0 | 68 | 59.543 | 0 | 2.8867 | 67.457 | 0 | 0 | 0
6210 | 101.2353 | 0 | 101.2353 | 45.7381 | 2 | 9.6034 | 10 | 14.6581 | 6.5924e-15 | 14.6581 | 6.5924e-15 | 0 | 0 | 0 | 9.2357 | 0 | 10 | 0 | 19.2357 | 46.8916 | 57.7381 | 0 | 3.0371 | 50.0262 | 0 | 0 | 0
6211 | 108.4059 | 0 | 108.4059 | 49.5942 | 2 | 10.2346 | 10 | 16.138 | 0 | 16.138 | 0 | 0 | 0 | 0 | 12 | 0 | 8.4391 | 0 | 20.4391 | 24.4048 | 61.5942 | 0 | 3.2522 | 43.4058 | 0 | 0 | -1.4211e-14
6212 | 114.1062 | 0 | 114.1062 | 55 | 9.775 | 10.8262 | 10 | 16.505 | 0 | 16.505 | 0 | 0 | 0 | 0 | 12 | 0 | 0 | 0 | 12 | 11.0714 | 74.775 | 0 | 3.4232 | 30.225 | 0 | 0 | 0
6213 | 105.8519 | 0 | 105.8519 | 55 | 4.2922 | 9.8882 | 10 | 16.7073 | 0 | 16.7073 | 0 | 0 | 0 | 0 | 9.9643 | 0 | 0 | 0 | 9.9643 | 0 | 69.2922 | 0 | 3.1756 | 35.7078 | 0 | 0 | 0
6214 | 105.166 | 0 | 105.166 | 55 | 14.1373 | 9.8733 | 10 | 16.1554 | 0 | 16.1554 | 0 | 0 | 0 | 0 | 0 | 0 | 0 | 0 | 0 | 0 | 79.1373 | 0 | 3.155 | 25.8627 | 0 | 0 | -1.4211e-14
6215 | 101.305 | 0 | 101.305 | 55 | 10.8263 | 9.4602 | 10 | 16.0185 | 0 | 16.0185 | 0 | 0 | 0 | 0 | 0 | 0 | 0 | 0 | 0 | 0 | 75.8263 | 0 | 3.0392 | 29.1737 | 0 | 0 | 0
6216 | 91.2118 | 0 | 91.2118 | 54.591 | 2 | 8.308 | 10 | 16.3128 | 0 | 16.3128 | 0 | 0 | 0 | 0 | 0 | 0 | 0 | 0 | 0 | 0 | 66.591 | 0 | 2.7364 | 38.409 | 0 | 0 | 0
6217 | 90.5114 | 0 | 90.5114 | 55 | 2.0042 | 8.3596 | 10 | 15.1477 | 0 | 15.1477 | 0 | 0 | 0 | 0 | 0 | 0 | 0 | 0 | 0 | 0 | 67.0042 | 0 | 2.7153 | 37.9958 | 0 | 0 | 0
6218 | 92.5334 | 0 | 92.5334 | 55 | 3.1696 | 8.505 | 10 | 15.8588 | 0 | 15.8588 | 0 | 0 | 0 | 0 | 0 | 0 | 0 | 0 | 0 | 0 | 68.1696 | 0 | 2.776 | 36.8304 | 0 | 0 | 0
6219 | 94.0855 | 0 | 94.0855 | 55 | 4.6951 | 8.6953 | 10 | 15.6951 | 0 | 15.6951 | 0 | 0 | 0 | 0 | 0 | 0 | 0 | 0 | 0 | 0 | 69.6951 | 0 | 2.8226 | 35.3049 | 0 | 0 | 0
6220 | 92.0212 | 0 | 92.0212 | 55 | 3.8748 | 8.5929 | 10 | 14.5534 | 0 | 14.5534 | 0 | 0 | 0 | 0 | 0 | 0 | 0 | 0 | 0 | 0 | 68.8748 | 0 | 2.7606 | 36.1252 | 0 | 0 | 0
6221 | 93.5705 | 0 | 93.5705 | 55 | 4.6445 | 8.689 | 10 | 15.2371 | 0 | 15.2371 | 0 | 0 | 0 | 0 | 0 | 0 | 0 | 0 | 0 | 0 | 69.6445 | 0 | 2.8071 | 35.3555 | 0 | 0 | 0
6222 | 94.4477 | 0 | 94.4477 | 55 | 6.5533 | 8.9271 | 10 | 13.9673 | 0 | 13.9673 | 0 | 0 | 0 | 0 | 0 | 0 | 0 | 0 | 0 | 0 | 71.5533 | 0 | 2.8334 | 33.4467 | 0 | 0 | 0
6223 | 96.6716 | 0 | 96.6716 | 51.6321 | 2 | 7.9388 | 10 | 14.0601 | 11.0406 | 14.0601 | 11.0406 | 0 | 0 | 0 | 0 | 0 | 0 | 0 | 0 | 0 | 63.6321 | 0 | 2.9001 | 41.3679 | 0 | 0 | 0
6224 | 96.1602 | 0 | 96.1602 | 42.9 | 2 | 6.4666 | 6.9318 | 14.9133 | 22.9485 | 14.9133 | 22.9485 | 0 | 0 | 0 | 0 | 0 | 0 | 0 | 0 | 0 | 51.8318 | 0 | 2.8848 | 53.1682 | 0 | 0 | 0
6225 | 93.3782 | 0 | 93.3782 | 42.9 | 2 | 0 | 4 | 14.8233 | 32.3635 | 14.8233 | 32.3635 | 0 | 0 | 2.7085 | 0 | 0 | 0 | 2.7085 | 0 | 2.4376 | 48.9 | 0 | 2.8013 | 61.2237 | 0 | 0 | 0
6226 | 93.4503 | 0 | 93.4503 | 42.9 | 2 | 0 | 4 | 15.3351 | 39.0694 | 15.3351 | 39.0694 | 0 | 0 | 9.8543 | 0 | 0 | 0 | 9.8543 | 0 | 11.3065 | 48.9 | 0 | 2.8035 | 60.4311 | 0 | 0 | 0
6227 | 92.0382 | 0 | 92.0382 | 42.9 | 2 | 0 | 4 | 13.9039 | 46.194 | 13.9039 | 46.194 | 0 | 0 | 12 | 0 | 4.9597 | 0 | 16.9597 | 0 | 26.6791 | 48.9 | 0 | 2.7611 | 59.6429 | 0 | 0 | 0
6228 | 90.0955 | 0 | 90.0955 | 42.9 | 2 | 0 | 4 | 14.3471 | 40.7728 | 14.3471 | 40.7728 | 0 | 0 | 12 | 0 | 1.9244 | 0 | 13.9244 | 0 | 39.2533 | 48.9 | 0 | 2.7029 | 59.9796 | 0 | 0 | 0
6229 | 92.7346 | 0 | 92.7346 | 42.9 | 2 | 0 | 4 | 12.4073 | 39.8645 | 12.4073 | 39.8645 | 0 | 0 | 8.4372 | 0 | 0 | 0 | 8.4372 | 0 | 46.8467 | 48.9 | 0 | 2.782 | 66.4397 | 0 | 0 | 0
6230 | 89.477 | 0 | 89.477 | 42.9 | 2 | 0 | 4 | 14.2347 | 37.583 | 14.2347 | 37.583 | 0 | 0 | 8.3334 | 0 | 2.9072 | 0 | 11.2406 | 0 | 57.0271 | 48.9 | 0 | 2.6843 | 60.2773 | 0 | 0 | 0
6231 | 91.035 | 0 | 91.035 | 42.9 | 2 | 7.1054e-15 | 4 | 12.7405 | 30.1745 | 12.7405 | 30.1745 | 0 | 0 | 0 | 0 | 0.78 | 0 | 0.78 | 0 | 57.7462 | 48.9 | 0 | 2.731 | 73.4376 | 0 | 0 | 0
6232 | 91.4825 | 0 | 91.4825 | 42.9 | 2 | 5.1247 | 4 | 15.0328 | 22.4249 | 15.0328 | 22.4249 | 0 | 0 | 0 | 0 | 0 | 0 | 0 | 0 | 57.7462 | 48.9 | 0 | 2.7445 | 77.9534 | 0 | 0 | 0
6233 | 97.456 | 0 | 97.456 | 48.1498 | 2 | 8.0319 | 10 | 13.1732 | 11.8729 | 13.1732 | 11.8729 | 0 | 0 | 0 | 0 | 0 | 4.2281 | 0 | 4.2281 | 53.1602 | 60.1498 | 0 | 2.9237 | 61.6076 | 0 | 0 | 0
6234 | 102.8319 | 0 | 102.8319 | 50.307 | 2 | 9.8642 | 10 | 13.9032 | 5.3806e-15 | 13.9032 | 5.3806e-15 | 0 | 0 | 0 | 12 | 0 | 4.7574 | 0 | 16.7574 | 34.6667 | 62.307 | 0 | 3.085 | 42.693 | 0 | 0 | 0
6235 | 106.4447 | 0 | 106.4447 | 55 | 3.7828 | 10.0786 | 10 | 15.5833 | 0 | 15.5833 | 0 | 0 | 0 | 0 | 12 | 0 | 0 | 0 | 12 | 21.3333 | 68.7828 | 0 | 3.1933 | 36.2172 | 0 | 0 | 0
6236 | 113.5277 | 0 | 113.5277 | 55 | 10.7846 | 10.9522 | 10 | 14.7909 | 0 | 14.7909 | 0 | 0 | 0 | 0 | 12 | 0 | 0 | 0 | 12 | 8 | 75.7846 | 0 | 3.4058 | 29.2154 | 0 | 1.4211e-14 | 0
6237 | 110.0134 | 0 | 110.0134 | 55 | 12.8538 | 10.6115 | 10 | 14.3481 | 0 | 14.3481 | 0 | 0 | 0 | 0 | 7.2 | 0 | 0 | 0 | 7.2 | 0 | 77.8538 | 0 | 3.3004 | 27.1462 | 0 | 0 | 0
6238 | 105.7981 | 0 | 105.7981 | 55 | 15.0091 | 9.9821 | 10 | 15.8069 | 0 | 15.8069 | 0 | 0 | 0 | 0 | 0 | 0 | 0 | 0 | 0 | 0 | 80.0091 | 0 | 3.1739 | 24.9909 | 0 | 1.4211e-14 | 0
6239 | 99.9188 | 0 | 99.9188 | 55 | 10.0699 | 9.3659 | 10 | 15.483 | 0 | 15.483 | 0 | 0 | 0 | 0 | 0 | 0 | 0 | 0 | 0 | 0 | 75.0699 | 0 | 2.9976 | 29.9301 | 0 | 0 | 0
6240 | 91.6415 | 0 | 91.6415 | 55 | 3.4149 | 8.5356 | 10 | 14.6911 | 0 | 14.6911 | 0 | 0 | 0 | 0 | 0 | 0 | 0 | 0 | 0 | 0 | 68.4149 | 0 | 2.7492 | 36.5851 | 0 | 0 | 0
6241 | 91.0955 | 0 | 91.0955 | 55 | 2.2575 | 8.3912 | 10 | 15.4469 | 0 | 15.4469 | 0 | 0 | 0 | 0 | 0 | 0 | 0 | 0 | 0 | 0 | 67.2575 | 0 | 2.7329 | 37.7425 | 0 | 0 | 0
6242 | 92.0106 | 0 | 92.0106 | 55 | 4.4659 | 8.6667 | 10 | 13.878 | 0 | 13.878 | 0 | 0 | 0 | 0 | 0 | 0 | 0 | 0 | 0 | 0 | 69.4659 | 0 | 2.7603 | 35.5341 | 0 | 0 | 0
6243 | 89.4483 | 0 | 89.4483 | 54.9316 | 2 | 8.3505 | 10 | 14.1662 | 0 | 14.1662 | 0 | 0 | 0 | 0 | 0 | 0 | 0 | 0 | 0 | 0 | 66.9316 | 0 | 2.6834 | 38.0684 | 0 | 0 | 0
6244 | 90.5315 | 0 | 90.5315 | 55 | 3.1252 | 8.4994 | 10 | 13.9069 | 0 | 13.9069 | 0 | 0 | 0 | 0 | 0 | 0 | 0 | 0 | 0 | 0 | 68.1252 | 0 | 2.7159 | 36.8748 | 0 | 0 | 0
6245 | 93.6742 | 0 | 93.6742 | 55 | 5.827 | 8.8365 | 10 | 14.0107 | 0 | 14.0107 | 0 | 0 | 0 | 0 | 0 | 0 | 0 | 0 | 0 | 0 | 70.827 | 0 | 2.8102 | 34.173 | 0 | 0 | 0
6246 | 91.7126 | 0 | 91.7126 | 55 | 5.7865 | 8.8314 | 10 | 12.0946 | 0 | 12.0946 | 0 | 0 | 0 | 0 | 0 | 0 | 0 | 0 | 0 | 0 | 70.7865 | 0 | 2.7514 | 34.2135 | 0 | 0 | 0
6247 | 93.5631 | 0 | 93.5631 | 48.4895 | 2 | 7.5468 | 10 | 14.2122 | 11.3146 | 14.2122 | 11.3146 | 0 | 0 | 0 | 0 | 0 | 0 | 0 | 0 | 0 | 60.4895 | 0 | 2.8069 | 44.5105 | 0 | 0 | 0
6248 | 90.379 | 0 | 90.379 | 42.9 | 2 | 5.8016 | 4 | 13.152 | 22.5255 | 13.152 | 22.5255 | 0 | 0 | 0 | 0 | 0 | 0 | 0 | 0 | 0 | 48.9 | 0 | 2.7114 | 56.3661 | 0 | 1.4211e-14 | 0
6249 | 93.1672 | 0 | 93.1672 | 42.9 | 2 | 3.1042 | 4 | 12.34 | 28.823 | 12.34 | 28.823 | 0 | 0 | 0 | 0 | 0 | 0 | 0 | 0 | 0 | 48.9 | 0 | 2.795 | 58.7643 | 0 | 0 | 0
6250 | 90.6442 | 0 | 90.6442 | 42.9 | 2 | 0 | 4 | 12.9635 | 32.8717 | 12.9635 | 32.8717 | 0 | 0 | 4.0911 | 0 | 0 | 0 | 4.0911 | 0 | 3.682 | 48.9 | 0 | 2.7193 | 61.0703 | 0 | 0 | 0
6251 | 90.7801 | 0 | 90.7801 | 42.9 | 2 | 7.1054e-15 | 4 | 11.5236 | 40.2715 | 11.5236 | 40.2715 | 0 | 0 | 9.915 | 0 | 0 | 0 | 9.915 | 0 | 12.6055 | 48.9 | 0 | 2.7234 | 60.4243 | 0 | 1.4211e-14 | 0
6252 | 91.3984 | 0 | 91.3984 | 42.9 | 2 | 7.1054e-15 | 4 | 11.3382 | 40.0285 | 11.3382 | 40.0285 | 0 | 0 | 8.8683 | 0 | 0 | 0 | 8.8683 | 0 | 20.5869 | 48.9 | 0 | 2.742 | 60.5404 | 0 | 0 | 0
6253 | 88.1286 | 0 | 88.1286 | 42.9 | 2 | 0 | 4 | 11.6716 | 40.1426 | 11.6716 | 40.1426 | 0 | 0 | 12 | 0 | 0.5856 | 0 | 12.5856 | 0 | 31.9268 | 48.9 | 0 | 2.6439 | 60.1281 | 0 | 0 | 0
6254 | 86.0124 | 0 | 86.0124 | 42.9 | 2 | 0 | 4 | 12.3773 | 38.5855 | 12.3773 | 38.5855 | 0 | 0 | 12 | 0 | 1.8504 | 0 | 13.8504 | 0 | 44.4328 | 48.9 | 0 | 2.5804 | 59.9878 | 0 | 0 | 0
6255 | 86.969 | 0 | 86.969 | 42.9 | 2 | 0 | 4 | 10.2235 | 32.3689 | 10.2235 | 32.3689 | 0 | 0 | 4.5234 | 0 | 0 | 0 | 4.5234 | 0 | 48.5039 | 48.9 | 0 | 2.6091 | 63.093 | 0 | 0 | 0
6256 | 91.3463 | 0 | 91.3463 | 42.9 | 2 | 6.556 | 7.6478 | 11.1505 | 21.0921 | 11.1505 | 21.0921 | 0 | 0 | 0 | 0 | 0 | 0 | 0 | 0 | 48.5039 | 52.5478 | 0 | 2.7404 | 66.5228 | 0 | 0 | -1.4211e-14
6257 | 94.3544 | 0 | 94.3544 | 51.1076 | 2 | 8.0696 | 10 | 11.5655 | 10.0391 | 11.5655 | 10.0391 | 0 | 0 | 0 | 0 | 0 | 1.5726 | 0 | 1.5726 | 46.7982 | 63.1076 | 0 | 2.8306 | 54.3904 | 0 | 0 | 0
6258 | 98.6763 | 0 | 98.6763 | 50.1113 | 2 | 9.3084 | 10 | 14.7586 | 5.1693e-15 | 14.7586 | 5.1693e-15 | 0 | 0 | 0 | 12 | 0 | 0.49802 | 0 | 12.498 | 32.9247 | 62.1113 | 0 | 2.9603 | 42.8887 | 0 | 0 | 0
6259 | 107.5427 | 0 | 107.5427 | 55 | 7.4956 | 10.5418 | 10 | 12.5052 | 0 | 12.5052 | 0 | 0 | 0 | 0 | 12 | 0 | 0 | 0 | 12 | 19.5913 | 72.4956 | 0 | 3.2263 | 32.5044 | 0 | 0 | 0
6260 | 111.0984 | 0 | 111.0984 | 55 | 8.4025 | 10.655 | 10 | 15.041 | 0 | 15.041 | 0 | 0 | 0 | 0 | 12 | 0 | 0 | 0 | 12 | 6.258 | 73.4025 | 0 | 3.333 | 31.5975 | 0 | 0 | 0
6261 | 105.5666 | 0 | 105.5666 | 55 | 10.7497 | 10.1533 | 10 | 14.0314 | 0 | 14.0314 | 0 | 0 | 0 | 0 | 5.6322 | 0 | 0 | 0 | 5.6322 | 0 | 75.7497 | 0 | 3.167 | 29.2503 | 0 | 0 | 0
6262 | 102.0945 | 0 | 102.0945 | 55 | 13.7366 | 9.8233 | 10 | 13.5346 | 0 | 13.5346 | 0 | 0 | 0 | 0 | 0 | 0 | 0 | 0 | 0 | 0 | 78.7366 | 0 | 3.0628 | 26.2634 | 0 | 0 | 0
6263 | 96.6229 | 0 | 96.6229 | 55 | 9.8152 | 9.3341 | 10 | 12.4736 | 0 | 12.4736 | 0 | 0 | 0 | 0 | 0 | 0 | 0 | 0 | 0 | 0 | 74.8152 | 0 | 2.8987 | 30.1848 | 0 | 0 | 0
6264 | 91.8181 | 0 | 91.8181 | 55 | 7.5933 | 9.0569 | 10 | 10.1679 | 0 | 10.1679 | 0 | 0 | 0 | 0 | 0 | 0 | 0 | 0 | 0 | 0 | 72.5933 | 0 | 2.7545 | 32.4067 | 0 | 0 | 0
6265 | 92.138 | 0 | 92.138 | 55 | 6.9465 | 8.9762 | 10 | 11.2154 | 0 | 11.2154 | 0 | 0 | 0 | 0 | 0 | 0 | 0 | 0 | 0 | 0 | 71.9465 | 0 | 2.7641 | 33.0535 | 0 | 0 | 0
6266 | 94.9472 | 0 | 94.9472 | 55 | 11.7114 | 9.5706 | 10 | 8.6652 | 0 | 8.6652 | 0 | 0 | 0 | 0 | 0 | 0 | 0 | 0 | 0 | 0 | 76.7114 | 0 | 2.8484 | 28.2886 | 0 | 0 | 0
6267 | 95.5269 | 0 | 95.5269 | 55 | 10.8005 | 9.457 | 10 | 10.2694 | 0 | 10.2694 | 0 | 0 | 0 | 0 | 0 | 0 | 0 | 0 | 0 | 0 | 75.8005 | 0 | 2.8658 | 29.1995 | 0 | 0 | 0
6268 | 98.218 | 0 | 98.218 | 55 | 14.6147 | 9.9329 | 10 | 8.6703 | 0 | 8.6703 | 0 | 0 | 0 | 0 | 0 | 0 | 0 | 0 | 0 | 0 | 79.6147 | 0 | 2.9465 | 25.3853 | 0 | 0 | 0
6269 | 95.8134 | 0 | 95.8134 | 55 | 14.5176 | 9.9208 | 10 | 6.375 | 0 | 6.375 | 0 | 0 | 0 | 0 | 0 | 0 | 0 | 0 | 0 | 0 | 79.5176 | 0 | 2.8744 | 25.4824 | 0 | 2.8422e-14 | 0
6270 | 96.7668 | 0 | 96.7668 | 55 | 13.108 | 9.7449 | 10 | 8.9139 | 0 | 8.9139 | 0 | 0 | 0 | 0 | 0 | 0 | 0 | 0 | 0 | 0 | 78.108 | 0 | 2.903 | 26.892 | 0 | 0 | 0
6271 | 95.4909 | 0 | 95.4909 | 52.5588 | 2 | 8.0545 | 10 | 9.4378 | 13.4399 | 9.4378 | 13.4399 | 0 | 0 | 0 | 0 | 0 | 0 | 0 | 0 | 0 | 64.5588 | 0 | 2.8647 | 40.4412 | 0 | 0 | 0
6272 | 96.6704 | 0 | 96.6704 | 44.9491 | 2 | 7.1051 | 10 | 6.8482 | 25.768 | 6.8482 | 25.768 | 0 | 0 | 0 | 0 | 0 | 0 | 0 | 0 | 0 | 56.9491 | 0 | 2.9001 | 48.0509 | 0 | 0 | -1.4211e-14
6273 | 97.037 | 0 | 97.037 | 42.9 | 2 | 5.4279 | 4 | 8.0002 | 34.7089 | 8.0002 | 34.7089 | 0 | 0 | 0 | 0 | 0 | 0 | 0 | 0 | 0 | 48.9 | 0 | 2.9111 | 56.6983 | 0 | 0 | 0
6274 | 93.5572 | 0 | 93.5572 | 42.9 | 2 | 0 | 4 | 6.7733 | 44.2744 | 6.7733 | 44.2744 | 0 | 0 | 6.3905 | 0 | 0 | 0 | 6.3905 | 0 | 5.7515 | 48.9 | 0 | 2.8067 | 60.8153 | 0 | 0 | 0
6275 | 94.047 | 0 | 94.047 | 42.9 | 2 | 0 | 4 | 8.249 | 47.4152 | 8.249 | 47.4152 | 0 | 0 | 10.5172 | 0 | 0 | 0 | 10.5172 | 0 | 15.217 | 48.9 | 0 | 2.8214 | 60.3575 | 0 | 0 | 0
6276 | 94.473 | 0 | 94.473 | 42.9 | 2 | 0 | 4 | 6.8847 | 51.6517 | 6.8847 | 51.6517 | 0 | 0 | 12 | 0 | 0.96335 | 0 | 12.9634 | 0 | 26.9051 | 48.9 | 0 | 2.8342 | 60.0862 | 0 | 0 | 0
6277 | 94.1018 | 0 | 94.1018 | 42.9 | 2 | 0 | 4 | 5.9479 | 51.2901 | 5.9479 | 51.2901 | 0 | 0 | 12 | 0 | 0.036295 | 0 | 12.0363 | 0 | 37.7386 | 48.9 | 0 | 2.8231 | 60.189 | 0 | 0 | 0
6278 | 90.0097 | 0 | 90.0097 | 42.9 | 2 | 7.1054e-15 | 4 | 8.2466 | 48.4466 | 8.2466 | 48.4466 | 0 | 0 | 12 | 0 | 3.5836 | 0 | 15.5836 | 0 | 51.8425 | 48.9 | 0 | 2.7003 | 59.7955 | 0 | 0 | 0
6279 | 91.5855 | 0 | 91.5855 | 42.9 | 2 | 0 | 4 | 6.1098 | 37.4638 | 6.1098 | 37.4638 | 0 | 0 | 0.42558 | 0 | 0.46248 | 0 | 0.88807 | 0 | 52.6519 | 48.9 | 0 | 2.7476 | 61.4256 | 0 | 0 | 0
6280 | 97.6551 | 0 | 97.6551 | 49.5937 | 2 | 7.6845 | 10 | 6.9744 | 21.4025 | 6.9744 | 21.4025 | 0 | 0 | 0 | 0 | 0 | 0 | 0 | 0 | 52.6519 | 61.5937 | 0 | 2.9297 | 59.6952 | 0 | 0 | 0
6281 | 100.5927 | 0 | 100.5927 | 49.1978 | 2 | 8.71 | 10 | 8.8706 | 13.1987 | 8.8706 | 13.1987 | 0 | 0 | 0 | 4.3267 | 0 | 4.2889 | 0 | 8.6156 | 43.1925 | 61.1978 | 0 | 3.0178 | 51.4755 | 0 | 0 | 0
6282 | 106.0473 | 0 | 106.0473 | 55 | 9.8476 | 10.8353 | 10 | 8.3645 | 6.2413e-15 | 8.3645 | 6.2413e-15 | 0 | 0 | 0 | 12 | 0 | 0 | 0 | 12 | 29.8592 | 74.8476 | 0 | 3.1814 | 30.1524 | 0 | 0 | 0
6283 | 110.505 | 0 | 110.505 | 55 | 12.8334 | 11.2078 | 10 | 9.4638 | 0 | 9.4638 | 0 | 0 | 0 | 0 | 12 | 0 | 0 | 0 | 12 | 16.5259 | 77.8334 | 0 | 3.3152 | 27.1666 | 0 | 0 | -1.4211e-14
6284 | 114.3621 | 0 | 114.3621 | 55 | 16.3787 | 11.6501 | 10 | 9.3333 | 0 | 9.3333 | 0 | 0 | 0 | 0 | 12 | 0 | 0 | 0 | 12 | 3.1925 | 81.3787 | 0 | 3.4309 | 23.6213 | 0 | 0 | -1.4211e-14
6285 | 111.8999 | 0 | 111.8999 | 55 | 22.1545 | 11.232 | 10 | 10.6401 | 0 | 10.6401 | 0 | 0 | 0 | 0 | 2.8733 | 0 | 0 | 0 | 2.8733 | 0 | 87.1545 | 0 | 3.357 | 17.8455 | 0 | 0 | -1.4211e-14
6286 | 108.1011 | 0 | 108.1011 | 55 | 23.7024 | 11.0667 | 10 | 8.332 | 0 | 8.332 | 0 | 0 | 0 | 0 | 0 | 0 | 0 | 0 | 0 | 0 | 88.7024 | 0 | 3.243 | 16.2976 | 0 | 0 | 0
6287 | 103.5373 | 0 | 103.5373 | 55 | 16.7732 | 10.2022 | 10 | 11.5619 | 0 | 11.5619 | 0 | 0 | 0 | 0 | 0 | 0 | 0 | 0 | 0 | 0 | 81.7732 | 0 | 3.1061 | 23.2268 | 0 | 0 | 0
6288 | 93.5753 | 0 | 93.5753 | 55 | 7.7906 | 9.0815 | 10 | 11.7033 | 0 | 11.7033 | 0 | 0 | 0 | 0 | 0 | 0 | 0 | 0 | 0 | 0 | 72.7906 | 0 | 2.8073 | 32.2094 | 0 | 0 | 0
6289 | 95.6654 | 0 | 95.6654 | 55 | 7.7769 | 9.0798 | 10 | 13.8087 | 0 | 13.8087 | 0 | 0 | 0 | 0 | 0 | 0 | 0 | 0 | 0 | 0 | 72.7769 | 0 | 2.87 | 32.2231 | 0 | 0 | 0
6290 | 91.8922 | 0 | 91.8922 | 55 | 4.474 | 8.6677 | 10 | 13.7505 | 0 | 13.7505 | 0 | 0 | 0 | 0 | 0 | 0 | 0 | 0 | 0 | 0 | 69.474 | 0 | 2.7568 | 35.526 | 0 | 0 | 0
6291 | 94.1475 | 0 | 94.1475 | 55 | 6.4418 | 8.9132 | 10 | 13.7925 | 0 | 13.7925 | 0 | 0 | 0 | 0 | 0 | 0 | 0 | 0 | 0 | 0 | 71.4418 | 0 | 2.8244 | 33.5582 | 0 | 0 | 0
6292 | 94.135 | 0 | 94.135 | 55 | 6.4398 | 8.9129 | 10 | 13.7823 | 0 | 13.7823 | 0 | 0 | 0 | 0 | 0 | 0 | 0 | 0 | 0 | 0 | 71.4398 | 0 | 2.824 | 33.5602 | 0 | 0 | 0
6293 | 94.3871 | 0 | 94.3871 | 55 | 8.6717 | 9.1914 | 10 | 11.5239 | 0 | 11.5239 | 0 | 0 | 0 | 0 | 0 | 0 | 0 | 0 | 0 | 0 | 73.6717 | 0 | 2.8316 | 31.3283 | 0 | 0 | 0
6294 | 93.4048 | 0 | 93.4048 | 55 | 9.0927 | 9.2439 | 10 | 10.0681 | 0 | 10.0681 | 0 | 0 | 0 | 0 | 0 | 0 | 0 | 0 | 0 | 0 | 74.0927 | 0 | 2.8021 | 30.9073 | 0 | 0 | 0
6295 | 97.1722 | 0 | 97.1722 | 51.9478 | 2 | 7.9782 | 10 | 12.6517 | 12.5945 | 12.6517 | 12.5945 | 0 | 0 | 0 | 0 | 0 | 0 | 0 | 0 | 0 | 63.9478 | 0 | 2.9152 | 41.0522 | 0 | 0 | 0
6296 | 95.4825 | 0 | 95.4825 | 42.9 | 2 | 6.4682 | 6.9442 | 10.7027 | 26.4675 | 10.7027 | 26.4675 | 0 | 0 | 0 | 0 | 0 | 0 | 0 | 0 | 0 | 51.8442 | 0 | 2.8645 | 53.1558 | 0 | 0 | -1.4211e-14
6297 | 95.891 | 0 | 95.891 | 42.9 | 2 | 0 | 4 | 10.055 | 38.3588 | 10.055 | 38.3588 | 0 | 0 | 1.4227 | 0 | 0 | 0 | 1.4227 | 0 | 1.2805 | 48.9 | 0 | 2.8767 | 61.3663 | 0 | 0 | 0
6298 | 92.0295 | 0 | 92.0295 | 42.9 | 2 | 7.1054e-15 | 4 | 11.9221 | 47.5954 | 11.9221 | 47.5954 | 0 | 0 | 12 | 0 | 4.3881 | 0 | 16.3881 | 0 | 16.126 | 48.9 | 0 | 2.7609 | 59.7063 | 0 | 0 | 0
6299 | 91.4287 | 0 | 91.4287 | 42.9 | 2 | 0 | 4 | 9.8997 | 55 | 9.8431 | 54.6856 | 0.056592 | 0.31441 | 12 | 0 | 10 | 0 | 22 | 0 | 36.1456 | 48.9 | 0 | 2.7429 | 59.0427 | 0 | 0 | 0
6300 | 91.5208 | 0 | 91.5208 | 42.9 | 2 | 0 | 4 | 9.062 | 54.7709 | 8.7912 | 53.1345 | 0.27075 | 1.6364 | 12 | 0 | 7.305 | 0 | 19.305 | 0 | 53.6805 | 48.9 | 0 | 2.7456 | 59.1712 | 0 | 0 | -1.0658e-14
6301 | 89.3887 | 0 | 89.3887 | 42.9 | 2 | 0 | 4 | 10.5452 | 44.7922 | 10.0024 | 42.4864 | 0.54285 | 2.3058 | 12 | 0 | 0 | 0 | 12 | 0 | 64.4805 | 48.9 | 0 | 2.6817 | 69.8771 | 0 | 0 | 0
6302 | 90.9566 | 0 | 90.9566 | 42.9 | 2 | 7.1054e-15 | 4 | 10.8974 | 47.2029 | 8.6217 | 37.3455 | 2.2757 | 9.8573 | 3.9106 | 0 | 0 | 0 | 3.9106 | 0 | 68 | 48.9 | 0 | 2.7287 | 69.7445 | 0 | 3.1086e-15 | 0
6303 | 91.6721 | 0 | 91.6721 | 42.9 | 2 | 0 | 4 | 10.9082 | 35.7736 | 9.9946 | 32.7775 | 0.91358 | 2.9961 | 0 | 0 | 0 | 0 | 0 | 0 | 68 | 48.9 | 0 | 2.7502 | 83.0905 | 0 | 0 | 0
6304 | 96.3621 | 0 | 96.3621 | 42.9 | 2 | 6.3655 | 6.1215 | 10.1978 | 28.7773 | 10.1978 | 28.7773 | 0 | 0 | 0 | 0 | 0 | 0 | 0 | 0 | 68 | 51.0215 | 0 | 2.8909 | 75.9785 | 0 | 0 | 0
6305 | 98.5477 | 0 | 98.5477 | 50.9231 | 2 | 8.1659 | 10 | 12.7135 | 12.2164 | 12.7135 | 12.2164 | 0 | 0 | 0 | 0 | 0 | 2.5287 | 0 | 2.5287 | 65.2572 | 62.9231 | 0 | 2.9564 | 61.5481 | 0 | 0 | -1.4211e-14
6306 | 105.3615 | 0 | 105.3615 | 50.2313 | 2 | 10.5089 | 10 | 10.6213 | 5.8848e-15 | 10.6213 | 5.8848e-15 | 0 | 0 | 0 | 12 | 0 | 10 | 0 | 22 | 41.0774 | 62.2313 | 0 | 3.1608 | 42.7687 | 0 | 0 | 0
6307 | 110.9535 | 0 | 110.9535 | 55 | 6.0895 | 11.1038 | 10 | 10.8499 | 0 | 10.8499 | 0 | 0 | 0 | 0 | 12 | 0 | 5.9104 | 0 | 17.9104 | 21.3333 | 71.0895 | 0 | 3.3286 | 33.9105 | 0 | 0 | 0
6308 | 113.9417 | 0 | 113.9417 | 55 | 13.1555 | 11.248 | 10 | 12.5383 | 0 | 12.5383 | 0 | 0 | 0 | 0 | 12 | 0 | 0 | 0 | 12 | 8 | 78.1555 | 0 | 3.4183 | 26.8445 | 0 | 1.4211e-14 | 0
6309 | 111.2174 | 0 | 111.2174 | 55 | 15.9631 | 10.9994 | 10 | 12.0549 | 0 | 12.0549 | 0 | 0 | 0 | 0 | 7.2 | 0 | 0 | 0 | 7.2 | 0 | 80.9631 | 0 | 3.3365 | 24.0369 | 0 | 0 | 0
6310 | 105.8857 | 0 | 105.8857 | 55 | 17.021 | 10.2331 | 10 | 13.6316 | 0 | 13.6316 | 0 | 0 | 0 | 0 | 0 | 0 | 0 | 0 | 0 | 0 | 82.021 | 0 | 3.1766 | 22.979 | 0 | 0 | 0
6311 | 101.9073 | 0 | 101.9073 | 55 | 14.5076 | 9.9195 | 10 | 12.4802 | 0 | 12.4802 | 0 | 0 | 0 | 0 | 0 | 0 | 0 | 0 | 0 | 0 | 79.5076 | 0 | 3.0572 | 25.4924 | 0 | 0 | 0
6312 | 87.8043 | 0 | 87.8043 | 55 | 4.0771 | 8.6182 | 10 | 10.109 | 0 | 10.109 | 0 | 0 | 0 | 0 | 0 | 0 | 0 | 0 | 0 | 0 | 69.0771 | 0 | 2.6341 | 35.9229 | 0 | 0 | 0
6313 | 92.1822 | 0 | 92.1822 | 55 | 6.0804 | 8.8681 | 10 | 12.2337 | 0 | 12.2337 | 0 | 0 | 0 | 0 | 0 | 0 | 0 | 0 | 0 | 0 | 71.0804 | 0 | 2.7655 | 33.9196 | 0 | 0 | 0
6314 | 91.7577 | 0 | 91.7577 | 55 | 6.2836 | 8.8935 | 10 | 11.5807 | 0 | 11.5807 | 0 | 0 | 0 | 0 | 0 | 0 | 0 | 0 | 0 | 0 | 71.2836 | 0 | 2.7527 | 33.7164 | 0 | 0 | 0
6315 | 89.1891 | 0 | 89.1891 | 55 | 4.8552 | 8.7153 | 10 | 10.6187 | 0 | 10.6187 | 0 | 0 | 0 | 0 | 0 | 0 | 0 | 0 | 0 | 0 | 69.8552 | 0 | 2.6757 | 35.1448 | 0 | 0 | 0
6316 | 93.6221 | 0 | 93.6221 | 55 | 9.1836 | 9.2553 | 10 | 10.1832 | 0 | 10.1832 | 0 | 0 | 0 | 0 | 0 | 0 | 0 | 0 | 0 | 0 | 74.1836 | 0 | 2.8087 | 30.8164 | 0 | 0 | 0
6317 | 93.9907 | 0 | 93.9907 | 55 | 8.5933 | 9.1816 | 10 | 11.2157 | 0 | 11.2157 | 0 | 0 | 0 | 0 | 0 | 0 | 0 | 0 | 0 | 0 | 73.5933 | 0 | 2.8197 | 31.4067 | 0 | 0 | 0
6318 | 91.1768 | 0 | 91.1768 | 55 | 7.9263 | 9.0984 | 10 | 9.1521 | 0 | 9.1521 | 0 | 0 | 0 | 0 | 0 | 0 | 0 | 0 | 0 | 0 | 72.9263 | 0 | 2.7353 | 32.0737 | 0 | 1.4211e-14 | 0
6319 | 93.9464 | 0 | 93.9464 | 52.3845 | 2 | 8.0327 | 10 | 10.1932 | 11.3359 | 10.1932 | 11.3359 | 0 | 0 | 0 | 0 | 0 | 0 | 0 | 0 | 0 | 64.3845 | 0 | 2.8184 | 40.6155 | 0 | 0 | 0
6320 | 93.9147 | 0 | 93.9147 | 43.5195 | 2 | 6.9267 | 10 | 9.0816 | 22.3869 | 9.0816 | 22.3869 | 0 | 0 | 0 | 0 | 0 | 0 | 0 | 0 | 0 | 55.5195 | 0 | 2.8174 | 49.4805 | 0 | 0 | -1.4211e-14
6321 | 89.0415 | 0 | 89.0415 | 42.9 | 2 | 1.4304 | 4 | 8.9366 | 29.7745 | 8.9366 | 29.7745 | 0 | 0 | 0 | 0 | 0 | 0 | 0 | 0 | 0 | 48.9 | 0 | 2.6712 | 60.2524 | 0 | 0 | 0
6322 | 88.5667 | 0 | 88.5667 | 42.9 | 2 | 0 | 4 | 7.7407 | 37.3499 | 7.7407 | 37.3499 | 0 | 0 | 5.4239 | 0 | 0 | 0 | 5.4239 | 0 | 4.8815 | 48.9 | 0 | 2.657 | 60.9225 | 0 | 0 | 0
6323 | 89.7162 | 0 | 89.7162 | 42.9 | 2 | 0 | 4 | 7.2238 | 43.8963 | 7.2238 | 43.8963 | 0 | 0 | 10.3039 | 0 | 0 | 0 | 10.3039 | 0 | 14.155 | 48.9 | 0 | 2.6915 | 60.3812 | 0 | 0 | 0
6324 | 86.906 | 0 | 86.906 | 42.9 | 2 | 0 | 4 | 9.9721 | 43.3052 | 9.9721 | 43.3052 | 0 | 0 | 12 | 0 | 3.2714 | 0 | 15.2714 | 0 | 27.9711 | 48.9 | 0 | 2.6072 | 59.8302 | 0 | 0 | 0
6325 | 87.2361 | 0 | 87.2361 | 42.9 | 2 | 0 | 4 | 8.4252 | 34.6688 | 8.4252 | 34.6688 | 0 | 0 | 4.7579 | 0 | 0 | 0 | 4.7579 | 0 | 32.2532 | 48.9 | 0 | 2.6171 | 63.777 | 0 | 0 | 0
6326 | 87.2203 | 0 | 87.2203 | 42.9 | 2 | 7.1054e-15 | 4 | 9.0972 | 37.2039 | 9.0972 | 37.2039 | 0 | 0 | 7.9808 | 0 | 0 | 0 | 7.9808 | 0 | 39.4359 | 48.9 | 0 | 2.6166 | 63.4196 | 0 | 0 | 0
6327 | 87.1253 | 0 | 87.1253 | 42.9 | 2 | 0 | 4 | 8.8743 | 32.5631 | 8.8743 | 32.5631 | 0 | 0 | 3.2121 | 0 | 0 | 0 | 3.2121 | 0 | 42.3268 | 48.9 | 0 | 2.6138 | 63.9485 | 0 | 0 | 0
6328 | 89.2843 | 0 | 89.2843 | 42.9 | 2 | 6.5616 | 7.6927 | 9.1642 | 20.9658 | 9.1642 | 20.9658 | 0 | 0 | 0 | 0 | 0 | 0 | 0 | 0 | 42.3268 | 52.5927 | 0 | 2.6785 | 67.1879 | 0 | 0 | 0
6329 | 98.1231 | 0 | 98.1231 | 48.2881 | 2 | 8.4846 | 10 | 10.2215 | 11.4103 | 10.2215 | 11.4103 | 0 | 0 | 0 | 4.9379 | 0 | 2.7807 | 0 | 7.7185 | 33.8242 | 60.2881 | 0 | 2.9437 | 51.774 | 0 | 0 | 0
6330 | 99.0203 | 0 | 99.0203 | 55 | 3.4178 | 10.0331 | 10 | 8.5695 | 5.2194e-15 | 8.5695 | 5.2194e-15 | 0 | 0 | 0 | 12 | 0 | 0 | 0 | 12 | 20.4909 | 68.4178 | 0 | 2.9706 | 36.5822 | 0 | 0 | 0
6331 | 104.9984 | 0 | 104.9984 | 55 | 5.7835 | 10.3282 | 10 | 11.8867 | 0 | 11.8867 | 0 | 0 | 0 | 0 | 12 | 0 | 0 | 0 | 12 | 7.1576 | 70.7835 | 0 | 3.15 | 34.2165 | 0 | 0 | 0
6332 | 113.1352 | 0 | 113.1352 | 55 | 18.0363 | 11.1634 | 10 | 12.4937 | 0 | 12.4937 | 0 | 0 | 0 | 0 | 6.4418 | 0 | 0 | 0 | 6.4418 | 0 | 83.0363 | 0 | 3.3941 | 21.9637 | 0 | 0 | 0
6333 | 105.2346 | 0 | 105.2346 | 55 | 19.237 | 10.5096 | 10 | 10.4881 | 0 | 10.4881 | 0 | 0 | 0 | 0 | 0 | 0 | 0 | 0 | 0 | 0 | 84.237 | 0 | 3.157 | 20.763 | 0 | 0 | 0
6334 | 103.4172 | 0 | 103.4172 | 55 | 16.1788 | 10.128 | 10 | 12.1104 | 0 | 12.1104 | 0 | 0 | 0 | 0 | 0 | 0 | 0 | 0 | 0 | 0 | 81.1788 | 0 | 3.1025 | 23.8212 | 0 | 0 | 0
6335 | 100.4706 | 0 | 100.4706 | 55 | 15.7673 | 10.0767 | 10 | 9.6267 | 0 | 9.6267 | 0 | 0 | 0 | 0 | 0 | 0 | 0 | 0 | 0 | 0 | 80.7673 | 0 | 3.0141 | 24.2327 | 0 | 0 | 0
6336 | 90.7501 | 0 | 90.7501 | 55 | 5.684 | 8.8187 | 10 | 11.2474 | 0 | 11.2474 | 0 | 0 | 0 | 0 | 0 | 0 | 0 | 0 | 0 | 0 | 70.684 | 0 | 2.7225 | 34.316 | 0 | 0 | 0
6337 | 93.1636 | 0 | 93.1636 | 55 | 6.8835 | 8.9683 | 10 | 12.3117 | 0 | 12.3117 | 0 | 0 | 0 | 0 | 0 | 0 | 0 | 0 | 0 | 0 | 71.8835 | 0 | 2.7949 | 33.1165 | 0 | 0 | 0
6338 | 94.7623 | 0 | 94.7623 | 55 | 7.9762 | 9.1046 | 10 | 12.6815 | 0 | 12.6815 | 0 | 0 | 0 | 0 | 0 | 0 | 0 | 0 | 0 | 0 | 72.9762 | 0 | 2.8429 | 32.0238 | 0 | 0 | 0
6339 | 96.2933 | 0 | 96.2933 | 55 | 10.4775 | 9.4167 | 10 | 11.3991 | 0 | 11.3991 | 0 | 0 | 0 | 0 | 0 | 0 | 0 | 0 | 0 | 0 | 75.4775 | 0 | 2.8888 | 29.5225 | 0 | 0 | 0
6340 | 94.4913 | 0 | 94.4913 | 55 | 8.9064 | 9.2207 | 10 | 11.3643 | 0 | 11.3643 | 0 | 0 | 0 | 0 | 0 | 0 | 0 | 0 | 0 | 0 | 73.9064 | 0 | 2.8347 | 31.0936 | 0 | 0 | 0
6341 | 94.5605 | 0 | 94.5605 | 55 | 7.9236 | 9.0981 | 10 | 12.5388 | 0 | 12.5388 | 0 | 0 | 0 | 0 | 0 | 0 | 0 | 0 | 0 | 0 | 72.9236 | 0 | 2.8368 | 32.0764 | 0 | 0 | 0
6342 | 94.2026 | 0 | 94.2026 | 55 | 10.4546 | 9.4138 | 10 | 9.3342 | 0 | 9.3342 | 0 | 0 | 0 | 0 | 0 | 0 | 0 | 0 | 0 | 0 | 75.4546 | 0 | 2.8261 | 29.5454 | 0 | 0 | 0
6343 | 97.3477 | 0 | 97.3477 | 52.2876 | 2 | 8.0206 | 10 | 10.8064 | 14.233 | 10.8064 | 14.233 | 0 | 0 | 0 | 0 | 0 | 0 | 0 | 0 | 0 | 64.2876 | 0 | 2.9204 | 40.7124 | 0 | 0 | 0
6344 | 93.3325 | 0 | 93.3325 | 42.9 | 2 | 6.5142 | 7.3131 | 9.2409 | 25.3643 | 9.2409 | 25.3643 | 0 | 0 | 0 | 0 | 0 | 0 | 0 | 0 | 0 | 52.2131 | 0 | 2.8 | 52.7869 | 0 | 0 | 0
6345 | 93.9174 | 0 | 93.9174 | 42.9 | 2 | 0 | 4 | 8.4257 | 39.8079 | 8.4257 | 39.8079 | 0 | 0 | 3.2162 | 0 | 0 | 0 | 3.2162 | 0 | 2.8946 | 48.9 | 0 | 2.8175 | 61.1674 | 0 | 0 | 0
6346 | 92.2984 | 0 | 92.2984 | 42.9 | 2 | 0 | 4 | 8.8529 | 48.6074 | 8.8529 | 48.6074 | 0 | 0 | 12 | 0 | 2.0619 | 0 | 14.0619 | 0 | 15.5956 | 48.9 | 0 | 2.769 | 59.9643 | 0 | 0 | 0
6347 | 95.8186 | 0 | 95.8186 | 42.9 | 2 | 0 | 4 | 7.6808 | 53.269 | 7.6808 | 53.269 | 0 | 0 | 12 | 0 | 2.0312 | 0 | 14.0312 | 0 | 28.2683 | 48.9 | 0 | 2.8746 | 59.9677 | 0 | 0 | 0
6348 | 91.9958 | 0 | 91.9958 | 42.9 | 2 | 0 | 4 | 9.4274 | 55 | 9.4274 | 55 | 0 | 0 | 12 | 0 | 9.3316 | 0 | 21.3316 | 0 | 47.6715 | 48.9 | 0 | 2.7599 | 59.158 | 0 | 0 | 0
6349 | 90.9164 | 0 | 90.9164 | 42.9 | 2 | 0 | 4 | 8.3316 | 53.6562 | 8.3316 | 53.6562 | 0 | 0 | 12 | 0 | 7.9714 | 0 | 19.9714 | 0 | 65.8208 | 48.9 | 0 | 2.7275 | 59.3088 | 0 | 0 | 0
6350 | 91.0404 | 0 | 91.0404 | 42.9 | 2 | 0 | 4 | 7.2261 | 48.6131 | 5.7658 | 38.7887 | 1.4604 | 9.8244 | 2.1172 | 0 | 0.29692 | 0 | 2.4141 | 0 | 68 | 48.9 | 0 | 2.7312 | 60.0046 | 0 | 0 | -6.2172e-15
6351 | 90.3606 | 0 | 90.3606 | 42.9 | 2 | 0 | 4 | 6.4884 | 40.3562 | 5.7427 | 35.718 | 0.74573 | 4.6382 | 0 | 0 | 0 | 0 | 0 | 0 | 68 | 48.9 | 0 | 2.7108 | 82.9269 | 0 | 0 | 0
6352 | 92.5409 | 0 | 92.5409 | 42.9 | 2 | 5.0662 | 4 | 8.9437 | 29.631 | 8.9437 | 29.631 | 0 | 0 | 0 | 0 | 0 | 0 | 0 | 0 | 68 | 48.9 | 0 | 2.7762 | 79.0199 | 0 | 0 | 0
6353 | 97.1783 | 0 | 97.1783 | 45.0596 | 2 | 8.0283 | 10 | 10.6603 | 14.1403 | 10.6603 | 14.1403 | 0 | 0 | 0 | 0 | 0 | 7.2897 | 0 | 7.2897 | 60.0932 | 57.0596 | 0 | 2.9153 | 62.6507 | 0 | 0 | 0
6354 | 104.8604 | 0 | 104.8604 | 50.9008 | 2 | 10.5924 | 10 | 9.3672 | 6.8281e-15 | 9.3672 | 6.8281e-15 | 0 | 0 | 0 | 12 | 0 | 10 | 0 | 22 | 35.9134 | 62.9008 | 0 | 3.1458 | 42.0992 | 0 | 0 | 0
6355 | 111.32 | 0 | 111.32 | 55 | 11.0223 | 11.1252 | 10 | 11.0231 | 0 | 11.0231 | 0 | 0 | 0 | 0 | 12 | 0 | 1.1494 | 0 | 13.1494 | 21.3333 | 76.0223 | 0 | 3.3396 | 28.9777 | 0 | 0 | 0
6356 | 114.7986 | 0 | 114.7986 | 55 | 15.6798 | 11.5629 | 10 | 10.5558 | 0 | 10.5558 | 0 | 0 | 0 | 0 | 12 | 0 | 0 | 0 | 12 | 8 | 80.6798 | 0 | 3.444 | 24.3202 | 0 | 0 | 0
6357 | 107.9478 | 0 | 107.9478 | 55 | 12.1909 | 10.5288 | 10 | 13.0282 | 0 | 13.0282 | 0 | 0 | 0 | 0 | 7.2 | 0 | 0 | 0 | 7.2 | 0 | 77.1909 | 0 | 3.2384 | 27.8091 | 0 | 1.4211e-14 | 0
6358 | 105.9851 | 0 | 105.9851 | 55 | 18.2066 | 10.381 | 10 | 12.3975 | 0 | 12.3975 | 0 | 0 | 0 | 0 | 0 | 0 | 0 | 0 | 0 | 0 | 83.2066 | 0 | 3.1796 | 21.7934 | 0 | 0 | 0
6359 | 103.091 | 0 | 103.091 | 55 | 16.5212 | 10.1707 | 10 | 11.3991 | 0 | 11.3991 | 0 | 0 | 0 | 0 | 0 | 0 | 0 | 0 | 0 | 0 | 81.5212 | 0 | 3.0927 | 23.4788 | 0 | 1.4211e-14 | 0
6360 | 83.2968 | 0 | 83.2968 | 48.2454 | 2 | 7.5163 | 10 | 15.535 | 0 | 15.535 | 0 | 0 | 0 | 0 | 0 | 0 | 0 | 0 | 0 | 0 | 60.2454 | 0 | 2.4989 | 44.7546 | 0 | 0 | 0
6361 | 85.97 | 0 | 85.97 | 48.9894 | 2 | 7.6091 | 10 | 17.3715 | 0 | 17.3715 | 0 | 0 | 0 | 0 | 0 | 0 | 0 | 0 | 0 | 0 | 60.9894 | 0 | 2.5791 | 44.0106 | 0 | 0 | 0
6362 | 84.868 | 0 | 84.868 | 50.6548 | 2 | 7.8169 | 10 | 14.3962 | 0 | 14.3962 | 0 | 0 | 0 | 0 | 0 | 0 | 0 | 0 | 0 | 0 | 62.6548 | 0 | 2.546 | 42.3452 | 0 | 0 | 0
6363 | 86.3599 | 0 | 86.3599 | 52.0613 | 2 | 7.9924 | 10 | 14.3062 | 0 | 14.3062 | 0 | 0 | 0 | 0 | 0 | 0 | 0 | 0 | 0 | 0 | 64.0613 | 0 | 2.5908 | 40.9387 | 0 | 0 | 0
6364 | 89.2565 | 0 | 89.2565 | 55 | 2.0358 | 8.3635 | 10 | 13.8572 | 0 | 13.8572 | 0 | 0 | 0 | 0 | 0 | 0 | 0 | 0 | 0 | 0 | 67.0358 | 0 | 2.6777 | 37.9642 | 0 | 0 | 0
6365 | 87.0098 | 0 | 87.0098 | 53.6566 | 2 | 8.1914 | 10 | 13.1618 | 0 | 13.1618 | 0 | 0 | 0 | 0 | 0 | 0 | 0 | 0 | 0 | 0 | 65.6566 | 0 | 2.6103 | 39.3434 | 0 | 0 | 0
6366 | 88.1926 | 0 | 88.1926 | 53.5462 | 2 | 8.1777 | 10 | 14.4688 | 0 | 14.4688 | 0 | 0 | 0 | 0 | 0 | 0 | 0 | 0 | 0 | 0 | 65.5462 | 0 | 2.6458 | 39.4538 | 0 | 0 | 0
6367 | 86.1168 | 0 | 86.1168 | 42.9 | 2 | 6.6776 | 8.6227 | 13.691 | 12.2255 | 13.691 | 12.2255 | 0 | 0 | 0 | 0 | 0 | 0 | 0 | 0 | 0 | 53.5227 | 0 | 2.5835 | 51.4773 | 0 | 0 | 0
6368 | 86.1507 | 0 | 86.1507 | 42.9 | 2 | 1.1902 | 4 | 13.3919 | 22.6687 | 13.3919 | 22.6687 | 0 | 0 | 0 | 0 | 0 | 0 | 0 | 0 | 0 | 48.9 | 0 | 2.5845 | 60.466 | 0 | 0 | -1.4211e-14
6369 | 88.5942 | 0 | 88.5942 | 42.9 | 2 | 0 | 4 | 12.6621 | 31.4479 | 12.6621 | 31.4479 | 0 | 0 | 4.4158 | 0 | 0 | 0 | 4.4158 | 0 | 3.9742 | 48.9 | 0 | 2.6578 | 61.0343 | 0 | 0 | 0
6370 | 87.2366 | 0 | 87.2366 | 42.9 | 2 | 0 | 4 | 12.23 | 35.9741 | 12.23 | 35.9741 | 0 | 0 | 9.8675 | 0 | 0 | 0 | 9.8675 | 0 | 12.855 | 48.9 | 0 | 2.6171 | 60.4296 | 0 | 0 | 0
6371 | 86.4075 | 0 | 86.4075 | 42.9 | 2 | 7.1054e-15 | 4 | 12.5491 | 48.3139 | 12.2696 | 47.2379 | 0.27948 | 1.076 | 12 | 0 | 10 | 0 | 22 | 0 | 32.8745 | 48.9 | 0 | 2.5922 | 58.9335 | 0 | 0 | 0
6372 | 87.1306 | 0 | 87.1306 | 42.9 | 2 | 0 | 4 | 12.6738 | 44.1751 | 12.6738 | 44.1751 | 0 | 0 | 12 | 0 | 6.6183 | 0 | 18.6183 | 0 | 49.7763 | 48.9 | 0 | 2.6139 | 59.4589 | 0 | 0 | 0
6373 | 83.1013 | 0 | 83.1013 | 42.9 | 2 | 7.1054e-15 | 4 | 10.3749 | 39.5928 | 10.3749 | 39.5928 | 0 | 0 | 12 | 0 | 3.7664 | 0 | 15.7664 | 0 | 64.0488 | 48.9 | 0 | 2.493 | 59.7753 | 0 | 0 | 0
6374 | 82.4809 | 0 | 82.4809 | 42.9 | 2 | 2.1316e-14 | 4 | 11.5142 | 35.1801 | 9.3553 | 28.5839 | 2.1589 | 6.5962 | 3.05 | 0 | 1.3083 | 0 | 4.3583 | 0 | 68 | 48.9 | 0 | 2.4744 | 60.0695 | 0 | 1.954e-14 | 0
6375 | 81.157 | 0 | 81.157 | 42.9 | 2 | 7.1054e-15 | 4 | 12.5357 | 31.1993 | 9.2458 | 23.0112 | 3.29 | 8.1881 | 0 | 0 | 0 | 0 | 0 | 0 | 68 | 48.9 | 0 | 2.4347 | 82.2509 | 0 | 0 | 0
6376 | 87.4764 | 0 | 87.4764 | 42.9 | 2 | 2.7691 | 4 | 14.2998 | 21.5076 | 14.2998 | 21.5076 | 0 | 0 | 0 | 0 | 0 | 0 | 0 | 0 | 68 | 48.9 | 0 | 2.6243 | 81.0622 | 0 | 0 | 0
6377 | 93.7045 | 0 | 93.7045 | 42.9 | 2 | 7.6142 | 6.9532 | 14.0927 | 10.9673 | 14.0927 | 10.9673 | 0 | 0 | 0 | 0 | 0 | 9.177 | 0 | 9.177 | 58.0461 | 51.8532 | 0 | 2.8111 | 65.9698 | 0 | 1.4211e-14 | 0
6378 | 99.072 | 0 | 99.072 | 42.9 | 2 | 9.3832 | 9.0472 | 14.4795 | 5.7215e-15 | 14.4795 | 5.7215e-15 | 0 | 0 | 0 | 12 | 0 | 9.2621 | 0 | 21.2621 | 34.6667 | 53.9472 | 0 | 2.9722 | 51.0528 | 0 | 0 | 0
6379 | 101.9979 | 0 | 101.9979 | 52.8804 | 2 | 9.5917 | 10 | 15.5258 | 0 | 15.5258 | 0 | 0 | 0 | 0 | 12 | 0 | 0 | 0 | 12 | 21.3333 | 64.8804 | 0 | 3.0599 | 40.1196 | 0 | 0 | 0
6380 | 108.4844 | 0 | 108.4844 | 55 | 6.7502 | 10.4488 | 10 | 14.2853 | 0 | 14.2853 | 0 | 0 | 0 | 0 | 12 | 0 | 0 | 0 | 12 | 8 | 71.7502 | 0 | 3.2545 | 33.2498 | 0 | 0 | 0
6381 | 103.102 | 0 | 103.102 | 55 | 7.6653 | 9.9641 | 10 | 13.2726 | 0 | 13.2726 | 0 | 0 | 0 | 0 | 7.2 | 0 | 0 | 0 | 7.2 | 0 | 72.6653 | 0 | 3.0931 | 32.3347 | 0 | 0 | 0
6382 | 96.6108 | 0 | 96.6108 | 55 | 7.8016 | 9.0829 | 10 | 14.7263 | 0 | 14.7263 | 0 | 0 | 0 | 0 | 0 | 0 | 0 | 0 | 0 | 0 | 72.8016 | 0 | 2.8983 | 32.1984 | 0 | 0 | 0
6383 | 95.3663 | 0 | 95.3663 | 55 | 6.4771 | 8.9176 | 10 | 14.9715 | 0 | 14.9715 | 0 | 0 | 0 | 0 | 0 | 0 | 0 | 0 | 0 | 0 | 71.4771 | 0 | 2.861 | 33.5229 | 0 | 0 | 0
6384 | 88.4822 | 0 | 88.4822 | 51.0776 | 2 | 7.8697 | 10 | 17.5349 | 0 | 17.5349 | 0 | 0 | 0 | 0 | 0 | 0 | 0 | 0 | 0 | 0 | 63.0776 | 0 | 2.6545 | 41.9224 | 0 | 0 | 0
6385 | 86.827 | 0 | 86.827 | 48.9068 | 2 | 7.5988 | 10 | 18.3214 | 0 | 18.3214 | 0 | 0 | 0 | 0 | 0 | 0 | 0 | 0 | 0 | 0 | 60.9068 | 0 | 2.6048 | 44.0932 | 0 | 0 | -1.4211e-14
6386 | 88.9822 | 0 | 88.9822 | 51.8718 | 2 | 7.9688 | 10 | 17.1416 | 0 | 17.1416 | 0 | 0 | 0 | 0 | 0 | 0 | 0 | 0 | 0 | 0 | 63.8718 | 0 | 2.6695 | 41.1282 | 0 | 0 | 0
6387 | 90.4213 | 0 | 90.4213 | 51.9587 | 2 | 7.9796 | 10 | 18.483 | 0 | 18.483 | 0 | 0 | 0 | 0 | 0 | 0 | 0 | 0 | 0 | 0 | 63.9587 | 0 | 2.7126 | 41.0413 | 0 | 0 | 0
6388 | 91.437 | 0 | 91.437 | 55 | 2.0241 | 8.362 | 10 | 16.0508 | 0 | 16.0508 | 0 | 0 | 0 | 0 | 0 | 0 | 0 | 0 | 0 | 0 | 67.0241 | 0 | 2.7431 | 37.9759 | 0 | 0 | 0
6389 | 91.615 | 0 | 91.615 | 52.595 | 2 | 8.059 | 10 | 18.9611 | 0 | 18.9611 | 0 | 0 | 0 | 0 | 0 | 0 | 0 | 0 | 0 | 0 | 64.595 | 0 | 2.7485 | 40.405 | 0 | 0 | 0
6390 | 92.7441 | 0 | 92.7441 | 55 | 2.0521 | 8.3655 | 10 | 17.3264 | 0 | 17.3264 | 0 | 0 | 0 | 0 | 0 | 0 | 0 | 0 | 0 | 0 | 67.0521 | 0 | 2.7823 | 37.9479 | 0 | 0 | 0
6391 | 88.588 | 0 | 88.588 | 42.9 | 2 | 6.402 | 6.414 | 16.4077 | 14.4643 | 16.4077 | 14.4643 | 0 | 0 | 0 | 0 | 0 | 0 | 0 | 0 | 0 | 51.314 | 0 | 2.6576 | 53.686 | 0 | 0 | 0
6392 | 91.2913 | 0 | 91.2913 | 42.9 | 2 | 2.5804 | 4 | 14.4513 | 25.3596 | 14.4513 | 25.3596 | 0 | 0 | 0 | 0 | 0 | 0 | 0 | 0 | 0 | 48.9 | 0 | 2.7387 | 59.2299 | 0 | 0 | 0
6393 | 88.6202 | 0 | 88.6202 | 42.9 | 2 | 7.1054e-15 | 4 | 15.4021 | 40.225 | 15.4021 | 40.225 | 0 | 0 | 12 | 0 | 3.9069 | 0 | 15.9069 | 0 | 14.402 | 48.9 | 0 | 2.6586 | 59.7597 | 0 | 0 | 0
6394 | 87.5295 | 0 | 87.5295 | 42.9 | 2 | 0 | 4 | 16.3329 | 43.7336 | 16.3329 | 43.7336 | 0 | 0 | 12 | 0 | 9.437 | 0 | 21.437 | 0 | 33.9025 | 48.9 | 0 | 2.6259 | 59.1463 | 0 | 0 | 0
6395 | 86.9504 | 0 | 86.9504 | 42.9 | 2 | 7.1054e-15 | 4 | 15.0908 | 55 | 12.5736 | 45.8259 | 2.5172 | 9.1741 | 12 | 0 | 8.3491 | 0 | 20.3491 | 0 | 52.4 | 48.9 | 0 | 2.6085 | 57.9701 | 0 | 3.5527e-15 | 0
6396 | 86.775 | 0 | 86.775 | 42.9 | 2 | 7.1054e-15 | 4 | 16.5253 | 55 | 11.5232 | 38.3518 | 5.0021 | 16.6482 | 12 | 0 | 0 | 0 | 12 | 0 | 63.2 | 48.9 | 0 | 2.6033 | 67.7915 | 0 | 0 | 0
6397 | 89.171 | 0 | 89.171 | 42.9 | 2 | 7.1054e-15 | 4 | 14.5913 | 48.3623 | 10.5701 | 35.0342 | 4.0212 | 13.3281 | 5.3333 | 0 | 0 | 0 | 5.3333 | 0 | 68 | 48.9 | 0 | 2.6751 | 69.0081 | 0 | 0 | -1.7764e-15
6398 | 84.8738 | 0 | 84.8738 | 42.9 | 2 | 0 | 4 | 13.3733 | 45.3847 | 8.1876 | 27.7862 | 5.1857 | 17.5985 | 0 | 0 | 0 | 0 | 0 | 0 | 68 | 48.9 | 0 | 2.5462 | 80.9968 | 0 | 0 | 0
6399 | 84.1288 | 0 | 84.1288 | 42.9 | 2 | 7.1054e-15 | 4 | 16.0889 | 36.4605 | 10.7859 | 24.4429 | 5.303 | 12.0176 | 0 | 0 | 0 | 0 | 0 | 0 | 68 | 48.9 | 0 | 2.5239 | 81.6029 | 0 | 0 | 0
6400 | 90.5398 | 0 | 90.5398 | 42.9 | 2 | 7.1054e-15 | 4 | 16.4741 | 25.2274 | 16.4497 | 25.19 | 0.02439 | 0.037349 | 0 | 0 | 0 | 0 | 0 | 0 | 68 | 48.9 | 0 | 2.7162 | 83.5173 | 0 | 0 | 0
6401 | 92.7428 | 0 | 92.7428 | 43.9814 | 2 | 6.9843 | 10 | 14.4324 | 15.3447 | 14.4324 | 15.3447 | 0 | 0 | 0 | 0 | 0 | 0 | 0 | 0 | 68 | 55.9814 | 0 | 2.7823 | 71.0186 | 0 | 0 | 0
6402 | 98.6044 | 0 | 98.6044 | 48.3802 | 2 | 9.0833 | 10 | 16.7157 | 6.5715e-15 | 16.7157 | 6.5715e-15 | 0 | 0 | 0 | 2.4252 | 0 | 10 | 0 | 12.4252 | 54.4588 | 60.3802 | 0 | 2.9581 | 54.1946 | 0 | 0 | 0
6403 | 103.4044 | 0 | 103.4044 | 48.5394 | 2 | 9.3566 | 10 | 19.0516 | 0 | 19.0516 | 0 | 0 | 0 | 0 | 6.0177 | 0 | 8.4391 | 0 | 14.4568 | 38.619 | 60.5394 | 0 | 3.1021 | 50.443 | 0 | 0 | 0
6404 | 110.9768 | 0 | 110.9768 | 55 | 7.0265 | 10.4833 | 10 | 16.467 | 0 | 16.467 | 0 | 0 | 0 | 0 | 12 | 0 | 0 | 0 | 12 | 25.2857 | 72.0265 | 0 | 3.3293 | 32.9735 | 0 | 0 | 0
6405 | 107.5266 | 0 | 107.5266 | 55 | 2.8506 | 9.9623 | 10 | 17.7137 | 0 | 17.7137 | 0 | 0 | 0 | 0 | 12 | 0 | 0 | 0 | 12 | 11.9524 | 67.8506 | 0 | 3.2258 | 37.1494 | 0 | 0 | 0
6406 | 101.3074 | 0 | 101.3074 | 50.4357 | 2 | 9.1317 | 10 | 18.9829 | 0 | 18.9829 | 0 | 0 | 0 | 0 | 10.7571 | 0 | 0 | 0 | 10.7571 | 0 | 62.4357 | 0 | 3.0392 | 42.5643 | 0 | 0 | 0
6407 | 98.4372 | 0 | 98.4372 | 55 | 5.0567 | 8.7404 | 10 | 19.6401 | 0 | 19.6401 | 0 | 0 | 0 | 0 | 0 | 0 | 0 | 0 | 0 | 0 | 70.0567 | 0 | 2.9531 | 34.9433 | 0 | 0 | -1.4211e-14
6408 | 91.9894 | 0 | 91.9894 | 55 | 5.2027 | 8.7586 | 10 | 13.0281 | 0 | 13.0281 | 0 | 0 | 0 | 0 | 0 | 0 | 0 | 0 | 0 | 0 | 70.2027 | 0 | 2.7597 | 49.7973 | 0 | 0 | 0
6409 | 94.6719 | 0 | 94.6719 | 55 | 7.0116 | 8.9843 | 10 | 13.6759 | 0 | 13.6759 | 0 | 0 | 0 | 0 | 0 | 0 | 0 | 0 | 0 | 0 | 72.0116 | 0 | 2.8402 | 47.9884 | 0 | 0 | 0
6410 | 94.3981 | 0 | 94.3981 | 55 | 7.0005 | 8.9829 | 10 | 13.4148 | 0 | 13.4148 | 0 | 0 | 0 | 0 | 0 | 0 | 0 | 0 | 0 | 0 | 72.0005 | 0 | 2.8319 | 47.9995 | 0 | 0 | 0
6411 | 97.0366 | 0 | 97.0366 | 55 | 6.9831 | 8.9807 | 10 | 16.0728 | 0 | 16.0728 | 0 | 0 | 0 | 0 | 0 | 0 | 0 | 0 | 0 | 0 | 71.9831 | 0 | 2.9111 | 48.0169 | 0 | 0 | 0
6412 | 98.2289 | 0 | 98.2289 | 55 | 12.6644 | 9.6896 | 10 | 10.8749 | 0 | 10.8749 | 0 | 0 | 0 | 0 | 0 | 0 | 0 | 0 | 0 | 0 | 77.6644 | 0 | 2.9469 | 42.3356 | 0 | 0 | 0
6413 | 96.2524 | 0 | 96.2524 | 55 | 7.8169 | 9.0848 | 10 | 14.3507 | 0 | 14.3507 | 0 | 0 | 0 | 0 | 0 | 0 | 0 | 0 | 0 | 0 | 72.8169 | 0 | 2.8876 | 47.1831 | 0 | 0 | 0
6414 | 96.7294 | 0 | 96.7294 | 55 | 10.0145 | 9.3589 | 10 | 12.3559 | 0 | 12.3559 | 0 | 0 | 0 | 0 | 0 | 0 | 0 | 0 | 0 | 0 | 75.0145 | 0 | 2.9019 | 44.9855 | 0 | 0 | 0
6415 | 98.8283 | 0 | 98.8283 | 52.7462 | 2.75 | 8.1714 | 10 | 13.3156 | 11.8452 | 13.3156 | 11.8452 | 0 | 0 | 0 | 0 | 0 | 0 | 0 | 0 | 0 | 65.4962 | 0 | 2.9648 | 54.5038 | 0 | 1.4211e-14 | 0
6416 | 95.873 | 0 | 95.873 | 44.4593 | 2.75 | 7.1375 | 10 | 10.0468 | 21.4795 | 10.0468 | 21.4795 | 0 | 0 | 0 | 0 | 0 | 0 | 0 | 0 | 0 | 57.2093 | 0 | 2.8762 | 62.7907 | 0 | 0 | 0
6417 | 95.2871 | 0 | 95.2871 | 42.9 | 2.75 | 3.0881 | 4 | 10.4447 | 32.1042 | 10.4447 | 32.1042 | 0 | 0 | 0 | 0 | 0 | 0 | 0 | 0 | 0 | 49.65 | 0 | 2.8586 | 73.1117 | 0 | 0 | 0
6418 | 94.6832 | 0 | 94.6832 | 42.9 | 2.75 | 0 | 4 | 9.1547 | 36.7166 | 9.1547 | 36.7166 | 0 | 0 | 0.83799 | 0 | 0 | 0 | 0.83799 | 0 | 0.75419 | 49.65 | 0 | 2.8405 | 75.7644 | 0 | 0 | 0
6419 | 95.8334 | 0 | 95.8334 | 42.9 | 2.75 | 0 | 4 | 10.7292 | 44.719 | 10.7292 | 44.719 | 0 | 0 | 9.2648 | 0 | 0 | 0 | 9.2648 | 0 | 9.0925 | 49.65 | 0 | 2.875 | 74.8296 | 0 | 0 | 0
6420 | 92.6692 | 0 | 92.6692 | 42.9 | 2.75 | 7.1054e-15 | 4 | 10.5687 | 41.1177 | 10.5687 | 41.1177 | 0 | 0 | 8.6673 | 0 | 0 | 0 | 8.6673 | 0 | 16.8931 | 49.65 | 0 | 2.7801 | 74.8959 | 0 | 0 | 0
6421 | 91.4195 | 0 | 91.4195 | 42.9 | 2.75 | 0 | 4 | 10.314 | 47.1024 | 10.314 | 47.1024 | 0 | 0 | 12 | 0 | 3.6469 | 0 | 15.6469 | 0 | 31.0553 | 49.65 | 0 | 2.7426 | 74.1217 | 0 | 0 | 0
6422 | 92.5278 | 0 | 92.5278 | 42.9 | 2.75 | 0 | 4 | 10.9104 | 39.2407 | 10.9104 | 39.2407 | 0 | 0 | 7.2732 | 0 | 0 | 0 | 7.2732 | 0 | 37.6012 | 49.65 | 0 | 2.7758 | 78.1504 | 0 | 0 | 0
6423 | 89.8967 | 0 | 89.8967 | 42.9 | 2.75 | 0 | 4 | 11.6806 | 30.7853 | 11.6806 | 30.7853 | 0 | 0 | 2.2192 | 0 | 0 | 0 | 2.2192 | 0 | 39.5984 | 49.65 | 0 | 2.6969 | 78.711 | 0 | 0 | 0
6424 | 96.9829 | 0 | 96.9829 | 42.9 | 2.75 | 6.5749 | 7.0499 | 13.3759 | 24.3321 | 13.3759 | 24.3321 | 0 | 0 | 0 | 0 | 0 | 0 | 0 | 0 | 39.5984 | 52.6999 | 0 | 2.9095 | 82.3999 | 0 | 0 | 0
6425 | 98.8087 | 0 | 98.8087 | 49.4534 | 2.75 | 8.4176 | 10 | 11.9794 | 10.9425 | 11.9794 | 10.9425 | 0 | 0 | 0 | 2.166 | 0 | 3.0998 | 0 | 5.2658 | 33.8296 | 62.2034 | 0 | 2.9643 | 67.6306 | 0 | 0 | 0
6426 | 103.3959 | 0 | 103.3959 | 55 | 5.0342 | 10.2347 | 10 | 11.127 | 5.5946e-15 | 11.127 | 5.5946e-15 | 0 | 0 | 0 | 12 | 0 | 0 | 0 | 12 | 20.4962 | 70.0342 | 0 | 3.1019 | 49.9658 | 0 | 0 | 0
6427 | 110.7546 | 0 | 110.7546 | 55 | 10.4478 | 10.9101 | 10 | 12.3967 | 0 | 12.3967 | 0 | 0 | 0 | 0 | 12 | 0 | 0 | 0 | 12 | 7.1629 | 75.4478 | 0 | 3.3226 | 44.5522 | 0 | 0 | 0
6428 | 117.7419 | 0 | 117.7419 | 55 | 23.4625 | 11.841 | 10 | 10.9918 | 0 | 10.9918 | 0 | 0 | 0 | 0 | 6.4466 | 0 | 0 | 0 | 6.4466 | 0 | 88.4625 | 0 | 3.5323 | 31.5375 | 0 | 0 | 0
6429 | 111.118 | 0 | 111.118 | 55 | 22.5222 | 10.9194 | 10 | 12.6763 | 0 | 12.6763 | 0 | 0 | 0 | 0 | 0 | 0 | 0 | 0 | 0 | 0 | 87.5222 | 0 | 3.3335 | 32.4778 | 0 | 1.4211e-14 | 0
6430 | 105.8668 | 0 | 105.8668 | 55 | 18.0004 | 10.3553 | 10 | 12.5111 | 0 | 12.5111 | 0 | 0 | 0 | 0 | 0 | 0 | 0 | 0 | 0 | 0 | 83.0004 | 0 | 3.176 | 36.9996 | 0 | 0 | 0
6431 | 101.8326 | 0 | 101.8326 | 55 | 13.1071 | 9.7448 | 10 | 13.9807 | 0 | 13.9807 | 0 | 0 | 0 | 0 | 0 | 0 | 0 | 0 | 0 | 0 | 78.1071 | 0 | 3.055 | 41.8929 | 0 | 0 | -1.4211e-14
6432 | 87.6557 | 0 | 87.6557 | 54.2919 | 2 | 8.2707 | 10 | 13.0931 | 0 | 13.0931 | 0 | 0 | 0 | 0 | 0 | 0 | 0 | 0 | 0 | 0 | 66.2919 | 0 | 2.6297 | 38.7081 | 0 | 0 | 0
6433 | 91.8633 | 0 | 91.8633 | 55 | 4.0107 | 8.6099 | 10 | 14.2427 | 0 | 14.2427 | 0 | 0 | 0 | 0 | 0 | 0 | 0 | 0 | 0 | 0 | 69.0107 | 0 | 2.7559 | 35.9893 | 0 | 0 | 0
6434 | 90.2342 | 0 | 90.2342 | 55 | 4.8038 | 8.7088 | 10 | 11.7216 | 0 | 11.7216 | 0 | 0 | 0 | 0 | 0 | 0 | 0 | 0 | 0 | 0 | 69.8038 | 0 | 2.707 | 35.1962 | 0 | 0 | 0
6435 | 91.8307 | 0 | 91.8307 | 55 | 5.7643 | 8.8287 | 10 | 12.2377 | 0 | 12.2377 | 0 | 0 | 0 | 0 | 0 | 0 | 0 | 0 | 0 | 0 | 70.7643 | 0 | 2.7549 | 34.2357 | 0 | 0 | 0
6436 | 92.0426 | 0 | 92.0426 | 55 | 4.6172 | 8.6856 | 10 | 13.7399 | 0 | 13.7399 | 0 | 0 | 0 | 0 | 0 | 0 | 0 | 0 | 0 | 0 | 69.6172 | 0 | 2.7613 | 35.3828 | 0 | 0 | 0
6437 | 94.8855 | 0 | 94.8855 | 55 | 8.79 | 9.2062 | 10 | 11.8893 | 0 | 11.8893 | 0 | 0 | 0 | 0 | 0 | 0 | 0 | 0 | 0 | 0 | 73.79 | 0 | 2.8466 | 31.21 | 0 | 0 | 0
6438 | 91.613 | 0 | 91.613 | 55 | 4.2729 | 8.6426 | 10 | 13.6975 | 0 | 13.6975 | 0 | 0 | 0 | 0 | 0 | 0 | 0 | 0 | 0 | 0 | 69.2729 | 0 | 2.7484 | 35.7271 | 0 | 0 | 0
6439 | 93.4423 | 0 | 93.4423 | 50.3075 | 2 | 7.7736 | 10 | 12.6874 | 10.6738 | 12.6874 | 10.6738 | 0 | 0 | 0 | 0 | 0 | 0 | 0 | 0 | 0 | 62.3075 | 0 | 2.8033 | 42.6925 | 0 | 0 | 0
6440 | 90.5082 | 0 | 90.5082 | 42.9 | 2 | 6.7938 | 9.554 | 10.8044 | 18.456 | 10.8044 | 18.456 | 0 | 0 | 0 | 0 | 0 | 0 | 0 | 0 | 0 | 54.454 | 0 | 2.7152 | 50.546 | 0 | 1.4211e-14 | 0
6441 | 92.8462 | 0 | 92.8462 | 42.9 | 2 | 1.6754 | 4 | 10.0707 | 32.2002 | 10.0707 | 32.2002 | 0 | 0 | 0 | 0 | 0 | 0 | 0 | 0 | 0 | 48.9 | 0 | 2.7854 | 60.0346 | 0 | 0 | -1.4211e-14
6442 | 90.4696 | 0 | 90.4696 | 42.9 | 2 | 0 | 4 | 11.1931 | 37.4088 | 11.1931 | 37.4088 | 0 | 0 | 7.0322 | 0 | 0 | 0 | 7.0322 | 0 | 6.329 | 48.9 | 0 | 2.7141 | 60.7441 | 0 | 0 | 0
6443 | 91.916 | 0 | 91.916 | 42.9 | 2 | 0 | 4 | 9.3896 | 43.0522 | 9.3896 | 43.0522 | 0 | 0 | 9.4258 | 0 | 0 | 0 | 9.4258 | 0 | 14.8122 | 48.9 | 0 | 2.7575 | 60.4786 | 0 | 0 | 0
6444 | 90.8171 | 0 | 90.8171 | 42.9 | 2 | 1.4211e-14 | 4 | 9.7622 | 41.5734 | 9.7622 | 41.5734 | 0 | 0 | 9.4184 | 0 | 0 | 0 | 9.4184 | 0 | 23.2888 | 48.9 | 0 | 2.7245 | 60.4794 | 0 | 0 | 0
6445 | 87.2509 | 0 | 87.2509 | 42.9 | 2 | 0 | 4 | 10.2143 | 36.2738 | 10.2143 | 36.2738 | 0 | 0 | 8.1372 | 0 | 0 | 0 | 8.1372 | 0 | 30.6122 | 48.9 | 0 | 2.6175 | 60.6215 | 0 | 0 | 0
6446 | 89.3589 | 0 | 89.3589 | 42.9 | 2 | 0 | 4 | 11.056 | 38.358 | 11.056 | 38.358 | 0 | 0 | 8.9551 | 0 | 0 | 0 | 8.9551 | 0 | 38.6718 | 48.9 | 0 | 2.6808 | 60.5308 | 0 | 0 | 0
6447 | 88.6423 | 0 | 88.6423 | 42.9 | 2 | 7.1054e-15 | 4 | 10.7831 | 29.1049 | 10.7831 | 29.1049 | 0 | 0 | 0.14564 | 0 | 0 | 0 | 0.14564 | 0 | 38.8029 | 48.9 | 0 | 2.6593 | 61.508 | 0 | 0 | 0
6448 | 91.9118 | 0 | 91.9118 | 42.9 | 2 | 6.6883 | 8.7088 | 12.0414 | 19.5733 | 12.0414 | 19.5733 | 0 | 0 | 0 | 0 | 0 | 0 | 0 | 0 | 38.8029 | 53.6088 | 0 | 2.7574 | 63.3912 | 0 | 0 | 0
6449 | 98.7965 | 0 | 98.7965 | 47.7237 | 2 | 8.2456 | 10 | 11.8129 | 12.6469 | 11.8129 | 12.6469 | 0 | 0 | 0 | 6.3674 | 0 | 0 | 0 | 6.3674 | 31.728 | 59.7237 | 0 | 2.9639 | 50.9089 | 0 | 0 | 0
6450 | 103.2354 | 0 | 103.2354 | 55 | 3.8137 | 10.0825 | 10 | 12.3393 | 5.1387e-15 | 12.3393 | 5.1387e-15 | 0 | 0 | 0 | 12 | 0 | 0 | 0 | 12 | 18.3946 | 68.8137 | 0 | 3.0971 | 36.1863 | 0 | 0 | 0
6451 | 108.9147 | 0 | 108.9147 | 55 | 9.0483 | 10.7355 | 10 | 12.1309 | 0 | 12.1309 | 0 | 0 | 0 | 0 | 12 | 0 | 0 | 0 | 12 | 5.0613 | 74.0483 | 0 | 3.2674 | 30.9517 | 0 | 0 | 0
6452 | 111.5882 | 0 | 111.5882 | 55 | 16.6441 | 10.7544 | 10 | 14.6345 | 0 | 14.6345 | 0 | 0 | 0 | 0 | 4.5552 | 0 | 0 | 0 | 4.5552 | 0 | 81.6441 | 0 | 3.3476 | 23.3559 | 0 | 0 | 0
6453 | 105.5451 | 0 | 105.5451 | 55 | 16.6794 | 10.1905 | 10 | 13.6752 | 0 | 13.6752 | 0 | 0 | 0 | 0 | 0 | 0 | 0 | 0 | 0 | 0 | 81.6794 | 0 | 3.1664 | 23.3206 | 0 | 0 | 0
6454 | 104.925 | 0 | 104.925 | 55 | 15.3448 | 10.024 | 10 | 14.5563 | 0 | 14.5563 | 0 | 0 | 0 | 0 | 0 | 0 | 0 | 0 | 0 | 0 | 80.3448 | 0 | 3.1478 | 24.6552 | 0 | 0 | 0
6455 | 97.9613 | 0 | 97.9613 | 55 | 11.2525 | 9.5134 | 10 | 12.1954 | 0 | 12.1954 | 0 | 0 | 0 | 0 | 0 | 0 | 0 | 0 | 0 | 0 | 76.2525 | 0 | 2.9388 | 28.7475 | 0 | 1.4211e-14 | 0
6456 | 91.4461 | 0 | 91.4461 | 55 | 5.5749 | 8.8051 | 10 | 12.0661 | 0 | 12.0661 | 0 | 0 | 0 | 0 | 0 | 0 | 0 | 0 | 0 | 0 | 70.5749 | 0 | 2.7434 | 34.4251 | 0 | 0 | 0
6457 | 92.0795 | 0 | 92.0795 | 55 | 4.5384 | 8.6757 | 10 | 13.8653 | 0 | 13.8653 | 0 | 0 | 0 | 0 | 0 | 0 | 0 | 0 | 0 | 0 | 69.5384 | 0 | 2.7624 | 35.4616 | 0 | 1.4211e-14 | 0
6458 | 91.2411 | 0 | 91.2411 | 55 | 3.816 | 8.5856 | 10 | 13.8396 | 0 | 13.8396 | 0 | 0 | 0 | 0 | 0 | 0 | 0 | 0 | 0 | 0 | 68.816 | 0 | 2.7372 | 36.184 | 0 | 0 | 0
6459 | 91.5548 | 0 | 91.5548 | 55 | 4.6032 | 8.6838 | 10 | 13.2677 | 0 | 13.2677 | 0 | 0 | 0 | 0 | 0 | 0 | 0 | 0 | 0 | 0 | 69.6032 | 0 | 2.7466 | 35.3968 | 0 | 1.4211e-14 | 0
6460 | 91.8378 | 0 | 91.8378 | 55 | 6.4307 | 8.9118 | 10 | 11.4953 | 0 | 11.4953 | 0 | 0 | 0 | 0 | 0 | 0 | 0 | 0 | 0 | 0 | 71.4307 | 0 | 2.7551 | 33.5693 | 0 | 0 | 0
6461 | 91.2699 | 0 | 91.2699 | 55 | 4.5186 | 8.6733 | 10 | 13.078 | 0 | 13.078 | 0 | 0 | 0 | 0 | 0 | 0 | 0 | 0 | 0 | 0 | 69.5186 | 0 | 2.7381 | 35.4814 | 0 | 0 | 0
6462 | 90.4838 | 0 | 90.4838 | 55 | 5.6459 | 8.8139 | 10 | 11.0239 | 0 | 11.0239 | 0 | 0 | 0 | 0 | 0 | 0 | 0 | 0 | 0 | 0 | 70.6459 | 0 | 2.7145 | 34.3541 | 0 | 1.4211e-14 | 0
6463 | 91.8338 | 0 | 91.8338 | 50.7329 | 2 | 7.8267 | 10 | 9.9245 | 11.3498 | 9.9245 | 11.3498 | 0 | 0 | 0 | 0 | 0 | 0 | 0 | 0 | 0 | 62.7329 | 0 | 2.755 | 42.2671 | 0 | 0 | 0
6464 | 90.8441 | 0 | 90.8441 | 42.9 | 2 | 6.2314 | 5.0461 | 11.7744 | 22.8922 | 11.7744 | 22.8922 | 0 | 0 | 0 | 0 | 0 | 0 | 0 | 0 | 0 | 49.9461 | 0 | 2.7253 | 55.0539 | 0 | 0 | 0
6465 | 94.0965 | 0 | 94.0965 | 42.9 | 2 | 7.1054e-15 | 4 | 11.4319 | 35.6652 | 11.4319 | 35.6652 | 0 | 0 | 1.9006 | 0 | 0 | 0 | 1.9006 | 0 | 1.7105 | 48.9 | 0 | 2.8229 | 61.3133 | 0 | 0 | 0
6466 | 92.973 | 0 | 92.973 | 42.9 | 2 | 0 | 4 | 10.2035 | 39.8537 | 10.2035 | 39.8537 | 0 | 0 | 5.9842 | 0 | 0 | 0 | 5.9842 | 0 | 7.0963 | 48.9 | 0 | 2.7892 | 60.8603 | 0 | 0 | 0
6467 | 89.1569 | 0 | 89.1569 | 42.9 | 2 | 0 | 4 | 8.0724 | 47.614 | 8.0724 | 47.614 | 0 | 0 | 12 | 0 | 3.4295 | 0 | 15.4295 | 0 | 21.0581 | 48.9 | 0 | 2.6747 | 59.8126 | 0 | 0 | 0
6468 | 87.2677 | 0 | 87.2677 | 42.9 | 2 | 0 | 4 | 8.4375 | 50.6331 | 8.4375 | 50.6331 | 0 | 0 | 12 | 0 | 8.7029 | 0 | 20.7029 | 0 | 39.8818 | 48.9 | 0 | 2.618 | 59.2277 | 0 | 0 | 0
6469 | 88.0887 | 0 | 88.0887 | 42.9 | 2 | 7.1054e-15 | 4 | 10.1054 | 42.5089 | 10.1054 | 42.5089 | 0 | 0 | 12 | 0 | 1.4256 | 0 | 13.4256 | 0 | 51.9961 | 48.9 | 0 | 2.6427 | 60.0349 | 0 | 0 | 0
6470 | 86.2513 | 0 | 86.2513 | 42.9 | 2 | 0 | 4 | 9.7675 | 38.6916 | 9.7675 | 38.6916 | 0 | 0 | 9.4486 | 0 | 1.6592 | 0 | 11.1078 | 0 | 62.0295 | 48.9 | 0 | 2.5875 | 60.292 | 0 | 0 | 0
6471 | 85.5929 | 0 | 85.5929 | 42.9 | 2 | 7.1054e-15 | 4 | 9.5839 | 33.7126 | 9.5557 | 33.6131 | 0.028265 | 0.099425 | 0 | 0 | 6.4759 | 0 | 6.4759 | 0 | 68 | 48.9 | 0 | 2.5678 | 72.7916 | 0 | 8.8818e-16 | 0
6472 | 90.455 | 0 | 90.455 | 42.9 | 2 | 6.5587 | 7.6698 | 9.9009 | 21.4256 | 9.9009 | 21.4256 | 0 | 0 | 0 | 0 | 0 | 0 | 0 | 0 | 68 | 52.5698 | 0 | 2.7136 | 74.4302 | 0 | 0 | 0
6473 | 94.7265 | 0 | 94.7265 | 45.8427 | 2 | 7.8954 | 10 | 11.742 | 11.8056 | 11.742 | 11.8056 | 0 | 0 | 0 | 0 | 0 | 5.4409 | 0 | 5.4409 | 62.0985 | 57.8427 | 0 | 2.8418 | 63.7164 | 0 | 0 | 0
6474 | 102.2274 | 0 | 102.2274 | 46.6956 | 2 | 10.0677 | 10 | 11.4641 | 5.6899e-15 | 11.4641 | 5.6899e-15 | 0 | 0 | 0 | 12 | 0 | 10 | 0 | 22 | 37.9186 | 58.6956 | 0 | 3.0668 | 46.3044 | 0 | 1.4211e-14 | 0
6475 | 107.3456 | 0 | 107.3456 | 55 | 4.7896 | 10.5783 | 10 | 11.9795 | 0 | 11.9795 | 0 | 0 | 0 | 0 | 12 | 0 | 2.9982 | 0 | 14.9982 | 21.3333 | 69.7896 | 0 | 3.2204 | 35.2104 | 0 | 0 | 0
6476 | 111.1825 | 0 | 111.1825 | 55 | 11.8588 | 11.0862 | 10 | 11.2375 | 0 | 11.2375 | 0 | 0 | 0 | 0 | 12 | 0 | 0 | 0 | 12 | 8 | 76.8588 | 0 | 3.3355 | 28.1412 | 0 | 0 | 0
6477 | 107.1092 | 0 | 107.1092 | 55 | 11.6292 | 10.4587 | 10 | 12.8213 | 0 | 12.8213 | 0 | 0 | 0 | 0 | 7.2 | 0 | 0 | 0 | 7.2 | 0 | 76.6292 | 0 | 3.2133 | 28.3708 | 0 | 0 | 0
6478 | 102.8795 | 0 | 102.8795 | 55 | 16.272 | 10.1396 | 10 | 11.4678 | 0 | 11.4678 | 0 | 0 | 0 | 0 | 0 | 0 | 0 | 0 | 0 | 0 | 81.272 | 0 | 3.0864 | 23.728 | 0 | 1.4211e-14 | 0
6479 | 100.9766 | 0 | 100.9766 | 55 | 12.5446 | 9.6746 | 10 | 13.7574 | 0 | 13.7574 | 0 | 0 | 0 | 0 | 0 | 0 | 0 | 0 | 0 | 0 | 77.5446 | 0 | 3.0293 | 27.4554 | 0 | 0 | -1.4211e-14
6480 | 86.6366 | 0 | 86.6366 | 54.8637 | 2 | 8.342 | 10 | 11.4308 | 0 | 11.4308 | 0 | 0 | 0 | 0 | 0 | 0 | 0 | 0 | 0 | 0 | 66.8637 | 0 | 2.5991 | 38.1363 | 0 | 0 | 0
6481 | 88.1808 | 0 | 88.1808 | 55 | 3.1288 | 8.4999 | 10 | 11.5521 | 0 | 11.5521 | 0 | 0 | 0 | 0 | 0 | 0 | 0 | 0 | 0 | 0 | 68.1288 | 0 | 2.6454 | 36.8712 | 0 | 0 | 0
6482 | 91.5317 | 0 | 91.5317 | 55 | 6.0769 | 8.8677 | 10 | 11.5871 | 0 | 11.5871 | 0 | 0 | 0 | 0 | 0 | 0 | 0 | 0 | 0 | 0 | 71.0769 | 0 | 2.746 | 33.9231 | 0 | 0 | 0
6483 | 89.7692 | 0 | 89.7692 | 55 | 5.2344 | 8.7626 | 10 | 10.7723 | 0 | 10.7723 | 0 | 0 | 0 | 0 | 0 | 0 | 0 | 0 | 0 | 0 | 70.2344 | 0 | 2.6931 | 34.7656 | 0 | 0 | 0
6484 | 90.1569 | 0 | 90.1569 | 55 | 8.5131 | 9.1716 | 10 | 7.4722 | 0 | 7.4722 | 0 | 0 | 0 | 0 | 0 | 0 | 0 | 0 | 0 | 0 | 73.5131 | 0 | 2.7047 | 31.4869 | 0 | 0 | 0
6485 | 89.6939 | 0 | 89.6939 | 55 | 4.7876 | 8.7068 | 10 | 11.1995 | 0 | 11.1995 | 0 | 0 | 0 | 0 | 0 | 0 | 0 | 0 | 0 | 0 | 69.7876 | 0 | 2.6908 | 35.2124 | 0 | 0 | 0
6486 | 90.1983 | 0 | 90.1983 | 55 | 6.685 | 8.9435 | 10 | 9.5698 | 0 | 9.5698 | 0 | 0 | 0 | 0 | 0 | 0 | 0 | 0 | 0 | 0 | 71.685 | 0 | 2.7059 | 33.315 | 0 | 0 | 0
6487 | 88.5554 | 0 | 88.5554 | 46.8477 | 2 | 7.3419 | 10 | 9.1472 | 13.2185 | 9.1472 | 13.2185 | 0 | 0 | 0 | 0 | 0 | 0 | 0 | 0 | 0 | 58.8477 | 0 | 2.6567 | 46.1523 | 0 | 0 | 0
6488 | 91.8323 | 0 | 91.8323 | 42.9 | 2 | 6.2229 | 4.978 | 10.1951 | 25.5363 | 10.1951 | 25.5363 | 0 | 0 | 0 | 0 | 0 | 0 | 0 | 0 | 0 | 49.878 | 0 | 2.755 | 55.122 | 0 | 0 | 0
6489 | 87.6611 | 0 | 87.6611 | 42.9 | 2 | 7.1054e-15 | 4 | 7.1621 | 37.6031 | 7.1621 | 37.6031 | 0 | 0 | 6.0041 | 0 | 0 | 0 | 6.0041 | 0 | 5.4037 | 48.9 | 0 | 2.6298 | 60.8581 | 0 | 0 | 0
6490 | 88.8438 | 0 | 88.8438 | 42.9 | 2 | 0 | 4 | 9.7472 | 45.1836 | 9.7472 | 45.1836 | 0 | 0 | 12 | 0 | 2.9871 | 0 | 14.9871 | 0 | 18.9576 | 48.9 | 0 | 2.6653 | 59.8617 | 0 | 0 | 0
6491 | 87.2226 | 0 | 87.2226 | 42.9 | 2 | 0 | 4 | 8.7173 | 48.9048 | 8.7173 | 48.9048 | 0 | 0 | 12 | 0 | 7.2995 | 0 | 19.2995 | 0 | 36.4875 | 48.9 | 0 | 2.6167 | 59.3834 | 0 | 0 | 0
6492 | 89.1893 | 0 | 89.1893 | 42.9 | 2 | 0 | 4 | 10.2915 | 55 | 9.8183 | 52.471 | 0.47322 | 2.529 | 12 | 0 | 10 | 0 | 22 | 0 | 56.507 | 48.9 | 0 | 2.6757 | 58.7508 | 0 | 0 | 0
6493 | 88.7594 | 0 | 88.7594 | 42.9 | 2 | 7.1054e-15 | 4 | 8.8164 | 53.6184 | 7.4269 | 45.1682 | 1.3895 | 8.4502 | 11.3292 | 0 | 1.4064 | 0 | 12.7357 | 0 | 68 | 48.9 | 0 | 2.6628 | 59.02 | 0 | 3.5527e-15 | 0
6494 | 86.8555 | 0 | 86.8555 | 42.9 | 2 | 0 | 4 | 10.446 | 48.4504 | 6.7319 | 31.2236 | 3.7141 | 17.2268 | 0 | 0 | 0 | 0 | 0 | 0 | 68 | 48.9 | 0 | 2.6057 | 81.2013 | 0 | 0 | 0
6495 | 86.7508 | 0 | 86.7508 | 42.9 | 2 | 0 | 4 | 7.6829 | 39.532 | 6.1591 | 31.6916 | 1.5238 | 7.8404 | 0 | 0 | 0 | 0 | 0 | 0 | 68 | 48.9 | 0 | 2.6025 | 82.4854 | 0 | 0 | 0
6496 | 87.6795 | 0 | 87.6795 | 42.9 | 2 | 0 | 4 | 8.7161 | 30.4235 | 8.6359 | 30.1436 | 0.080206 | 0.27996 | 0 | 0 | 0 | 0 | 0 | 0 | 68 | 48.9 | 0 | 2.6304 | 83.4842 | 0 | 0 | 0
6497 | 93.2095 | 0 | 93.2095 | 46.1552 | 2 | 7.6186 | 10 | 10.1433 | 14.3821 | 10.1433 | 14.3821 | 0 | 0 | 0 | 0 | 0 | 2.9103 | 0 | 2.9103 | 64.8434 | 58.1552 | 0 | 2.7963 | 65.9345 | 0 | 0 | 0
6498 | 97.8662 | 0 | 97.8662 | 44.4575 | 2 | 9.7885 | 10 | 9.6202 | 6.7849e-15 | 9.6202 | 6.7849e-15 | 0 | 0 | 0 | 12 | 0 | 10 | 0 | 22 | 40.6635 | 56.4575 | 0 | 2.936 | 48.5425 | 0 | 0 | 0
6499 | 104.5194 | 0 | 104.5194 | 54.8305 | 2 | 10.5248 | 10 | 9.6354 | 0 | 9.6354 | 0 | 0 | 0 | 0 | 12 | 0 | 5.5288 | 0 | 17.5288 | 21.3333 | 66.8305 | 0 | 3.1356 | 38.1695 | 0 | 1.4211e-14 | 0
6500 | 110.9245 | 0 | 110.9245 | 55 | 10.5356 | 10.9211 | 10 | 12.4678 | 0 | 12.4678 | 0 | 0 | 0 | 0 | 12 | 0 | 8.1886e-16 | 0 | 12 | 8 | 75.5356 | 0 | 3.3277 | 29.4644 | 0 | 0 | 0
6501 | 107.0497 | 0 | 107.0497 | 55 | 12.9652 | 10.6254 | 10 | 11.2591 | 0 | 11.2591 | 0 | 0 | 0 | 0 | 7.2 | 0 | 0 | 0 | 7.2 | 0 | 77.9652 | 0 | 3.2115 | 27.0348 | 0 | 0 | 0
6502 | 100.1409 | 0 | 100.1409 | 55 | 15.113 | 9.995 | 10 | 10.0328 | 0 | 10.0328 | 0 | 0 | 0 | 0 | 0 | 0 | 0 | 0 | 0 | 0 | 80.113 | 0 | 3.0042 | 24.887 | 0 | 1.4211e-14 | 0
6503 | 98.0026 | 0 | 98.0026 | 55 | 10.7183 | 9.4467 | 10 | 12.8376 | 0 | 12.8376 | 0 | 0 | 0 | 0 | 0 | 0 | 0 | 0 | 0 | 0 | 75.7183 | 0 | 2.9401 | 29.2817 | 0 | 0 | 0
6504 | 85.5813 | 0 | 85.5813 | 51.9846 | 2 | 7.9828 | 10 | 13.6139 | 0 | 13.6139 | 0 | 0 | 0 | 0 | 0 | 0 | 0 | 0 | 0 | 0 | 63.9846 | 0 | 2.5674 | 41.0154 | 0 | 0 | 0
6505 | 85.6759 | 0 | 85.6759 | 52.4228 | 2 | 8.0375 | 10 | 13.2156 | 0 | 13.2156 | 0 | 0 | 0 | 0 | 0 | 0 | 0 | 0 | 0 | 0 | 64.4228 | 0 | 2.5703 | 40.5772 | 0 | 0 | 0
6506 | 88.309 | 0 | 88.309 | 55 | 3.6106 | 8.56 | 10 | 11.1384 | 0 | 11.1384 | 0 | 0 | 0 | 0 | 0 | 0 | 0 | 0 | 0 | 0 | 68.6106 | 0 | 2.6493 | 36.3894 | 0 | 0 | 0
6507 | 88.9119 | 0 | 88.9119 | 55 | 2.1166 | 8.3736 | 10 | 13.4217 | 0 | 13.4217 | 0 | 0 | 0 | 0 | 0 | 0 | 0 | 0 | 0 | 0 | 67.1166 | 0 | 2.6674 | 37.8834 | 0 | 0 | 0
6508 | 89.264 | 0 | 89.264 | 55 | 3.2358 | 8.5132 | 10 | 12.515 | 0 | 12.515 | 0 | 0 | 0 | 0 | 0 | 0 | 0 | 0 | 0 | 0 | 68.2358 | 0 | 2.6779 | 36.7642 | 0 | 0 | 0
6509 | 88.2042 | 0 | 88.2042 | 55 | 5.3417 | 8.776 | 10 | 9.0865 | 0 | 9.0865 | 0 | 0 | 0 | 0 | 0 | 0 | 0 | 0 | 0 | 0 | 70.3417 | 0 | 2.6461 | 34.6583 | 0 | 0 | 0
6510 | 89.7169 | 0 | 89.7169 | 55 | 4.5867 | 8.6818 | 10 | 11.4484 | 0 | 11.4484 | 0 | 0 | 0 | 0 | 0 | 0 | 0 | 0 | 0 | 0 | 69.5867 | 0 | 2.6915 | 35.4133 | 0 | 0 | 0
6511 | 89.9601 | 0 | 89.9601 | 49.3338 | 2 | 7.6521 | 10 | 8.5721 | 12.4021 | 8.5721 | 12.4021 | 0 | 0 | 0 | 0 | 0 | 0 | 0 | 0 | 0 | 61.3338 | 0 | 2.6988 | 43.6662 | 0 | 0 | 0
6512 | 88.5136 | 0 | 88.5136 | 42.9 | 2 | 5.4214 | 4 | 9.5925 | 24.5997 | 9.5925 | 24.5997 | 0 | 0 | 0 | 0 | 0 | 0 | 0 | 0 | 0 | 48.9 | 0 | 2.6554 | 56.7041 | 0 | 0 | -1.4211e-14
6513 | 85.69 | 0 | 85.69 | 42.9 | 2 | 7.1054e-15 | 4 | 8.9525 | 29.6582 | 8.9525 | 29.6582 | 0 | 0 | 1.8207 | 0 | 0 | 0 | 1.8207 | 0 | 1.6386 | 48.9 | 0 | 2.5707 | 61.3222 | 0 | 0 | 0
6514 | 84.8592 | 0 | 84.8592 | 42.9 | 2 | 1.4211e-14 | 4 | 8.8817 | 45.6667 | 8.8817 | 45.6667 | 0 | 0 | 12 | 0 | 6.5892 | 0 | 18.5892 | 0 | 18.5136 | 48.9 | 0 | 2.5458 | 59.4622 | 0 | 0 | 0
6515 | 85.5918 | 0 | 85.5918 | 42.9 | 2 | 7.1054e-15 | 4 | 8.0961 | 45.659 | 8.0961 | 45.659 | 0 | 0 | 12 | 0 | 5.0633 | 0 | 17.0633 | 0 | 33.9817 | 48.9 | 0 | 2.5678 | 59.6314 | 0 | 0 | 0
6516 | 85.4531 | 0 | 85.4531 | 42.9 | 2 | 0 | 4 | 8.6482 | 44.269 | 8.6482 | 44.269 | 0 | 0 | 12 | 0 | 4.364 | 0 | 16.364 | 0 | 48.8051 | 48.9 | 0 | 2.5636 | 59.709 | 0 | 0 | 0
6517 | 84.689 | 0 | 84.689 | 42.9 | 2 | 0 | 4 | 8.7586 | 42.515 | 8.7586 | 42.515 | 0 | 0 | 12 | 0 | 3.4846 | 0 | 15.4846 | 0 | 62.8178 | 48.9 | 0 | 2.5407 | 59.8065 | 0 | 0 | 0
6518 | 81.8552 | 0 | 81.8552 | 42.9 | 2 | 7.1054e-15 | 4 | 10.771 | 39.1199 | 8.3463 | 30.3134 | 2.4247 | 8.8065 | 3.5126 | 0 | 2.1919 | 0 | 5.7045 | 0 | 68 | 48.9 | 0 | 2.4557 | 59.6456 | 0 | 4.4409e-15 | 0
6519 | 84.6074 | 0 | 84.6074 | 42.9 | 2 | 0 | 4 | 10.9025 | 33.5777 | 8.7522 | 26.9552 | 2.1503 | 6.6224 | 0 | 0 | 0 | 0 | 0 | 0 | 68 | 48.9 | 0 | 2.5382 | 82.551 | 0 | 0 | 0
6520 | 85.4956 | 0 | 85.4956 | 42.9 | 2 | 6.1492 | 4.3877 | 8.21 | 21.8488 | 8.21 | 21.8488 | 0 | 0 | 0 | 0 | 0 | 0 | 0 | 0 | 68 | 49.2877 | 0 | 2.5649 | 77.7123 | 0 | 0 | 0
6521 | 92.7355 | 0 | 92.7355 | 46.6292 | 2 | 7.9248 | 10 | 9.9765 | 11.3148 | 9.9765 | 11.3148 | 0 | 0 | 0 | 0 | 0 | 4.8902 | 0 | 4.8902 | 62.6958 | 58.6292 | 0 | 2.7821 | 63.4806 | 0 | 0 | 0
6522 | 93.8777 | 0 | 93.8777 | 45.5417 | 2 | 9.1844 | 10 | 11.0777 | 5.4343e-15 | 11.0777 | 5.4343e-15 | 0 | 0 | 0 | 6.0739 | 0 | 10 | 0 | 16.0739 | 45.1006 | 57.5417 | 0 | 2.8163 | 53.3844 | 0 | 0 | 0
6523 | 100.6702 | 0 | 100.6702 | 51.3472 | 2 | 9.8432 | 10 | 11.9309 | 0 | 11.9309 | 0 | 0 | 0 | 0 | 12 | 0 | 3.5489 | 0 | 15.5489 | 27.9179 | 63.3472 | 0 | 3.0201 | 41.6528 | 0 | 0 | 0
6524 | 104.3912 | 0 | 104.3912 | 55 | 5.4423 | 10.2856 | 10 | 11.6633 | 0 | 11.6633 | 0 | 0 | 0 | 0 | 12 | 0 | 0 | 0 | 12 | 14.5846 | 70.4423 | 0 | 3.1317 | 34.5577 | 0 | 0 | 0
6525 | 103.6859 | 0 | 103.6859 | 55 | 4.2914 | 10.1421 | 10 | 12.2524 | 0 | 12.2524 | 0 | 0 | 0 | 0 | 12 | 0 | 0 | 0 | 12 | 1.2512 | 69.2914 | 0 | 3.1106 | 35.7086 | 0 | 0 | 0
6526 | 99.6932 | 0 | 99.6932 | 55 | 12.1424 | 9.7649 | 10 | 11.6598 | 0 | 11.6598 | 0 | 0 | 0 | 0 | 1.1261 | 0 | 0 | 0 | 1.1261 | 0 | 77.1424 | 0 | 2.9908 | 27.8576 | 0 | 0 | 0
6527 | 92.6443 | 0 | 92.6443 | 55 | 6.7779 | 8.9551 | 10 | 11.9113 | 0 | 11.9113 | 0 | 0 | 0 | 0 | 0 | 0 | 0 | 0 | 0 | 0 | 71.7779 | 0 | 2.7793 | 33.2221 | 0 | 1.4211e-14 | 0
6528 | 91.4783 | 0 | 91.4783 | 55 | 7.1821 | 9.0056 | 10 | 10.2906 | 0 | 10.2906 | 0 | 0 | 0 | 0 | 0 | 0 | 0 | 0 | 0 | 0 | 72.1821 | 0 | 2.7443 | 32.8179 | 0 | 0 | 0
6529 | 89.7887 | 0 | 89.7887 | 55 | 2.5041 | 8.4219 | 10 | 13.8626 | 0 | 13.8626 | 0 | 0 | 0 | 0 | 0 | 0 | 0 | 0 | 0 | 0 | 67.5041 | 0 | 2.6937 | 37.4959 | 0 | 0 | 0
6530 | 92.2353 | 0 | 92.2353 | 55 | 5.3888 | 8.7818 | 10 | 13.0647 | 0 | 13.0647 | 0 | 0 | 0 | 0 | 0 | 0 | 0 | 0 | 0 | 0 | 70.3888 | 0 | 2.7671 | 34.6112 | 0 | 0 | 0
6531 | 92.5205 | 0 | 92.5205 | 55 | 6.347 | 8.9014 | 10 | 12.2722 | 0 | 12.2722 | 0 | 0 | 0 | 0 | 0 | 0 | 0 | 0 | 0 | 0 | 71.347 | 0 | 2.7756 | 33.653 | 0 | 0 | 0
6532 | 93.129 | 0 | 93.129 | 55 | 8.1378 | 9.1248 | 10 | 10.8665 | 0 | 10.8665 | 0 | 0 | 0 | 0 | 0 | 0 | 0 | 0 | 0 | 0 | 73.1378 | 0 | 2.7939 | 31.8622 | 0 | 0 | 0
6533 | 94.1593 | 0 | 94.1593 | 55 | 9.1101 | 9.2461 | 10 | 10.8031 | 0 | 10.8031 | 0 | 0 | 0 | 0 | 0 | 0 | 0 | 0 | 0 | 0 | 74.1101 | 0 | 2.8248 | 30.8899 | 0 | 0 | 0
6534 | 95.4706 | 0 | 95.4706 | 55 | 11.2992 | 9.5192 | 10 | 9.6521 | 0 | 9.6521 | 0 | 0 | 0 | 0 | 0 | 0 | 0 | 0 | 0 | 0 | 76.2992 | 0 | 2.8641 | 28.7008 | 0 | 0 | 0
6535 | 95.6362 | 0 | 95.6362 | 52.3317 | 2 | 8.0261 | 10 | 9.095 | 14.1835 | 9.095 | 14.1835 | 0 | 0 | 0 | 0 | 0 | 0 | 0 | 0 | 0 | 64.3317 | 0 | 2.8691 | 40.6683 | 0 | 0 | 0
6536 | 92.386 | 0 | 92.386 | 42.9 | 2 | 6.2982 | 5.5819 | 9.7195 | 25.8864 | 9.7195 | 25.8864 | 0 | 0 | 0 | 0 | 0 | 0 | 0 | 0 | 0 | 50.4819 | 0 | 2.7716 | 54.5181 | 0 | 0 | 0
6537 | 94.9634 | 0 | 94.9634 | 42.9 | 2 | 0.72796 | 4 | 8.0135 | 37.3219 | 8.0135 | 37.3219 | 0 | 0 | 0 | 0 | 0 | 0 | 0 | 0 | 0 | 48.9 | 0 | 2.8489 | 60.8769 | 0 | 0 | -1.4211e-14
6538 | 93.6621 | 0 | 93.6621 | 42.9 | 2 | 7.1054e-15 | 4 | 8.6979 | 43.7152 | 8.6979 | 43.7152 | 0 | 0 | 7.651 | 0 | 0 | 0 | 7.651 | 0 | 6.8859 | 48.9 | 0 | 2.8099 | 60.6755 | 0 | 0 | 0
6539 | 90.436 | 0 | 90.436 | 42.9 | 2 | 0 | 4 | 9.5746 | 50.8835 | 9.5746 | 50.8835 | 0 | 0 | 12 | 0 | 6.9221 | 0 | 18.9221 | 0 | 24.0677 | 48.9 | 0 | 2.7131 | 59.4252 | 0 | 0 | 0
6540 | 88.7536 | 0 | 88.7536 | 42.9 | 2 | 0 | 4 | 8.6942 | 50.5978 | 8.6942 | 50.5978 | 0 | 0 | 12 | 0 | 7.4384 | 0 | 19.4384 | 0 | 41.7256 | 48.9 | 0 | 2.6626 | 59.368 | 0 | 0 | 0
6541 | 89.7824 | 0 | 89.7824 | 42.9 | 2 | 1.4211e-14 | 4 | 9.3225 | 49.6353 | 9.3225 | 49.6353 | 0 | 0 | 12 | 0 | 6.0753 | 0 | 18.0753 | 0 | 58.1268 | 48.9 | 0 | 2.6935 | 59.5192 | 0 | 0 | 0
6542 | 87.2676 | 0 | 87.2676 | 42.9 | 2 | 7.1054e-15 | 4 | 9.9852 | 50.1572 | 8.1863 | 41.1209 | 1.7989 | 9.0363 | 9.6824 | 0 | 1.2572 | 0 | 10.9396 | 0 | 68 | 48.9 | 0 | 2.618 | 59.1088 | 0 | 3.5527e-15 | 0
6543 | 88.6902 | 0 | 88.6902 | 42.9 | 2 | 0 | 4 | 7.2864 | 37.9814 | 6.4047 | 33.3855 | 0.88168 | 4.5959 | 0 | 0 | 0 | 0 | 0 | 0 | 68 | 48.9 | 0 | 2.6607 | 82.9165 | 0 | 0 | 0
6544 | 91.1948 | 0 | 91.1948 | 42.9 | 2 | 3.6876 | 4 | 9.1848 | 29.4224 | 9.1848 | 29.4224 | 0 | 0 | 0 | 0 | 0 | 0 | 0 | 0 | 68 | 48.9 | 0 | 2.7358 | 80.2456 | 0 | 0 | 0
6545 | 98.1389 | 0 | 98.1389 | 49.6123 | 2 | 8.3831 | 10 | 8.0046 | 14.5579 | 8.0046 | 14.5579 | 0 | 0 | 0 | 0 | 0 | 5.581 | 0 | 5.581 | 61.9466 | 61.6123 | 0 | 2.9442 | 59.8068 | 0 | 0 | 0
6546 | 102.955 | 0 | 102.955 | 48.3078 | 2 | 10.2689 | 10 | 10.3783 | 6.3001e-15 | 10.3783 | 6.3001e-15 | 0 | 0 | 0 | 12 | 0 | 10 | 0 | 22 | 37.7667 | 60.3078 | 0 | 3.0886 | 44.6922 | 0 | 0 | 0
6547 | 107.7962 | 0 | 107.7962 | 55 | 5.7795 | 10.6843 | 10 | 11.4743 | 0 | 11.4743 | 0 | 0 | 0 | 0 | 12 | 0 | 2.8581 | 0 | 14.8581 | 21.3333 | 70.7795 | 0 | 3.2339 | 34.2205 | 0 | 0 | -1.4211e-14
6548 | 113.4863 | 0 | 113.4863 | 55 | 14.0152 | 11.3552 | 10 | 11.1159 | 0 | 11.1159 | 0 | 0 | 0 | 0 | 12 | 0 | 0 | 0 | 12 | 8 | 79.0152 | 0 | 3.4046 | 25.9848 | 0 | 0 | 0
6549 | 107.5079 | 0 | 107.5079 | 55 | 14.1474 | 10.7729 | 10 | 10.3876 | 0 | 10.3876 | 0 | 0 | 0 | 0 | 7.2 | 0 | 0 | 0 | 7.2 | 0 | 79.1474 | 0 | 3.2252 | 25.8526 | 0 | 1.4211e-14 | 0
6550 | 102.1463 | 0 | 102.1463 | 55 | 16.7542 | 10.1998 | 10 | 10.1923 | 0 | 10.1923 | 0 | 0 | 0 | 0 | 0 | 0 | 0 | 0 | 0 | 0 | 81.7542 | 0 | 3.0644 | 23.2458 | 0 | 0 | 0
6551 | 101.5119 | 0 | 101.5119 | 55 | 15.1416 | 9.9986 | 10 | 11.3716 | 0 | 11.3716 | 0 | 0 | 0 | 0 | 0 | 0 | 0 | 0 | 0 | 0 | 80.1416 | 0 | 3.0454 | 24.8584 | 0 | 0 | 0
6552 | 89.9126 | 0 | 89.9126 | 55 | 2.772 | 8.8507 | 10 | 13.2898 | 0 | 13.2898 | 0 | 0 | 0 | 0 | 0 | 0 | 0 | 0 | 0 | 0 | 67.772 | 0 | 2.6974 | 37.228 | 0 | 0 | 0
6553 | 93.7323 | 0 | 93.7323 | 55 | 6.9034 | 9.3903 | 10 | 12.4387 | 0 | 12.4387 | 0 | 0 | 0 | 0 | 0 | 0 | 0 | 0 | 0 | 0 | 71.9034 | 0 | 2.812 | 33.0966 | 0 | 0 | 0
6554 | 91.0186 | 0 | 91.0186 | 55 | 2.8617 | 8.8625 | 10 | 14.2944 | 0 | 14.2944 | 0 | 0 | 0 | 0 | 0 | 0 | 0 | 0 | 0 | 0 | 67.8617 | 0 | 2.7306 | 37.1383 | 0 | 0 | 0
6555 | 95.1879 | 0 | 95.1879 | 55 | 8.2457 | 9.5656 | 10 | 12.3766 | 0 | 12.3766 | 0 | 0 | 0 | 0 | 0 | 0 | 0 | 0 | 0 | 0 | 73.2457 | 0 | 2.8556 | 31.7543 | 0 | 0 | 0
6556 | 91.9972 | 0 | 91.9972 | 55 | 6.1585 | 9.293 | 10 | 11.5457 | 0 | 11.5457 | 0 | 0 | 0 | 0 | 0 | 0 | 0 | 0 | 0 | 0 | 71.1585 | 0 | 2.7599 | 33.8415 | 0 | 0 | 0
6557 | 96.5672 | 0 | 96.5672 | 55 | 8.9062 | 9.6518 | 10 | 13.0092 | 0 | 13.0092 | 0 | 0 | 0 | 0 | 0 | 0 | 0 | 0 | 0 | 0 | 73.9062 | 0 | 2.897 | 31.0938 | 0 | 0 | 0
6558 | 94.921 | 0 | 94.921 | 55 | 9.4088 | 9.7175 | 10 | 10.7947 | 0 | 10.7947 | 0 | 0 | 0 | 0 | 0 | 0 | 0 | 0 | 0 | 0 | 74.4088 | 0 | 2.8476 | 30.5912 | 0 | 0 | 0
6559 | 95.7635 | 0 | 95.7635 | 52.1536 | 2 | 8.3782 | 10 | 9.9223 | 13.3094 | 9.9223 | 13.3094 | 0 | 0 | 0 | 0 | 0 | 0 | 0 | 0 | 0 | 64.1536 | 0 | 2.8729 | 40.8464 | 0 | 0 | 0
6560 | 93.2284 | 0 | 93.2284 | 42.9 | 2 | 7.0195 | 8.8496 | 9.88 | 22.5794 | 9.88 | 22.5794 | 0 | 0 | 0 | 0 | 0 | 0 | 0 | 0 | 0 | 53.7496 | 0 | 2.7969 | 51.2504 | 0 | 0 | 0
6561 | 93.3679 | 0 | 93.3679 | 42.9 | 2 | 0.10202 | 4 | 8.8839 | 35.4819 | 8.8839 | 35.4819 | 0 | 0 | 0 | 0 | 0 | 0 | 0 | 0 | 0 | 48.9 | 0 | 2.801 | 61.6582 | 0 | 0 | 0
6562 | 91.2971 | 0 | 91.2971 | 42.9 | 2 | 0 | 4 | 11.6803 | 39.8142 | 11.6803 | 39.8142 | 0 | 0 | 9.0974 | 0 | 0 | 0 | 9.0974 | 0 | 8.1877 | 48.9 | 0 | 2.7389 | 60.6976 | 0 | 0 | 0
6563 | 92.5248 | 0 | 92.5248 | 42.9 | 2 | 0 | 4 | 9.4978 | 43.6889 | 9.4978 | 43.6889 | 0 | 0 | 9.5618 | 0 | 0 | 0 | 9.5618 | 0 | 16.7933 | 48.9 | 0 | 2.7757 | 60.644 | 0 | 0 | 0
6564 | 93.0848 | 0 | 93.0848 | 42.9 | 2 | 0 | 4 | 9.9759 | 50.3031 | 9.9759 | 50.3031 | 0 | 0 | 12 | 0 | 4.0941 | 0 | 16.0941 | 0 | 31.3679 | 48.9 | 0 | 2.7925 | 59.8894 | 0 | 0 | 0
6565 | 90.2276 | 0 | 90.2276 | 42.9 | 2 | 0 | 4 | 10.0699 | 50.2286 | 10.0699 | 50.2286 | 0 | 0 | 12 | 0 | 6.9709 | 0 | 18.9709 | 0 | 48.5948 | 48.9 | 0 | 2.7068 | 59.5571 | 0 | 0 | 0
6566 | 87.9393 | 0 | 87.9393 | 42.9 | 2 | 1.4211e-14 | 4 | 10.5857 | 40.576 | 10.5857 | 40.576 | 0 | 0 | 10.6741 | 0 | 1.4482 | 0 | 12.1224 | 0 | 59.5367 | 48.9 | 0 | 2.6382 | 60.3482 | 0 | 0 | 0
6567 | 87.3747 | 0 | 87.3747 | 42.9 | 2 | 0 | 4 | 9.9569 | 30.669 | 9.9569 | 30.669 | 0 | 0 | 0 | 0 | 2.1512 | 0 | 2.1512 | 0 | 61.52 | 48.9 | 0 | 2.6212 | 73.5 | 0 | 0 | 0
6568 | 92.3746 | 0 | 92.3746 | 42.9 | 2 | 6.9928 | 8.6453 | 10.1599 | 21.6767 | 10.1599 | 21.6767 | 0 | 0 | 0 | 0 | 0 | 0 | 0 | 0 | 61.52 | 53.5453 | 0 | 2.7712 | 73.4547 | 0 | 0 | 0
6569 | 99.8101 | 0 | 99.8101 | 48.05 | 2 | 8.9058 | 10 | 9.5298 | 13.1811 | 9.5298 | 13.1811 | 0 | 0 | 0 | 0 | 0 | 8.1435 | 0 | 8.1435 | 52.6871 | 60.05 | 0 | 2.9943 | 58.8065 | 0 | 0 | -1.4211e-14
6570 | 104.6863 | 0 | 104.6863 | 55 | 2.3481 | 10.9269 | 10 | 10.0901 | 6.0019e-15 | 10.0901 | 6.0019e-15 | 0 | 0 | 0 | 12 | 0 | 4.3213 | 0 | 16.3213 | 34.6667 | 67.3481 | 0 | 3.1406 | 37.6519 | 0 | 1.4211e-14 | 0
6571 | 108.4419 | 0 | 108.4419 | 55 | 9.9506 | 11.3554 | 10 | 10.136 | 0 | 10.136 | 0 | 0 | 0 | 0 | 12 | 0 | 0 | 0 | 12 | 21.3333 | 74.9506 | 0 | 3.2533 | 30.0494 | 0 | 0 | 0
6572 | 113.9196 | 0 | 113.9196 | 55 | 12.2913 | 11.6611 | 10 | 12.9672 | 0 | 12.9672 | 0 | 0 | 0 | 0 | 12 | 0 | 0 | 0 | 12 | 8 | 77.2913 | 0 | 3.4176 | 27.7087 | 0 | 1.4211e-14 | 0
6573 | 109.0767 | 0 | 109.0767 | 55 | 12.8384 | 11.1056 | 10 | 12.9327 | 0 | 12.9327 | 0 | 0 | 0 | 0 | 7.2 | 0 | 0 | 0 | 7.2 | 0 | 77.8384 | 0 | 3.2723 | 27.1616 | 0 | 2.8422e-14 | 0
6574 | 104.4995 | 0 | 104.4995 | 55 | 14.6565 | 10.4028 | 10 | 14.4402 | 0 | 14.4402 | 0 | 0 | 0 | 0 | 0 | 0 | 0 | 0 | 0 | 0 | 79.6565 | 0 | 3.135 | 25.3435 | 0 | 0 | 0
6575 | 98.9284 | 0 | 98.9284 | 55 | 10.21 | 9.8221 | 10 | 13.8962 | 0 | 13.8962 | 0 | 0 | 0 | 0 | 0 | 0 | 0 | 0 | 0 | 0 | 75.21 | 0 | 2.9679 | 29.79 | 0 | 0 | 0
6576 | 91.8773 | 0 | 91.8773 | 55 | 2.4299 | 8.8061 | 10 | 15.6413 | 0 | 15.6413 | 0 | 0 | 0 | 0 | 0 | 0 | 0 | 0 | 0 | 0 | 67.4299 | 0 | 2.7563 | 37.5701 | 0 | 0 | 0
6577 | 93.502 | 0 | 93.502 | 55 | 5.9214 | 9.262 | 10 | 13.3185 | 0 | 13.3185 | 0 | 0 | 0 | 0 | 0 | 0 | 0 | 0 | 0 | 0 | 70.9214 | 0 | 2.8051 | 34.0786 | 0 | 0 | 0
6578 | 92.535 | 0 | 92.535 | 55 | 4.9672 | 9.1374 | 10 | 13.4304 | 0 | 13.4304 | 0 | 0 | 0 | 0 | 0 | 0 | 0 | 0 | 0 | 0 | 69.9672 | 0 | 2.7761 | 35.0328 | 0 | 0 | 0
6579 | 92.1365 | 0 | 92.1365 | 55 | 5.7982 | 9.2459 | 10 | 12.0924 | 0 | 12.0924 | 0 | 0 | 0 | 0 | 0 | 0 | 0 | 0 | 0 | 0 | 70.7982 | 0 | 2.7641 | 34.2018 | 0 | 0 | 0
6580 | 94.6723 | 0 | 94.6723 | 55 | 5.2754 | 9.1777 | 10 | 15.2192 | 0 | 15.2192 | 0 | 0 | 0 | 0 | 0 | 0 | 0 | 0 | 0 | 0 | 70.2754 | 0 | 2.8402 | 34.7246 | 0 | 0 | 0
6581 | 92.2893 | 0 | 92.2893 | 55 | 3.7272 | 8.9755 | 10 | 14.5867 | 0 | 14.5867 | 0 | 0 | 0 | 0 | 0 | 0 | 0 | 0 | 0 | 0 | 68.7272 | 0 | 2.7687 | 36.2728 | 0 | 0 | 0
6582 | 95.7021 | 0 | 95.7021 | 55 | 8.6411 | 9.6172 | 10 | 12.4439 | 0 | 12.4439 | 0 | 0 | 0 | 0 | 0 | 0 | 0 | 0 | 0 | 0 | 73.6411 | 0 | 2.8711 | 31.3589 | 0 | 0 | -1.4211e-14
6583 | 92.3153 | 0 | 92.3153 | 49.2151 | 2 | 7.9944 | 10 | 12.5879 | 10.5179 | 12.5879 | 10.5179 | 0 | 0 | 0 | 0 | 0 | 0 | 0 | 0 | 0 | 61.2151 | 0 | 2.7695 | 43.7849 | 0 | 0 | 0
6584 | 91.8841 | 0 | 91.8841 | 42.9 | 2 | 6.5091 | 4.9414 | 12.1436 | 23.39 | 12.1436 | 23.39 | 0 | 0 | 0 | 0 | 0 | 0 | 0 | 0 | 0 | 49.8414 | 0 | 2.7565 | 55.1586 | 0 | 0 | 0
6585 | 93.092 | 0 | 93.092 | 42.9 | 2 | 1.202 | 4 | 10.9307 | 32.0593 | 10.9307 | 32.0593 | 0 | 0 | 0 | 0 | 0 | 0 | 0 | 0 | 0 | 48.9 | 0 | 2.7928 | 60.6853 | 0 | 0 | 0
6586 | 90.4584 | 0 | 90.4584 | 42.9 | 2 | 7.1054e-15 | 4 | 11.3785 | 38.9267 | 11.3785 | 38.9267 | 0 | 0 | 8.7469 | 0 | 0 | 0 | 8.7469 | 0 | 7.8722 | 48.9 | 0 | 2.7138 | 60.7381 | 0 | 0 | 0
6587 | 89.4616 | 0 | 89.4616 | 42.9 | 2 | 0 | 4 | 12.0819 | 46.4483 | 12.0819 | 46.4483 | 0 | 0 | 12 | 0 | 5.9686 | 0 | 17.9686 | 0 | 24.1749 | 48.9 | 0 | 2.6838 | 59.6729 | 0 | 0 | 0
6588 | 89.3836 | 0 | 89.3836 | 42.9 | 2 | 0 | 4 | 11.0259 | 46.8983 | 11.0259 | 46.8983 | 0 | 0 | 12 | 0 | 5.4405 | 0 | 17.4405 | 0 | 39.9909 | 48.9 | 0 | 2.6815 | 59.7339 | 0 | 0 | 0
6589 | 90.5231 | 0 | 90.5231 | 42.9 | 2 | 0 | 4 | 10.5212 | 49.2176 | 10.5212 | 49.2176 | 0 | 0 | 12 | 0 | 6.1157 | 0 | 18.1157 | 0 | 56.4293 | 48.9 | 0 | 2.7157 | 59.6559 | 0 | 0 | 0
6590 | 90.1335 | 0 | 90.1335 | 42.9 | 2 | 0 | 4 | 9.7055 | 37.1645 | 9.7055 | 37.1645 | 0 | 0 | 5.6366 | 0 | 0 | 0 | 5.6366 | 0 | 61.5022 | 48.9 | 0 | 2.704 | 71.0974 | 0 | 0 | 0
6591 | 90.387 | 0 | 90.387 | 42.9 | 2 | 7.1054e-15 | 4 | 13.4031 | 31.8171 | 13.4031 | 31.8171 | 0 | 0 | 2.9499 | 0 | 0.78325 | 0 | 3.7331 | 0 | 64.8792 | 48.9 | 0 | 2.7116 | 61.3173 | 0 | 0 | 0
6592 | 94.4921 | 0 | 94.4921 | 42.9 | 2 | 6.8552 | 7.5914 | 13.5287 | 21.6168 | 13.5287 | 21.6168 | 0 | 0 | 0 | 0 | 0 | 0 | 0 | 0 | 64.8792 | 52.4914 | 0 | 2.8348 | 74.5086 | 0 | 0 | 0
6593 | 98.7208 | 0 | 98.7208 | 42.9 | 2 | 8.571 | 9.333 | 13.0476 | 11.4725 | 13.0476 | 11.4725 | 0 | 0 | 0 | 1.3967 | 0 | 10 | 0 | 11.3967 | 52.4808 | 54.233 | 0 | 2.9616 | 61.3703 | 0 | 0 | 0
6594 | 102.9478 | 0 | 102.9478 | 49.9103 | 2 | 10.3787 | 10 | 13.0969 | 5.6608e-15 | 13.0969 | 5.6608e-15 | 0 | 0 | 0 | 12 | 0 | 5.5619 | 0 | 17.5619 | 33.1148 | 61.9103 | 0 | 3.0884 | 43.0897 | 0 | 0 | 0
6595 | 107.4409 | 0 | 107.4409 | 55 | 6.7817 | 10.9415 | 10 | 12.7176 | 0 | 12.7176 | 0 | 0 | 0 | 0 | 12 | 0 | 0 | 0 | 12 | 19.7814 | 71.7817 | 0 | 3.2232 | 33.2183 | 0 | 0 | 0
6596 | 114.6606 | 0 | 114.6606 | 55 | 14.0529 | 11.8911 | 10 | 11.7166 | 0 | 11.7166 | 0 | 0 | 0 | 0 | 12 | 0 | 0 | 0 | 12 | 6.4481 | 79.0529 | 0 | 3.4398 | 25.9471 | 0 | 0 | -1.4211e-14
6597 | 108.0287 | 0 | 108.0287 | 55 | 12.485 | 10.8771 | 10 | 13.8633 | 0 | 13.8633 | 0 | 0 | 0 | 0 | 5.8033 | 0 | 0 | 0 | 5.8033 | 0 | 77.485 | 0 | 3.2409 | 27.515 | 0 | 0 | 0
6598 | 103.4459 | 0 | 103.4459 | 55 | 12.439 | 10.1132 | 10 | 15.8936 | 0 | 15.8936 | 0 | 0 | 0 | 0 | 0 | 0 | 0 | 0 | 0 | 0 | 77.439 | 0 | 3.1034 | 27.561 | 0 | 0 | 0
6599 | 101.6256 | 0 | 101.6256 | 55 | 13.6654 | 10.2734 | 10 | 12.6868 | 0 | 12.6868 | 0 | 0 | 0 | 0 | 0 | 0 | 0 | 0 | 0 | 0 | 78.6654 | 0 | 3.0488 | 26.3346 | 0 | 0 | 0
6600 | 87.5588 | 0 | 87.5588 | 51.9778 | 2 | 8.3552 | 10 | 15.2258 | 0 | 15.2258 | 0 | 0 | 0 | 0 | 0 | 0 | 0 | 0 | 0 | 0 | 63.9778 | 0 | 2.6268 | 41.0222 | 0 | 0 | 0
6601 | 86.68 | 0 | 86.68 | 49.8256 | 2 | 8.0742 | 10 | 16.7802 | 0 | 16.7802 | 0 | 0 | 0 | 0 | 0 | 0 | 0 | 0 | 0 | 0 | 61.8256 | 0 | 2.6004 | 43.1744 | 0 | 0 | 0
6602 | 89.4405 | 0 | 89.4405 | 52.946 | 2 | 8.4817 | 10 | 16.0129 | 0 | 16.0129 | 0 | 0 | 0 | 0 | 0 | 0 | 0 | 0 | 0 | 0 | 64.946 | 0 | 2.6832 | 40.054 | 0 | 0 | 0
6603 | 91.7791 | 0 | 91.7791 | 54.7395 | 2 | 8.7159 | 10 | 16.3237 | 0 | 16.3237 | 0 | 0 | 0 | 0 | 0 | 0 | 0 | 0 | 0 | 0 | 66.7395 | 0 | 2.7534 | 38.2605 | 0 | 0 | 0
6604 | 91.9618 | 0 | 91.9618 | 55 | 3.5209 | 8.9485 | 10 | 14.4924 | 0 | 14.4924 | 0 | 0 | 0 | 0 | 0 | 0 | 0 | 0 | 0 | 0 | 68.5209 | 0 | 2.7589 | 36.4791 | 0 | 0 | 0
6605 | 88.3397 | 0 | 88.3397 | 53.4491 | 2 | 8.5474 | 10 | 14.3432 | 0 | 14.3432 | 0 | 0 | 0 | 0 | 0 | 0 | 0 | 0 | 0 | 0 | 65.4491 | 0 | 2.6502 | 39.5509 | 0 | 0 | -1.4211e-14
6606 | 92.2317 | 0 | 92.2317 | 55 | 3.0752 | 8.8903 | 10 | 15.2662 | 0 | 15.2662 | 0 | 0 | 0 | 0 | 0 | 0 | 0 | 0 | 0 | 0 | 68.0752 | 0 | 2.7669 | 36.9248 | 0 | 0 | 0
6607 | 91.1332 | 0 | 91.1332 | 44.037 | 2 | 7.3182 | 10 | 14.0058 | 13.7722 | 14.0058 | 13.7722 | 0 | 0 | 0 | 0 | 0 | 0 | 0 | 0 | 0 | 56.037 | 0 | 2.734 | 48.963 | 0 | 0 | 0
6608 | 90.0902 | 0 | 90.0902 | 42.9 | 2 | 7.1054e-15 | 4 | 14.4715 | 28.1986 | 14.4715 | 28.1986 | 0 | 0 | 1.4799 | 0 | 0 | 0 | 1.4799 | 0 | 1.3319 | 48.9 | 0 | 2.7027 | 61.5775 | 0 | 0 | 0
6609 | 88.3845 | 0 | 88.3845 | 42.9 | 2 | 0 | 4 | 13.165 | 39.0241 | 13.165 | 39.0241 | 0 | 0 | 12 | 0 | 0.70461 | 0 | 12.7046 | 0 | 12.7815 | 48.9 | 0 | 2.6515 | 60.2809 | 0 | 0 | 0
6610 | 88.979 | 0 | 88.979 | 42.9 | 2 | 7.1054e-15 | 4 | 11.7838 | 45.8086 | 11.7838 | 45.8086 | 0 | 0 | 12 | 0 | 5.5133 | 0 | 17.5133 | 0 | 28.6645 | 48.9 | 0 | 2.6694 | 59.7255 | 0 | 1.4211e-14 | 0
6611 | 90.4054 | 0 | 90.4054 | 42.9 | 2 | 0 | 4 | 12.4487 | 47.4873 | 12.4487 | 47.4873 | 0 | 0 | 12 | 0 | 6.4306 | 0 | 18.4306 | 0 | 45.3932 | 48.9 | 0 | 2.7122 | 59.6195 | 0 | 0 | 0
6612 | 85.7336 | 0 | 85.7336 | 42.9 | 2 | 7.1054e-15 | 4 | 12.9619 | 55 | 11.0387 | 46.8394 | 1.9232 | 8.1606 | 12 | 0 | 9.0446 | 0 | 21.0446 | 0 | 64.5319 | 48.9 | 0 | 2.572 | 58.1528 | 0 | 3.5527e-15 | 0
6613 | 86.6386 | 0 | 86.6386 | 42.9 | 2 | 7.1054e-15 | 4 | 14.077 | 53.5231 | 8.6611 | 32.931 | 5.4159 | 20.5922 | 3.8535 | 0 | 0 | 0 | 3.8535 | 0 | 68 | 48.9 | 0 | 2.5992 | 68.2991 | 0 | 0 | -1.3323e-15
6614 | 84.4884 | 0 | 84.4884 | 42.9 | 2 | 7.1054e-15 | 4 | 12.2026 | 39.23 | 8.4435 | 27.1449 | 3.7591 | 12.0851 | 0 | 0 | 0 | 0 | 0 | 0 | 68 | 48.9 | 0 | 2.5347 | 81.9183 | 0 | 0 | 0
6615 | 83.4677 | 0 | 83.4677 | 42.9 | 2 | 0 | 4 | 14.0603 | 38.1385 | 9.3111 | 25.2565 | 4.7491 | 12.882 | 0 | 0 | 0 | 0 | 0 | 0 | 68 | 48.9 | 0 | 2.504 | 81.7119 | 0 | 1.4211e-14 | 0
6616 | 88.5594 | 0 | 88.5594 | 42.9 | 2 | 0 | 4 | 15.2499 | 27.8983 | 14.0168 | 25.6426 | 1.233 | 2.2558 | 0 | 0 | 0 | 0 | 0 | 0 | 68 | 48.9 | 0 | 2.6568 | 83.3455 | 0 | 1.4211e-14 | 0
6617 | 96.3619 | 0 | 96.3619 | 45.7655 | 2 | 8.0186 | 10 | 12.9447 | 13.9986 | 12.9447 | 13.9986 | 0 | 0 | 0 | 0 | 0 | 3.6345 | 0 | 3.6345 | 64.0579 | 57.7655 | 0 | 2.8909 | 65.6 | 0 | 0 | 0
6618 | 98.175 | 0 | 98.175 | 44.4085 | 2 | 9.6325 | 10 | 14.7842 | 6.8755e-15 | 14.7842 | 6.8755e-15 | 0 | 0 | 0 | 7.3498 | 0 | 10 | 0 | 17.3498 | 45.0449 | 56.4085 | 0 | 2.9453 | 53.2417 | 0 | 0 | 0
6619 | 103.5049 | 0 | 103.5049 | 48.1686 | 2 | 10.0524 | 10 | 16.4793 | 0 | 16.4793 | 0 | 0 | 0 | 0 | 12 | 0 | 4.8046 | 0 | 16.8046 | 26.5002 | 60.1686 | 0 | 3.1051 | 44.8314 | 0 | 0 | 0
6620 | 108.1786 | 0 | 108.1786 | 55 | 5.2313 | 10.7391 | 10 | 15.2082 | 0 | 15.2082 | 0 | 0 | 0 | 0 | 12 | 0 | 0 | 0 | 12 | 13.1669 | 70.2313 | 0 | 3.2454 | 34.7687 | 0 | 0 | 0
6621 | 105.6216 | 0 | 105.6216 | 55 | 2.0445 | 10.3033 | 10 | 16.4236 | 0 | 16.4236 | 0 | 0 | 0 | 0 | 11.8502 | 0 | 0 | 0 | 11.8502 | 0 | 67.0445 | 0 | 3.1686 | 37.9555 | 0 | 0 | 0
6622 | 100.2766 | 0 | 100.2766 | 55 | 8.1965 | 9.5592 | 10 | 17.5209 | 0 | 17.5209 | 0 | 0 | 0 | 0 | 0 | 0 | 0 | 0 | 0 | 0 | 73.1965 | 0 | 3.0083 | 31.8035 | 0 | 0 | 0
6623 | 97.1037 | 0 | 97.1037 | 55 | 7.4263 | 9.4586 | 10 | 15.2189 | 0 | 15.2189 | 0 | 0 | 0 | 0 | 0 | 0 | 0 | 0 | 0 | 0 | 72.4263 | 0 | 2.9131 | 32.5737 | 0 | 0 | 0
6624 | 92.0693 | 0 | 92.0693 | 55 | 3.7871 | 8.9833 | 10 | 14.2989 | 0 | 14.2989 | 0 | 0 | 0 | 0 | 0 | 0 | 0 | 0 | 0 | 0 | 68.7871 | 0 | 2.7621 | 36.2129 | 0 | 0 | 0
6625 | 94.1 | 0 | 94.1 | 55 | 4.4343 | 9.0678 | 10 | 15.598 | 0 | 15.598 | 0 | 0 | 0 | 0 | 0 | 0 | 0 | 0 | 0 | 0 | 69.4343 | 0 | 2.823 | 35.5657 | 0 | 0 | 0
6626 | 92.7059 | 0 | 92.7059 | 55 | 6.5054 | 9.3383 | 10 | 11.8622 | 0 | 11.8622 | 0 | 0 | 0 | 0 | 0 | 0 | 0 | 0 | 0 | 0 | 71.5054 | 0 | 2.7812 | 33.4946 | 0 | 0 | 0
6627 | 93.6743 | 0 | 93.6743 | 55 | 5.8728 | 9.2557 | 10 | 13.5458 | 0 | 13.5458 | 0 | 0 | 0 | 0 | 0 | 0 | 0 | 0 | 0 | 0 | 70.8728 | 0 | 2.8102 | 34.1272 | 0 | 0 | -1.4211e-14
6628 | 96.602 | 0 | 96.602 | 55 | 8.3468 | 9.5788 | 10 | 13.6764 | 0 | 13.6764 | 0 | 0 | 0 | 0 | 0 | 0 | 0 | 0 | 0 | 0 | 73.3468 | 0 | 2.8981 | 31.6532 | 0 | 0 | -1.4211e-14
6629 | 94.7346 | 0 | 94.7346 | 55 | 7.5366 | 9.473 | 10 | 12.725 | 0 | 12.725 | 0 | 0 | 0 | 0 | 0 | 0 | 0 | 0 | 0 | 0 | 72.5366 | 0 | 2.842 | 32.4634 | 0 | 0 | 0
6630 | 98.2129 | 0 | 98.2129 | 55 | 10.4233 | 9.85 | 10 | 12.9397 | 0 | 12.9397 | 0 | 0 | 0 | 0 | 0 | 0 | 0 | 0 | 0 | 0 | 75.4233 | 0 | 2.9464 | 29.5767 | 0 | 1.4211e-14 | 0
6631 | 96.6621 | 0 | 96.6621 | 51.2326 | 2 | 8.2579 | 10 | 11.3373 | 13.8343 | 11.3373 | 13.8343 | 0 | 0 | 0 | 0 | 0 | 0 | 0 | 0 | 0 | 63.2326 | 0 | 2.8999 | 41.7674 | 0 | 0 | 0
6632 | 94.5593 | 0 | 94.5593 | 42.9 | 2 | 4.8946 | 4 | 12.6385 | 28.1262 | 12.6385 | 28.1262 | 0 | 0 | 0 | 0 | 0 | 0 | 0 | 0 | 0 | 48.9 | 0 | 2.8368 | 57.4192 | 0 | 0 | 0
6633 | 94.859 | 0 | 94.859 | 42.9 | 2 | 0 | 4 | 12.7624 | 38.2621 | 12.7624 | 38.2621 | 0 | 0 | 5.0655 | 0 | 0 | 0 | 5.0655 | 0 | 4.559 | 48.9 | 0 | 2.8458 | 61.1633 | 0 | 0 | 0
6634 | 94.4257 | 0 | 94.4257 | 42.9 | 2 | 0 | 4 | 10.3088 | 46.2567 | 10.3088 | 46.2567 | 0 | 0 | 11.0399 | 0 | 0 | 0 | 11.0399 | 0 | 14.4949 | 48.9 | 0 | 2.8328 | 60.4732 | 0 | 0 | 0
6635 | 94.4087 | 0 | 94.4087 | 42.9 | 2 | 0 | 4 | 10.2296 | 53.1676 | 10.2296 | 53.1676 | 0 | 0 | 12 | 0 | 5.8886 | 0 | 17.8886 | 0 | 30.7239 | 48.9 | 0 | 2.8323 | 59.6821 | 0 | 0 | 0
6636 | 94.3395 | 0 | 94.3395 | 42.9 | 2 | 0 | 4 | 10.5595 | 51.2638 | 10.5595 | 51.2638 | 0 | 0 | 12 | 0 | 4.3838 | 0 | 16.3838 | 0 | 45.5656 | 48.9 | 0 | 2.8302 | 59.856 | 0 | 0 | 0
6637 | 90.5137 | 0 | 90.5137 | 42.9 | 2 | 0 | 4 | 11.4888 | 48.5882 | 11.4888 | 48.5882 | 0 | 0 | 12 | 0 | 6.4633 | 0 | 18.4633 | 0 | 62.3244 | 48.9 | 0 | 2.7154 | 59.6158 | 0 | 0 | 0
6638 | 91.1645 | 0 | 91.1645 | 42.9 | 2 | 7.1054e-15 | 4 | 10.4136 | 50.8276 | 8.2385 | 40.2113 | 2.1751 | 10.6164 | 1.2279 | 0 | 4.9573 | 0 | 6.1852 | 0 | 68 | 48.9 | 0 | 2.7349 | 59.5565 | 0 | 0 | 0
6639 | 93.12 | 0 | 93.12 | 42.9 | 2 | 0 | 4 | 10.567 | 43.497 | 8.643 | 35.5771 | 1.924 | 7.92 | 0 | 0 | 0 | 0 | 0 | 0 | 68 | 48.9 | 0 | 2.7936 | 82.6114 | 0 | 0 | 0
6640 | 93.4835 | 0 | 93.4835 | 42.9 | 2 | 5.8986 | 4 | 12.8339 | 25.8509 | 12.8339 | 25.8509 | 0 | 0 | 0 | 0 | 0 | 0 | 0 | 0 | 68 | 48.9 | 0 | 2.8045 | 78.5312 | 0 | 0 | 0
6641 | 102.0804 | 0 | 102.0804 | 42.9 | 2 | 8.7307 | 9.6878 | 12.216 | 14.2805 | 12.216 | 14.2805 | 0 | 0 | 0 | 2.2654 | 0 | 10 | 0 | 12.2654 | 54.6364 | 54.5878 | 0 | 3.0624 | 60.1469 | 0 | 0 | 0
6642 | 106.0903 | 0 | 106.0903 | 50.9338 | 2 | 10.8881 | 10 | 11.8293 | 6.772e-15 | 11.8293 | 6.772e-15 | 0 | 0 | 0 | 12 | 0 | 8.4391 | 0 | 20.4391 | 32.1496 | 62.9338 | 0 | 3.1827 | 42.0662 | 0 | 0 | 0
6643 | 108.2979 | 0 | 108.2979 | 55 | 7.0999 | 10.9831 | 10 | 13.2149 | 0 | 13.2149 | 0 | 0 | 0 | 0 | 12 | 0 | 0 | 0 | 12 | 18.8162 | 72.0999 | 0 | 3.2489 | 32.9001 | 0 | 0 | 0
6644 | 116.599 | 0 | 116.599 | 55 | 13.9551 | 11.8783 | 10 | 13.7656 | 0 | 13.7656 | 0 | 0 | 0 | 0 | 12 | 0 | 0 | 0 | 12 | 5.4829 | 78.9551 | 0 | 3.498 | 26.0449 | 0 | 0 | 0
6645 | 110.0872 | 0 | 110.0872 | 55 | 16.2277 | 11.2524 | 10 | 12.6725 | 0 | 12.6725 | 0 | 0 | 0 | 0 | 4.9346 | 0 | 0 | 0 | 4.9346 | 0 | 81.2277 | 0 | 3.3026 | 23.7723 | 0 | 0 | 0
6646 | 104.3106 | 0 | 104.3106 | 55 | 15.0888 | 10.4593 | 10 | 13.7626 | 0 | 13.7626 | 0 | 0 | 0 | 0 | 0 | 0 | 0 | 0 | 0 | 0 | 80.0888 | 0 | 3.1293 | 24.9112 | 0 | 1.4211e-14 | 0
6647 | 100.4893 | 0 | 100.4893 | 55 | 10.3543 | 9.8409 | 10 | 15.2941 | 0 | 15.2941 | 0 | 0 | 0 | 0 | 0 | 0 | 0 | 0 | 0 | 0 | 75.3543 | 0 | 3.0147 | 29.6457 | 0 | 0 | 0
6648 | 85.8238 | 0 | 85.8238 | 49.6564 | 2 | 8.0521 | 10 | 16.1153 | 0 | 16.1153 | 0 | 0 | 0 | 0 | 0 | 0 | 0 | 0 | 0 | 0 | 61.6564 | 0 | 2.5747 | 43.3436 | 0 | 0 | -1.4211e-14
6649 | 89.7387 | 0 | 89.7387 | 52.2281 | 2 | 8.3879 | 10 | 17.1227 | 0 | 17.1227 | 0 | 0 | 0 | 0 | 0 | 0 | 0 | 0 | 0 | 0 | 64.2281 | 0 | 2.6922 | 40.7719 | 0 | 0 | 0
6650 | 90.311 | 0 | 90.311 | 54.2912 | 2 | 8.6574 | 10 | 15.3624 | 0 | 15.3624 | 0 | 0 | 0 | 0 | 0 | 0 | 0 | 0 | 0 | 0 | 66.2912 | 0 | 2.7093 | 38.7088 | 0 | 0 | 0
6651 | 91.217 | 0 | 91.217 | 55 | 2.8751 | 8.8642 | 10 | 14.4777 | 0 | 14.4777 | 0 | 0 | 0 | 0 | 0 | 0 | 0 | 0 | 0 | 0 | 67.8751 | 0 | 2.7365 | 37.1249 | 0 | 0 | 0
6652 | 90.4988 | 0 | 90.4988 | 52.9279 | 2 | 8.4793 | 10 | 17.0915 | 0 | 17.0915 | 0 | 0 | 0 | 0 | 0 | 0 | 0 | 0 | 0 | 0 | 64.9279 | 0 | 2.715 | 40.0721 | 0 | 0 | 0
6653 | 89.3938 | 0 | 89.3938 | 53.7807 | 2 | 8.5907 | 10 | 15.0224 | 0 | 15.0224 | 0 | 0 | 0 | 0 | 0 | 0 | 0 | 0 | 0 | 0 | 65.7807 | 0 | 2.6818 | 39.2193 | 0 | 0 | -1.4211e-14
6654 | 90.8529 | 0 | 90.8529 | 55 | 3.7089 | 8.9731 | 10 | 13.1709 | 0 | 13.1709 | 0 | 0 | 0 | 0 | 0 | 0 | 0 | 0 | 0 | 0 | 68.7089 | 0 | 2.7256 | 36.2911 | 0 | 1.4211e-14 | 0
6655 | 88.0763 | 0 | 88.0763 | 44.1812 | 2 | 7.337 | 10 | 11.3915 | 13.1666 | 11.3915 | 13.1666 | 0 | 0 | 0 | 0 | 0 | 0 | 0 | 0 | 0 | 56.1812 | 0 | 2.6423 | 48.8188 | 0 | 0 | -1.4211e-14
6656 | 88.3581 | 0 | 88.3581 | 42.9 | 2 | 0.74579 | 4 | 12.7621 | 25.9502 | 12.7621 | 25.9502 | 0 | 0 | 0 | 0 | 0 | 0 | 0 | 0 | 0 | 48.9 | 0 | 2.6507 | 61.0888 | 0 | 0 | 0
6657 | 88.1261 | 0 | 88.1261 | 42.9 | 2 | 1.4211e-14 | 4 | 14.4905 | 36.4506 | 14.4905 | 36.4506 | 0 | 0 | 11.7149 | 0 | 0 | 0 | 11.7149 | 0 | 10.5434 | 48.9 | 0 | 2.6438 | 60.3953 | 0 | 0 | 0
6658 | 87.3277 | 0 | 87.3277 | 42.9 | 2 | 0 | 4 | 12.8346 | 45.0195 | 12.8346 | 45.0195 | 0 | 0 | 12 | 0 | 7.4263 | 0 | 19.4263 | 0 | 28.1902 | 48.9 | 0 | 2.6198 | 59.5045 | 0 | 0 | 0
6659 | 89.6629 | 0 | 89.6629 | 42.9 | 2 | 0 | 4 | 10.0153 | 52.7975 | 10.0073 | 52.7556 | 0.007963 | 0.041979 | 12 | 0 | 10 | 0 | 22 | 0 | 48.2097 | 48.9 | 0 | 2.6899 | 59.2015 | 0 | 0 | -1.4211e-14
6660 | 86.8779 | 0 | 86.8779 | 42.9 | 2 | 0 | 4 | 13.0898 | 54.7385 | 10.4683 | 43.7763 | 2.6214 | 10.9622 | 12 | 0 | 4.2667 | 0 | 16.2667 | 0 | 62.9434 | 48.9 | 0 | 2.6063 | 58.3004 | 0 | 3.5527e-15 | 0
6661 | 87.7033 | 0 | 87.7033 | 42.9 | 2 | 0 | 4 | 12.2136 | 52.9502 | 8.3259 | 36.0958 | 3.8877 | 16.8544 | 5.6184 | 0 | 0 | 0 | 5.6184 | 0 | 68 | 48.9 | 0 | 2.6311 | 68.7036 | 0 | 1.7764e-15 | 0
6662 | 85.6381 | 0 | 85.6381 | 42.9 | 2 | 0 | 4 | 11.6533 | 45.2618 | 7.5221 | 29.216 | 4.1312 | 16.0458 | 0 | 0 | 0 | 0 | 0 | 0 | 68 | 48.9 | 0 | 2.5691 | 81.4178 | 0 | 0 | 0
6663 | 82.5919 | 0 | 82.5919 | 42.9 | 2 | 0 | 4 | 12.1066 | 40.1023 | 7.8127 | 25.8792 | 4.2939 | 14.2232 | 0 | 0 | 0 | 0 | 0 | 0 | 68 | 48.9 | 0 | 2.4778 | 81.6096 | 0 | 1.4211e-14 | 0
6664 | 88.3164 | 0 | 88.3164 | 42.9 | 2 | 2.9834 | 4 | 11.3736 | 25.0594 | 11.3736 | 25.0594 | 0 | 0 | 0 | 0 | 0 | 0 | 0 | 0 | 68 | 48.9 | 0 | 2.6495 | 81.1097 | 0 | 1.4211e-14 | 0
6665 | 94.674 | 0 | 94.674 | 44.0865 | 2 | 7.922 | 10 | 11.5859 | 14.5055 | 11.5859 | 14.5055 | 0 | 0 | 0 | 0 | 0 | 4.5741 | 0 | 4.5741 | 63.0387 | 56.0865 | 0 | 2.8402 | 66.3394 | 0 | 0 | 0
6666 | 99.0373 | 0 | 99.0373 | 42.9 | 2 | 9.8986 | 9.2841 | 13.3427 | 6.4346e-15 | 13.3427 | 6.4346e-15 | 0 | 0 | 0 | 11.6119 | 0 | 10 | 0 | 21.6119 | 39.2901 | 54.1841 | 0 | 2.9711 | 51.204 | 0 | 0 | 0
6667 | 104.4193 | 0 | 104.4193 | 50.2791 | 2 | 10.2053 | 10 | 16.0699 | 0 | 16.0699 | 0 | 0 | 0 | 0 | 12 | 0 | 3.865 | 0 | 15.865 | 21.7646 | 62.2791 | 0 | 3.1326 | 42.7209 | 0 | 1.4211e-14 | 0
6668 | 110.4295 | 0 | 110.4295 | 55 | 7.1476 | 10.9893 | 10 | 15.2925 | 0 | 15.2925 | 0 | 0 | 0 | 0 | 12 | 0 | 0 | 0 | 12 | 8.4312 | 72.1476 | 0 | 3.3129 | 32.8524 | 0 | 0 | 0
6669 | 102.4126 | 0 | 102.4126 | 55 | 4.0973 | 10.0148 | 10 | 15.7125 | 0 | 15.7125 | 0 | 0 | 0 | 0 | 7.5881 | 0 | 0 | 0 | 7.5881 | 0 | 69.0973 | 0 | 3.0724 | 35.9027 | 0 | 0 | 0
6670 | 102.475 | 0 | 102.475 | 55 | 10.852 | 9.9059 | 10 | 16.717 | 0 | 16.717 | 0 | 0 | 0 | 0 | 0 | 0 | 0 | 0 | 0 | 0 | 75.852 | 0 | 3.0743 | 29.148 | 0 | 0 | 0
6671 | 93.8356 | 0 | 93.8356 | 55 | 4.2145 | 9.0391 | 10 | 15.582 | 0 | 15.582 | 0 | 0 | 0 | 0 | 0 | 0 | 0 | 0 | 0 | 0 | 69.2145 | 0 | 2.8151 | 35.7855 | 0 | 0 | 0
6672 | 91.0565 | 0 | 91.0565 | 52.5338 | 2 | 8.4278 | 10 | 18.0948 | 0 | 18.0948 | 0 | 0 | 0 | 0 | 0 | 0 | 0 | 0 | 0 | 0 | 64.5338 | 0 | 2.7317 | 40.4662 | 0 | 0 | 0
6673 | 92.9423 | 0 | 92.9423 | 53.7385 | 2 | 8.5852 | 10 | 18.6186 | 0 | 18.6186 | 0 | 0 | 0 | 0 | 0 | 0 | 0 | 0 | 0 | 0 | 65.7385 | 0 | 2.7883 | 39.2615 | 0 | 0 | 0
6674 | 91.83 | 0 | 91.83 | 54.6094 | 2 | 8.6989 | 10 | 16.5217 | 0 | 16.5217 | 0 | 0 | 0 | 0 | 0 | 0 | 0 | 0 | 0 | 0 | 66.6094 | 0 | 2.7549 | 38.3906 | 0 | 0 | 0
6675 | 94.7691 | 0 | 94.7691 | 55 | 3.268 | 8.9155 | 10 | 17.5856 | 0 | 17.5856 | 0 | 0 | 0 | 0 | 0 | 0 | 0 | 0 | 0 | 0 | 68.268 | 0 | 2.8431 | 36.732 | 0 | 0 | 0
6676 | 94.5639 | 0 | 94.5639 | 55 | 4.2971 | 9.0499 | 10 | 16.2169 | 0 | 16.2169 | 0 | 0 | 0 | 0 | 0 | 0 | 0 | 0 | 0 | 0 | 69.2971 | 0 | 2.8369 | 35.7029 | 0 | 0 | -1.4211e-14
6677 | 94.5274 | 0 | 94.5274 | 55 | 2.5915 | 8.8272 | 10 | 18.1088 | 0 | 18.1088 | 0 | 0 | 0 | 0 | 0 | 0 | 0 | 0 | 0 | 0 | 67.5915 | 0 | 2.8358 | 37.4085 | 0 | 0 | 0
6678 | 94.0162 | 0 | 94.0162 | 55 | 3.3326 | 8.924 | 10 | 16.7596 | 0 | 16.7596 | 0 | 0 | 0 | 0 | 0 | 0 | 0 | 0 | 0 | 0 | 68.3326 | 0 | 2.8205 | 36.6674 | 0 | 0 | 0
6679 | 95.1397 | 0 | 95.1397 | 47.3952 | 2 | 7.7568 | 10 | 16.2421 | 11.7457 | 16.2421 | 11.7457 | 0 | 0 | 0 | 0 | 0 | 0 | 0 | 0 | 0 | 59.3952 | 0 | 2.8542 | 45.6048 | 0 | 0 | 0
6680 | 94.075 | 0 | 94.075 | 42.9 | 2 | 4.8963 | 4 | 15.9774 | 24.3012 | 15.9774 | 24.3012 | 0 | 0 | 0 | 0 | 0 | 0 | 0 | 0 | 0 | 48.9 | 0 | 2.8223 | 57.4177 | 0 | 0 | -1.4211e-14
6681 | 94.166 | 0 | 94.166 | 42.9 | 2 | 0 | 4 | 14.7433 | 30.6214 | 14.7433 | 30.6214 | 0 | 0 | 0.098671 | 0 | 0 | 0 | 0.098671 | 0 | 0.088804 | 48.9 | 0 | 2.825 | 61.7371 | 0 | 0 | 0
6682 | 92.0018 | 0 | 92.0018 | 42.9 | 2 | 0 | 4 | 16.4044 | 34.1556 | 16.4044 | 34.1556 | 0 | 0 | 7.4582 | 0 | 0 | 0 | 7.4582 | 0 | 6.8012 | 48.9 | 0 | 2.7601 | 60.887 | 0 | 0 | 0
6683 | 91.98 | 0 | 91.98 | 42.9 | 2 | 0 | 4 | 16.2856 | 45.0613 | 16.2856 | 45.0613 | 0 | 0 | 12 | 0 | 6.2669 | 0 | 18.2669 | 0 | 23.379 | 48.9 | 0 | 2.7594 | 59.6384 | 0 | 0 | 0
6684 | 88.7931 | 0 | 88.7931 | 42.9 | 2 | 0 | 4 | 15.048 | 50.7691 | 14.1508 | 47.7423 | 0.89715 | 3.0268 | 12 | 0 | 10 | 0 | 22 | 0 | 43.3986 | 48.9 | 0 | 2.6638 | 58.754 | 0 | 0 | 0
6685 | 91.3685 | 0 | 91.3685 | 42.9 | 2 | 1.4211e-14 | 4 | 15.1314 | 48.3187 | 14.2835 | 45.6111 | 0.8479 | 2.7076 | 12 | 0 | 5.4261 | 0 | 17.4261 | 0 | 59.2012 | 48.9 | 0 | 2.7411 | 59.3249 | 0 | 3.5527e-15 | 0
6686 | 91.2112 | 0 | 91.2112 | 42.9 | 2 | 0 | 4 | 16.4581 | 38.476 | 15.6053 | 36.4823 | 0.85281 | 1.9937 | 9.7764 | 0 | 0 | 0 | 9.7764 | 0 | 68 | 48.9 | 0 | 2.7363 | 70.2904 | 0 | 0 | -1.7764e-15
6687 | 88.9943 | 0 | 88.9943 | 42.9 | 2 | 0 | 4 | 15.7838 | 34.4417 | 12.6 | 27.4943 | 3.1838 | 6.9474 | 0 | 0 | 0 | 0 | 0 | 0 | 68 | 48.9 | 0 | 2.6698 | 82.5782 | 0 | 0 | 0
6688 | 91.6942 | 0 | 91.6942 | 42.9 | 2 | 0 | 4 | 17.1184 | 26.4112 | 16.8292 | 25.965 | 0.28921 | 0.44621 | 0 | 0 | 0 | 0 | 0 | 0 | 68 | 48.9 | 0 | 2.7508 | 83.6635 | 0 | 1.4211e-14 | 0
6689 | 99.9986 | 0 | 99.9986 | 46.2065 | 2 | 8.1278 | 10 | 16.6863 | 12.9486 | 16.6863 | 12.9486 | 0 | 0 | 0 | 0 | 0 | 4.0295 | 0 | 4.0295 | 63.6294 | 58.2065 | 0 | 3 | 64.764 | 0 | 0 | 0
6690 | 102.3943 | 0 | 102.3943 | 44.5476 | 2 | 9.7743 | 10 | 17.7759 | 5.5607e-15 | 17.7759 | 5.5607e-15 | 0 | 0 | 0 | 8.2965 | 0 | 10 | 0 | 18.2965 | 43.5645 | 56.5476 | 0 | 3.0718 | 52.1559 | 0 | 0 | 0
6691 | 108.0089 | 0 | 108.0089 | 50.1862 | 2 | 10.2643 | 10 | 19.1488 | 0 | 19.1488 | 0 | 0 | 0 | 0 | 12 | 0 | 4.4096 | 0 | 16.4096 | 25.4483 | 62.1862 | 0 | 3.2403 | 42.8138 | 0 | 1.4211e-14 | 0
6692 | 113.9164 | 0 | 113.9164 | 55 | 9.3704 | 11.2796 | 10 | 16.2665 | 0 | 16.2665 | 0 | 0 | 0 | 0 | 12 | 0 | 0 | 0 | 12 | 12.115 | 74.3704 | 0 | 3.4175 | 30.6296 | 0 | 1.4211e-14 | 0
6693 | 109.4425 | 0 | 109.4425 | 55 | 5.8331 | 10.6745 | 10 | 17.0315 | 0 | 17.0315 | 0 | 0 | 0 | 0 | 10.9035 | 0 | 0 | 0 | 10.9035 | 0 | 70.8331 | 0 | 3.2833 | 34.1669 | 0 | 0 | 0
6694 | 102.5921 | 0 | 102.5921 | 55 | 8.1807 | 9.5571 | 10 | 19.8543 | 0 | 19.8543 | 0 | 0 | 0 | 0 | 0 | 0 | 0 | 0 | 0 | 0 | 73.1807 | 0 | 3.0778 | 31.8193 | 0 | 0 | 0
6695 | 100.8812 | 0 | 100.8812 | 55 | 7.0861 | 9.4141 | 10 | 19.381 | 0 | 19.381 | 0 | 0 | 0 | 0 | 0 | 0 | 0 | 0 | 0 | 0 | 72.0861 | 0 | 3.0264 | 32.9139 | 0 | 0 | 0
6696 | 90.9162 | 0 | 90.9162 | 54.2751 | 2 | 8.6552 | 10 | 15.9859 | 0 | 15.9859 | 0 | 0 | 0 | 0 | 0 | 0 | 0 | 0 | 0 | 0 | 66.2751 | 0 | 2.7275 | 38.7249 | 0 | 1.4211e-14 | 0
6697 | 92.6381 | 0 | 92.6381 | 55 | 2.0702 | 8.7591 | 10 | 16.8089 | 0 | 16.8089 | 0 | 0 | 0 | 0 | 0 | 0 | 0 | 0 | 0 | 0 | 67.0702 | 0 | 2.7791 | 37.9298 | 0 | 1.4211e-14 | 0
6698 | 90.6586 | 0 | 90.6586 | 54.2819 | 2 | 8.6561 | 10 | 15.7205 | 0 | 15.7205 | 0 | 0 | 0 | 0 | 0 | 0 | 0 | 0 | 0 | 0 | 66.2819 | 0 | 2.7198 | 38.7181 | 0 | 0 | 0
6699 | 93.5232 | 0 | 93.5232 | 55 | 2.6863 | 8.8395 | 10 | 16.9973 | 0 | 16.9973 | 0 | 0 | 0 | 0 | 0 | 0 | 0 | 0 | 0 | 0 | 67.6863 | 0 | 2.8057 | 37.3137 | 0 | 0 | 0
6700 | 94.0488 | 0 | 94.0488 | 55 | 4.3742 | 9.06 | 10 | 15.6147 | 0 | 15.6147 | 0 | 0 | 0 | 0 | 0 | 0 | 0 | 0 | 0 | 0 | 69.3742 | 0 | 2.8215 | 35.6258 | 0 | 0 | -1.4211e-14
6701 | 93.5786 | 0 | 93.5786 | 55 | 5.0501 | 9.1482 | 10 | 14.3803 | 0 | 14.3803 | 0 | 0 | 0 | 0 | 0 | 0 | 0 | 0 | 0 | 0 | 70.0501 | 0 | 2.8074 | 34.9499 | 0 | 0 | 0
6702 | 94.8427 | 0 | 94.8427 | 55 | 4.3655 | 9.0588 | 10 | 16.4184 | 0 | 16.4184 | 0 | 0 | 0 | 0 | 0 | 0 | 0 | 0 | 0 | 0 | 69.3655 | 0 | 2.8453 | 35.6345 | 0 | 0 | 0
6703 | 92.2992 | 0 | 92.2992 | 48.3234 | 2 | 7.878 | 10 | 14.009 | 10.0887 | 14.009 | 10.0887 | 0 | 0 | 0 | 0 | 0 | 0 | 0 | 0 | 0 | 60.3234 | 0 | 2.769 | 44.6766 | 0 | 0 | 0
6704 | 90.6118 | 0 | 90.6118 | 42.9 | 2 | 5.4363 | 4 | 14.675 | 21.6005 | 14.675 | 21.6005 | 0 | 0 | 0 | 0 | 0 | 0 | 0 | 0 | 0 | 48.9 | 0 | 2.7184 | 56.9401 | 0 | 0 | 0
6705 | 91.7002 | 0 | 91.7002 | 42.9 | 2 | 7.1054e-15 | 4 | 13.7797 | 31.4021 | 13.7797 | 31.4021 | 0 | 0 | 2.3816 | 0 | 0 | 0 | 2.3816 | 0 | 2.1434 | 48.9 | 0 | 2.751 | 61.4734 | 0 | 0 | 0
6706 | 92.9467 | 0 | 92.9467 | 42.9 | 2 | 7.1054e-15 | 4 | 14.946 | 37.265 | 14.946 | 37.265 | 0 | 0 | 8.1643 | 0 | 0 | 0 | 8.1643 | 0 | 9.4913 | 48.9 | 0 | 2.7884 | 60.8054 | 0 | 0 | 0
6707 | 89.1796 | 0 | 89.1796 | 42.9 | 2 | 0 | 4 | 12.8288 | 40.5844 | 12.8288 | 40.5844 | 0 | 0 | 12 | 0 | 1.1336 | 0 | 13.1336 | 0 | 21.3364 | 48.9 | 0 | 2.6754 | 60.2314 | 0 | 0 | 0
6708 | 89.9803 | 0 | 89.9803 | 42.9 | 2 | 0 | 4 | 14.2806 | 44.8853 | 14.2806 | 44.8853 | 0 | 0 | 12 | 0 | 6.0856 | 0 | 18.0856 | 0 | 37.747 | 48.9 | 0 | 2.6994 | 59.6594 | 0 | 0 | 0
6709 | 91.2192 | 0 | 91.2192 | 42.9 | 2 | 1.4211e-14 | 4 | 13.6866 | 39.8209 | 13.6866 | 39.8209 | 0 | 0 | 11.1883 | 0 | 0 | 0 | 11.1883 | 0 | 47.8165 | 48.9 | 0 | 2.7366 | 66.5924 | 0 | 0 | 0
6710 | 90.7306 | 0 | 90.7306 | 42.9 | 2 | 0 | 4 | 14.6841 | 37.8867 | 14.6841 | 37.8867 | 0 | 0 | 7.5992 | 0 | 3.1411 | 0 | 10.7402 | 0 | 57.5517 | 48.9 | 0 | 2.7219 | 60.5079 | 0 | 0 | 0
6711 | 89.4611 | 0 | 89.4611 | 42.9 | 2 | 7.1054e-15 | 4 | 14.5899 | 29.3406 | 14.5899 | 29.3406 | 0 | 0 | 0 | 0 | 3.3694 | 0 | 3.3694 | 0 | 60.6581 | 48.9 | 0 | 2.6838 | 73.3593 | 0 | 0 | 0
6712 | 92.6878 | 0 | 92.6878 | 42.9 | 2 | 6.6794 | 6.2453 | 15.8048 | 19.0583 | 15.8048 | 19.0583 | 0 | 0 | 0 | 0 | 0 | 0 | 0 | 0 | 60.6581 | 51.1453 | 0 | 2.7806 | 75.8547 | 0 | 1.4211e-14 | 0
6713 | 95.5694 | 0 | 95.5694 | 48.9437 | 2 | 8.0936 | 10 | 14.5513 | 10.9504 | 14.5513 | 10.9504 | 0 | 0 | 0 | 0 | 0 | 1.0305 | 0 | 1.0305 | 59.5404 | 60.9437 | 0 | 2.8671 | 65.0258 | 0 | 0 | 0
6714 | 101.917 | 0 | 101.917 | 47.4551 | 2 | 9.8808 | 10 | 16.3769 | 4.8763e-15 | 16.3769 | 4.8763e-15 | 0 | 0 | 0 | 6.2042 | 0 | 10 | 0 | 16.2042 | 41.8003 | 59.4551 | 0 | 3.0575 | 51.3407 | 0 | 1.4211e-14 | 0
6715 | 108.3884 | 0 | 108.3884 | 55 | 3.591 | 10.6084 | 10 | 16.5493 | 0 | 16.5493 | 0 | 0 | 0 | 0 | 12 | 0 | 0.63974 | 0 | 12.6397 | 27.7731 | 68.591 | 0 | 3.2517 | 36.409 | 0 | 0 | -1.4211e-14
6716 | 113.047 | 0 | 113.047 | 55 | 6.9606 | 10.9649 | 10 | 18.1215 | 0 | 18.1215 | 0 | 0 | 0 | 0 | 12 | 0 | 0 | 0 | 12 | 14.4397 | 71.9606 | 0 | 3.3914 | 33.0394 | 0 | 0 | 0
6717 | 106.9397 | 0 | 106.9397 | 55 | 2.1283 | 10.3338 | 10 | 17.4776 | 0 | 17.4776 | 0 | 0 | 0 | 0 | 12 | 0 | 0 | 0 | 12 | 1.1064 | 67.1283 | 0 | 3.2082 | 37.8717 | 0 | 0 | 0
6718 | 102.7351 | 0 | 102.7351 | 55 | 8.1024 | 9.6769 | 10 | 18.9601 | 0 | 18.9601 | 0 | 0 | 0 | 0 | 0.99577 | 0 | 0 | 0 | 0.99577 | 0 | 73.1024 | 0 | 3.0821 | 31.8976 | 0 | 0 | 0
6719 | 100.6003 | 0 | 100.6003 | 55 | 7.8453 | 9.5133 | 10 | 18.2417 | 0 | 18.2417 | 0 | 0 | 0 | 0 | 0 | 0 | 0 | 0 | 0 | 0 | 72.8453 | 0 | 3.018 | 32.1547 | 0 | 0 | 0
6720 | 90.5907 | 0 | 90.5907 | 55 | 4.7929 | 9.1147 | 10 | 11.6831 | 0 | 11.6831 | 0 | 0 | 0 | 0 | 0 | 0 | 0 | 0 | 0 | 0 | 69.7929 | 0 | 2.7177 | 35.2071 | 0 | 0 | 0
6721 | 95.4311 | 0 | 95.4311 | 55 | 7.0561 | 9.4102 | 10 | 13.9648 | 0 | 13.9648 | 0 | 0 | 0 | 0 | 0 | 0 | 0 | 0 | 0 | 0 | 72.0561 | 0 | 2.8629 | 32.9439 | 0 | 0 | 0
6722 | 93.2764 | 0 | 93.2764 | 55 | 4.8901 | 9.1274 | 10 | 14.2589 | 0 | 14.2589 | 0 | 0 | 0 | 0 | 0 | 0 | 0 | 0 | 0 | 0 | 69.8901 | 0 | 2.7983 | 35.1099 | 0 | 0 | 0
6723 | 93.3986 | 0 | 93.3986 | 55 | 4.9869 | 9.14 | 10 | 14.2717 | 0 | 14.2717 | 0 | 0 | 0 | 0 | 0 | 0 | 0 | 0 | 0 | 0 | 69.9869 | 0 | 2.802 | 35.0131 | 0 | 0 | 0
6724 | 92.8399 | 0 | 92.8399 | 55 | 4.7558 | 9.1098 | 10 | 13.9744 | 0 | 13.9744 | 0 | 0 | 0 | 0 | 0 | 0 | 0 | 0 | 0 | 0 | 69.7558 | 0 | 2.7852 | 35.2442 | 0 | 0 | 0
6725 | 93.4698 | 0 | 93.4698 | 55 | 7.3868 | 9.4534 | 10 | 11.6296 | 0 | 11.6296 | 0 | 0 | 0 | 0 | 0 | 0 | 0 | 0 | 0 | 0 | 72.3868 | 0 | 2.8041 | 32.6132 | 0 | 0 | 0
6726 | 93.7543 | 0 | 93.7543 | 55 | 7.8463 | 9.5134 | 10 | 11.3946 | 0 | 11.3946 | 0 | 0 | 0 | 0 | 0 | 0 | 0 | 0 | 0 | 0 | 72.8463 | 0 | 2.8126 | 32.1537 | 0 | 0 | -1.4211e-14
6727 | 97.1283 | 0 | 97.1283 | 55 | 2.2131 | 8.7777 | 10 | 9.9199 | 11.2176 | 9.9199 | 11.2176 | 0 | 0 | 0 | 0 | 0 | 0 | 0 | 0 | 0 | 67.2131 | 0 | 2.9138 | 37.7869 | 0 | 0 | 0
6728 | 96.4736 | 0 | 96.4736 | 43.1855 | 2 | 7.207 | 10 | 10.9539 | 23.1273 | 10.9539 | 23.1273 | 0 | 0 | 0 | 0 | 0 | 0 | 0 | 0 | 0 | 55.1855 | 0 | 2.8942 | 49.8145 | 0 | 0 | 0
6729 | 95.1366 | 0 | 95.1366 | 42.9 | 2 | 0.17424 | 4 | 11.7361 | 34.3262 | 11.7361 | 34.3262 | 0 | 0 | 0 | 0 | 0 | 0 | 0 | 0 | 0 | 48.9 | 0 | 2.8541 | 61.5944 | 0 | 0 | 0
6730 | 95.0234 | 0 | 95.0234 | 42.9 | 2 | 0 | 4 | 11.2003 | 40.1661 | 11.2003 | 40.1661 | 0 | 0 | 5.243 | 0 | 0 | 0 | 5.243 | 0 | 4.7187 | 48.9 | 0 | 2.8507 | 61.1428 | 0 | 0 | 0
6731 | 94.7612 | 0 | 94.7612 | 42.9 | 2 | 0 | 4 | 10.9823 | 45.3129 | 10.9823 | 45.3129 | 0 | 0 | 10.434 | 0 | 0 | 0 | 10.434 | 0 | 14.1093 | 48.9 | 0 | 2.8428 | 60.5432 | 0 | 0 | 0
6732 | 90.4418 | 0 | 90.4418 | 42.9 | 2 | 7.1054e-15 | 4 | 10.0969 | 45.5938 | 10.0969 | 45.5938 | 0 | 0 | 12 | 0 | 2.1488 | 0 | 14.1488 | 0 | 26.8904 | 48.9 | 0 | 2.7133 | 60.1141 | 0 | 0 | 0
6733 | 92.1669 | 0 | 92.1669 | 42.9 | 2 | 0 | 4 | 8.6383 | 42.069 | 8.6383 | 42.069 | 0 | 0 | 7.4403 | 0 | 0 | 0 | 7.4403 | 0 | 33.5867 | 48.9 | 0 | 2.765 | 62.7155 | 0 | 0 | 0
6734 | 92.1942 | 0 | 92.1942 | 42.9 | 2 | 0 | 4 | 9.3939 | 38.7665 | 9.3939 | 38.7665 | 0 | 0 | 4.8662 | 0 | 0 | 0 | 4.8662 | 0 | 37.9663 | 48.9 | 0 | 2.7658 | 63.0129 | 0 | 0 | 0
6735 | 89.2337 | 0 | 89.2337 | 42.9 | 2 | 7.1054e-15 | 4 | 10.8192 | 33.2218 | 10.8192 | 33.2218 | 0 | 0 | 3.7072 | 0 | 0 | 0 | 3.7072 | 0 | 41.3028 | 48.9 | 0 | 2.677 | 63.1467 | 0 | 1.4211e-14 | 0
6736 | 95.0312 | 0 | 95.0312 | 43.1252 | 2 | 7.1991 | 10 | 10.5927 | 22.1141 | 10.5927 | 22.1141 | 0 | 0 | 0 | 0 | 0 | 0 | 0 | 0 | 41.3028 | 55.1252 | 0 | 2.8509 | 63.7013 | 0 | 0 | 0
6737 | 98.9842 | 0 | 98.9842 | 50.735 | 2 | 8.9214 | 10 | 10.3517 | 11.3979 | 10.3517 | 11.3979 | 0 | 0 | 0 | 3.7517 | 0 | 1.8265 | 0 | 5.5782 | 35.1531 | 62.735 | 0 | 2.9695 | 50.5133 | 0 | 0 | 0
6738 | 106.0769 | 0 | 106.0769 | 55 | 6.2275 | 10.8692 | 10 | 11.9803 | 5.4848e-15 | 11.9803 | 5.4848e-15 | 0 | 0 | 0 | 12 | 0 | 0 | 0 | 12 | 21.8198 | 71.2275 | 0 | 3.1823 | 33.7725 | 0 | 0 | 0
6739 | 107.3428 | 0 | 107.3428 | 55 | 6.6607 | 10.9257 | 10 | 12.7564 | 0 | 12.7564 | 0 | 0 | 0 | 0 | 12 | 0 | 0 | 0 | 12 | 8.4864 | 71.6607 | 0 | 3.2203 | 33.3393 | 0 | 0 | -1.4211e-14
6740 | 113.3305 | 0 | 113.3305 | 55 | 16.043 | 11.5813 | 10 | 13.0684 | 0 | 13.0684 | 0 | 0 | 0 | 0 | 7.6378 | 0 | 0 | 0 | 7.6378 | 0 | 81.043 | 0 | 3.3999 | 23.957 | 0 | 0 | 0
6741 | 111.1335 | 0 | 111.1335 | 55 | 21.8895 | 11.3474 | 10 | 12.8965 | 0 | 12.8965 | 0 | 0 | 0 | 0 | 0 | 0 | 0 | 0 | 0 | 0 | 86.8895 | 0 | 3.334 | 18.1105 | 0 | 0 | -1.4211e-14
6742 | 104.3232 | 0 | 104.3232 | 55 | 16.1837 | 10.6022 | 10 | 12.5373 | 0 | 12.5373 | 0 | 0 | 0 | 0 | 0 | 0 | 0 | 0 | 0 | 0 | 81.1837 | 0 | 3.1297 | 23.8163 | 0 | 0 | 0
6743 | 102.4295 | 0 | 102.4295 | 55 | 15.3675 | 10.4957 | 10 | 11.5664 | 0 | 11.5664 | 0 | 0 | 0 | 0 | 0 | 0 | 0 | 0 | 0 | 0 | 80.3675 | 0 | 3.0729 | 24.6325 | 0 | 0 | 0
6744 | 92.7908 | 0 | 92.7908 | 55 | 6.3504 | 9.3181 | 10 | 12.1224 | 0 | 12.1224 | 0 | 0 | 0 | 0 | 0 | 0 | 0 | 0 | 0 | 0 | 71.3504 | 0 | 2.7837 | 33.6496 | 0 | 0 | 0
6745 | 92.9055 | 0 | 92.9055 | 55 | 6.6406 | 9.356 | 10 | 11.9089 | 0 | 11.9089 | 0 | 0 | 0 | 0 | 0 | 0 | 0 | 0 | 0 | 0 | 71.6406 | 0 | 2.7872 | 33.3594 | 0 | 0 | 0
6746 | 92.9577 | 0 | 92.9577 | 55 | 6.1354 | 9.29 | 10 | 12.5323 | 0 | 12.5323 | 0 | 0 | 0 | 0 | 0 | 0 | 0 | 0 | 0 | 0 | 71.1354 | 0 | 2.7887 | 33.8646 | 0 | 0 | 0
6747 | 92.6058 | 0 | 92.6058 | 55 | 4.7875 | 9.114 | 10 | 13.7043 | 0 | 13.7043 | 0 | 0 | 0 | 0 | 0 | 0 | 0 | 0 | 0 | 0 | 69.7875 | 0 | 2.7782 | 35.2125 | 0 | 0 | 0
6748 | 96.6005 | 0 | 96.6005 | 55 | 9.5644 | 9.7378 | 10 | 12.2983 | 0 | 12.2983 | 0 | 0 | 0 | 0 | 0 | 0 | 0 | 0 | 0 | 0 | 74.5644 | 0 | 2.898 | 30.4356 | 0 | 0 | 0
6749 | 93.7847 | 0 | 93.7847 | 55 | 8.732 | 9.6291 | 10 | 10.4236 | 0 | 10.4236 | 0 | 0 | 0 | 0 | 0 | 0 | 0 | 0 | 0 | 0 | 73.732 | 0 | 2.8135 | 31.268 | 0 | 0 | 0
6750 | 94.4054 | 0 | 94.4054 | 55 | 8.8478 | 9.6442 | 10 | 10.9134 | 0 | 10.9134 | 0 | 0 | 0 | 0 | 0 | 0 | 0 | 0 | 0 | 0 | 73.8478 | 0 | 2.8322 | 31.1522 | 0 | 0 | 0
6751 | 97.4913 | 0 | 97.4913 | 53.5152 | 2 | 8.556 | 10 | 11.3969 | 12.0232 | 11.3969 | 12.0232 | 0 | 0 | 0 | 0 | 0 | 0 | 0 | 0 | 0 | 65.5152 | 0 | 2.9247 | 39.4848 | 0 | 0 | 0
6752 | 95.0559 | 0 | 95.0559 | 42.9 | 2 | 7.1155 | 9.5846 | 9.9688 | 23.4871 | 9.9688 | 23.4871 | 0 | 0 | 0 | 0 | 0 | 0 | 0 | 0 | 0 | 54.4846 | 0 | 2.8517 | 50.5154 | 0 | 0 | 0
6753 | 96.827 | 0 | 96.827 | 42.9 | 2 | 6.6915 | 6.3385 | 8.4414 | 30.4557 | 8.4414 | 30.4557 | 0 | 0 | 0 | 0 | 0 | 0 | 0 | 0 | 0 | 51.2385 | 0 | 2.9048 | 53.7615 | 0 | 0 | 0
6754 | 95.5189 | 0 | 95.5189 | 42.9 | 2 | 0 | 4 | 9.8117 | 43.8547 | 9.8117 | 43.8547 | 0 | 0 | 7.0475 | 0 | 0 | 0 | 7.0475 | 0 | 6.3427 | 48.9 | 0 | 2.8656 | 60.9344 | 0 | 0 | 0
6755 | 95.5342 | 0 | 95.5342 | 42.9 | 2 | 7.1054e-15 | 4 | 10.4701 | 41.9321 | 10.4701 | 41.9321 | 0 | 0 | 5.7679 | 0 | 0 | 0 | 5.7679 | 0 | 11.5339 | 48.9 | 0 | 2.866 | 61.0822 | 0 | 0 | 0
6756 | 92.4198 | 0 | 92.4198 | 42.9 | 2 | 7.1054e-15 | 4 | 8.4588 | 48.4521 | 8.4588 | 48.4521 | 0 | 0 | 12 | 0 | 1.3911 | 0 | 13.3911 | 0 | 23.6164 | 48.9 | 0 | 2.7726 | 60.2017 | 0 | 1.4211e-14 | 0
6757 | 93.2052 | 0 | 93.2052 | 42.9 | 2 | 0 | 4 | 10.5555 | 43.8277 | 10.5555 | 43.8277 | 0 | 0 | 10.0779 | 0 | 0 | 0 | 10.0779 | 0 | 32.6865 | 48.9 | 0 | 2.7962 | 61.7668 | 0 | 0 | 0
6758 | 91.0453 | 0 | 91.0453 | 42.9 | 2 | 0 | 4 | 9.0798 | 41.608 | 9.0798 | 41.608 | 0 | 0 | 8.5425 | 0 | 0 | 0 | 8.5425 | 0 | 40.3748 | 48.9 | 0 | 2.7314 | 61.9442 | 0 | 0 | 0
6759 | 88.5404 | 0 | 88.5404 | 42.9 | 2 | 0 | 4 | 10.5157 | 33.6691 | 10.5157 | 33.6691 | 0 | 0 | 4.5444 | 0 | 0 | 0 | 4.5444 | 0 | 44.4648 | 48.9 | 0 | 2.6562 | 62.406 | 0 | 0 | 0
6760 | 96.9184 | 0 | 96.9184 | 43.6443 | 2 | 7.2669 | 10 | 10.1389 | 23.8683 | 10.1389 | 23.8683 | 0 | 0 | 0 | 0 | 0 | 0 | 0 | 0 | 44.4648 | 55.6443 | 0 | 2.9076 | 62.5382 | 0 | 0 | 0
6761 | 101.4489 | 0 | 101.4489 | 48.7094 | 2 | 8.9561 | 10 | 11.2985 | 12.6154 | 11.2985 | 12.6154 | 0 | 0 | 0 | 6.687 | 0 | 1.1824 | 0 | 7.8694 | 35.7522 | 60.7094 | 0 | 3.0435 | 49.6036 | 0 | 0 | 0
6762 | 102.3454 | 0 | 102.3454 | 55 | 4.0742 | 10.5879 | 10 | 10.6832 | 5.8057e-15 | 10.6832 | 5.8057e-15 | 0 | 0 | 0 | 12 | 0 | 0 | 0 | 12 | 22.4189 | 69.0742 | 0 | 3.0704 | 35.9258 | 0 | 0 | 0
6763 | 107.6016 | 0 | 107.6016 | 55 | 8.9052 | 11.2189 | 10 | 10.4776 | 0 | 10.4776 | 0 | 0 | 0 | 0 | 12 | 0 | 0 | 0 | 12 | 9.0855 | 73.9052 | 0 | 3.228 | 31.0948 | 0 | 0 | 0
6764 | 116.4453 | 0 | 116.4453 | 55 | 16.6338 | 11.7289 | 10 | 14.9056 | 0 | 14.9056 | 0 | 0 | 0 | 0 | 8.177 | 0 | 0 | 0 | 8.177 | 0 | 81.6338 | 0 | 3.4934 | 23.3662 | 0 | 0 | -1.4211e-14
6765 | 111.1096 | 0 | 111.1096 | 55 | 22.4482 | 11.4204 | 10 | 12.2411 | 0 | 12.2411 | 0 | 0 | 0 | 0 | 0 | 0 | 0 | 0 | 0 | 0 | 87.4482 | 0 | 3.3333 | 17.5518 | 0 | 0 | -1.4211e-14
6766 | 106.3092 | 0 | 106.3092 | 55 | 18.0049 | 10.8401 | 10 | 12.4643 | 0 | 12.4643 | 0 | 0 | 0 | 0 | 0 | 0 | 0 | 0 | 0 | 0 | 83.0049 | 0 | 3.1893 | 21.9951 | 0 | 0 | 0
6767 | 102.0687 | 0 | 102.0687 | 55 | 14.8908 | 10.4334 | 10 | 11.7445 | 0 | 11.7445 | 0 | 0 | 0 | 0 | 0 | 0 | 0 | 0 | 0 | 0 | 79.8908 | 0 | 3.0621 | 25.1092 | 0 | 0 | 0
6768 | 88.5113 | 0 | 88.5113 | 52.9416 | 2 | 8.4811 | 10 | 15.0886 | 0 | 15.0886 | 0 | 0 | 0 | 0 | 0 | 0 | 0 | 0 | 0 | 0 | 64.9416 | 0 | 2.6553 | 40.0584 | 0 | 0 | 0
6769 | 91.4515 | 0 | 91.4515 | 55 | 3.7737 | 8.9816 | 10 | 13.6962 | 0 | 13.6962 | 0 | 0 | 0 | 0 | 0 | 0 | 0 | 0 | 0 | 0 | 68.7737 | 0 | 2.7435 | 36.2263 | 0 | 0 | 0
6770 | 92.2308 | 0 | 92.2308 | 55 | 4.5759 | 9.0863 | 10 | 13.5686 | 0 | 13.5686 | 0 | 0 | 0 | 0 | 0 | 0 | 0 | 0 | 0 | 0 | 69.5759 | 0 | 2.7669 | 35.4241 | 0 | 0 | 0
6771 | 89.9215 | 0 | 89.9215 | 55 | 4.4221 | 9.0662 | 10 | 11.4332 | 0 | 11.4332 | 0 | 0 | 0 | 0 | 0 | 0 | 0 | 0 | 0 | 0 | 69.4221 | 0 | 2.6976 | 35.5779 | 0 | 0 | 0
6772 | 90.9934 | 0 | 90.9934 | 55 | 5.4623 | 9.2021 | 10 | 11.329 | 0 | 11.329 | 0 | 0 | 0 | 0 | 0 | 0 | 0 | 0 | 0 | 0 | 70.4623 | 0 | 2.7298 | 34.5377 | 0 | 0 | 0
6773 | 94.2087 | 0 | 94.2087 | 55 | 6.623 | 9.3537 | 10 | 13.232 | 0 | 13.232 | 0 | 0 | 0 | 0 | 0 | 0 | 0 | 0 | 0 | 0 | 71.623 | 0 | 2.8263 | 33.377 | 0 | 0 | 0
6774 | 89.8407 | 0 | 89.8407 | 55 | 4.4384 | 9.0684 | 10 | 11.3339 | 0 | 11.3339 | 0 | 0 | 0 | 0 | 0 | 0 | 0 | 0 | 0 | 0 | 69.4384 | 0 | 2.6952 | 35.5616 | 0 | 0 | 0
6775 | 90.5438 | 0 | 90.5438 | 49.1827 | 2 | 7.9902 | 10 | 10.8648 | 10.5061 | 10.8648 | 10.5061 | 0 | 0 | 0 | 0 | 0 | 0 | 0 | 0 | 0 | 61.1827 | 0 | 2.7163 | 43.8173 | 0 | 0 | 0
6776 | 91.1445 | 0 | 91.1445 | 42.9 | 2 | 6.9855 | 8.5896 | 10.5063 | 20.1631 | 10.5063 | 20.1631 | 0 | 0 | 0 | 0 | 0 | 0 | 0 | 0 | 0 | 53.4896 | 0 | 2.7343 | 51.5104 | 0 | 0 | 0
6777 | 89.5257 | 0 | 89.5257 | 42.9 | 2 | 0 | 4 | 11.0922 | 30.7406 | 11.0922 | 30.7406 | 0 | 0 | 1.207 | 0 | 0 | 0 | 1.207 | 0 | 1.0863 | 48.9 | 0 | 2.6858 | 61.609 | 0 | 0 | 0
6778 | 92.2706 | 0 | 92.2706 | 42.9 | 2 | 0 | 4 | 10.8198 | 37.8115 | 10.8198 | 37.8115 | 0 | 0 | 5.2607 | 0 | 0 | 0 | 5.2607 | 0 | 5.821 | 48.9 | 0 | 2.7681 | 61.1408 | 0 | 0 | 0
6779 | 88.4949 | 0 | 88.4949 | 42.9 | 2 | 0 | 4 | 10.4265 | 41.9914 | 10.4265 | 41.9914 | 0 | 0 | 12 | 0 | 0.82293 | 0 | 12.8229 | 0 | 17.3797 | 48.9 | 0 | 2.6548 | 60.2673 | 0 | 0 | 0
6780 | 89.3685 | 0 | 89.3685 | 42.9 | 2 | 0 | 4 | 9.2609 | 45.1897 | 9.2609 | 45.1897 | 0 | 0 | 12 | 0 | 1.982 | 0 | 13.982 | 0 | 30.007 | 48.9 | 0 | 2.6811 | 60.1334 | 0 | 0 | 0
6781 | 88.5102 | 0 | 88.5102 | 42.9 | 2 | 0 | 4 | 10.3101 | 45.6452 | 10.3101 | 45.6452 | 0 | 0 | 12 | 0 | 4.345 | 0 | 16.345 | 0 | 44.8129 | 48.9 | 0 | 2.6553 | 59.8604 | 0 | 0 | 0
6782 | 88.0755 | 0 | 88.0755 | 42.9 | 2 | 1.4211e-14 | 4 | 8.9227 | 37.1218 | 8.9227 | 37.1218 | 0 | 0 | 6.869 | 0 | 0 | 0 | 6.869 | 0 | 50.995 | 48.9 | 0 | 2.6423 | 67.0325 | 0 | 0 | 0
6783 | 86.1873 | 0 | 86.1873 | 42.9 | 2 | 0 | 4 | 9.5652 | 29.0448 | 9.5652 | 29.0448 | 0 | 0 | 1.3227 | 0 | 0 | 0 | 1.3227 | 0 | 52.1855 | 48.9 | 0 | 2.5856 | 67.6732 | 0 | 0 | 0
6784 | 91.1129 | 0 | 91.1129 | 42.9 | 2 | 6.868 | 7.6899 | 10.3871 | 21.2679 | 10.3871 | 21.2679 | 0 | 0 | 0 | 0 | 0 | 0 | 0 | 0 | 52.1855 | 52.5899 | 0 | 2.7334 | 70.4876 | 0 | 0 | 0
6785 | 97.8972 | 0 | 97.8972 | 48.7105 | 2 | 8.766 | 10 | 10.5095 | 11.4981 | 10.5095 | 11.4981 | 0 | 0 | 0 | 0.3356 | 0 | 6.0775 | 0 | 6.4131 | 45.2206 | 60.7105 | 0 | 2.9369 | 55.9539 | 0 | 0 | 0
6786 | 99.8138 | 0 | 99.8138 | 52.8719 | 2 | 10.0391 | 10 | 12.9027 | 5.4282e-15 | 12.9027 | 5.4282e-15 | 0 | 0 | 0 | 12 | 0 | 0 | 0 | 12 | 31.8873 | 64.8719 | 0 | 2.9944 | 40.1281 | 0 | 0 | 0
6787 | 105.1175 | 0 | 105.1175 | 55 | 5.4902 | 10.7729 | 10 | 11.8544 | 0 | 11.8544 | 0 | 0 | 0 | 0 | 12 | 0 | 0 | 0 | 12 | 18.554 | 70.4902 | 0 | 3.1535 | 34.5098 | 0 | 0 | 0
6788 | 110.957 | 0 | 110.957 | 55 | 10.2598 | 11.3958 | 10 | 12.3014 | 0 | 12.3014 | 0 | 0 | 0 | 0 | 12 | 0 | 0 | 0 | 12 | 5.2206 | 75.2598 | 0 | 3.3287 | 29.7402 | 0 | 0 | 0
6789 | 108.1248 | 0 | 108.1248 | 55 | 12.6601 | 10.7557 | 10 | 15.0105 | 0 | 15.0105 | 0 | 0 | 0 | 0 | 4.6986 | 0 | 0 | 0 | 4.6986 | -8.8818e-16 | 77.6601 | 0 | 3.2437 | 27.3399 | 0 | 0 | 0
6790 | 99.7846 | 0 | 99.7846 | 55 | 10.1121 | 9.8093 | 10 | 14.8631 | 0 | 14.8631 | 0 | 0 | 0 | 0 | -7.9936e-16 | 0 | 0 | 0 | -7.9936e-16 | 0 | 75.1121 | 0 | 2.9935 | 29.8879 | 0 | 0 | 0
6791 | 97.5273 | 0 | 97.5273 | 55 | 10.4654 | 9.8555 | 10 | 12.2064 | 0 | 12.2064 | 0 | 0 | 0 | 0 | 0 | 0 | 0 | 0 | 0 | 0 | 75.4654 | 0 | 2.9258 | 29.5346 | 0 | 0 | 0
6792 | 87.5601 | 0 | 87.5601 | 53.5002 | 2 | 8.5541 | 10 | 13.5059 | 0 | 13.5059 | 0 | 0 | 0 | 0 | 0 | 0 | 0 | 0 | 0 | 0 | 65.5002 | 0 | 2.6268 | 39.4998 | 0 | 0 | 0
6793 | 88.6242 | 0 | 88.6242 | 54.227 | 2 | 8.649 | 10 | 13.7482 | 0 | 13.7482 | 0 | 0 | 0 | 0 | 0 | 0 | 0 | 0 | 0 | 0 | 66.227 | 0 | 2.6587 | 38.773 | 0 | 0 | 0
6794 | 91.9927 | 0 | 91.9927 | 55 | 6.4951 | 9.337 | 10 | 11.1606 | 0 | 11.1606 | 0 | 0 | 0 | 0 | 0 | 0 | 0 | 0 | 0 | 0 | 71.4951 | 0 | 2.7598 | 33.5049 | 0 | 0 | 0
6795 | 91.0143 | 0 | 91.0143 | 55 | 5.2893 | 9.1795 | 10 | 11.5455 | 0 | 11.5455 | 0 | 0 | 0 | 0 | 0 | 0 | 0 | 0 | 0 | 0 | 70.2893 | 0 | 2.7304 | 34.7107 | 0 | 0 | 0
6796 | 91.2834 | 0 | 91.2834 | 55 | 6.7589 | 9.3714 | 10 | 10.1531 | 0 | 10.1531 | 0 | 0 | 0 | 0 | 0 | 0 | 0 | 0 | 0 | 0 | 71.7589 | 0 | 2.7385 | 33.2411 | 0 | 0 | 0
6797 | 92.6276 | 0 | 92.6276 | 55 | 8.0217 | 9.5363 | 10 | 10.0695 | 0 | 10.0695 | 0 | 0 | 0 | 0 | 0 | 0 | 0 | 0 | 0 | 0 | 73.0217 | 0 | 2.7788 | 31.9783 | 0 | 0 | 0
6798 | 89.6485 | 0 | 89.6485 | 55 | 4.3687 | 9.0593 | 10 | 11.2206 | 0 | 11.2206 | 0 | 0 | 0 | 0 | 0 | 0 | 0 | 0 | 0 | 0 | 69.3687 | 0 | 2.6895 | 35.6313 | 0 | 0 | 0
6799 | 91.9157 | 0 | 91.9157 | 50.2359 | 2 | 8.1277 | 10 | 11.7782 | 9.774 | 11.7782 | 9.774 | 0 | 0 | 0 | 0 | 0 | 0 | 0 | 0 | 0 | 62.2359 | 0 | 2.7575 | 42.7641 | 0 | 0 | 0
6800 | 92.8989 | 0 | 92.8989 | 43.1885 | 2 | 7.2074 | 10 | 9.7247 | 20.7783 | 9.7247 | 20.7783 | 0 | 0 | 0 | 0 | 0 | 0 | 0 | 0 | 0 | 55.1885 | 0 | 2.787 | 49.8115 | 0 | 0 | 0
6801 | 89.4144 | 0 | 89.4144 | 42.9 | 2 | 0.43291 | 4 | 10.7301 | 29.3515 | 10.7301 | 29.3515 | 0 | 0 | 0 | 0 | 0 | 0 | 0 | 0 | 0 | 48.9 | 0 | 2.6824 | 61.3656 | 0 | 0 | 0
6802 | 91.7446 | 0 | 91.7446 | 42.9 | 2 | 0.74553 | 4 | 8.8138 | 33.2853 | 8.8138 | 33.2853 | 0 | 0 | 0 | 0 | 0 | 0 | 0 | 0 | 0 | 48.9 | 0 | 2.7523 | 61.0891 | 0 | 0 | 0
6803 | 91.6095 | 0 | 91.6095 | 42.9 | 2 | 0 | 4 | 9.0465 | 42.1607 | 9.0465 | 42.1607 | 0 | 0 | 8.4977 | 0 | 0 | 0 | 8.4977 | 0 | 7.6479 | 48.9 | 0 | 2.7483 | 60.7669 | 0 | 0 | 0
6804 | 90.1473 | 0 | 90.1473 | 42.9 | 2 | 0 | 4 | 8.6073 | 42.1563 | 8.6073 | 42.1563 | 0 | 0 | 9.5163 | 0 | 0 | 0 | 9.5163 | 0 | 16.2125 | 48.9 | 0 | 2.7044 | 60.6492 | 0 | 0 | 0
6805 | 89.493 | 0 | 89.493 | 42.9 | 2 | 0 | 4 | 9.0095 | 38.5878 | 9.0095 | 38.5878 | 0 | 0 | 7.0044 | 0 | 0 | 0 | 7.0044 | 0 | 22.5165 | 48.9 | 0 | 2.6848 | 60.9394 | 0 | 0 | 0
6806 | 85.1802 | 0 | 85.1802 | 42.9 | 2 | 7.1054e-15 | 4 | 7.3386 | 37.0058 | 7.3386 | 37.0058 | 0 | 0 | 8.0642 | 0 | 0 | 0 | 8.0642 | 0 | 29.7743 | 48.9 | 0 | 2.5554 | 60.817 | 0 | 0 | 0
6807 | 85.0409 | 0 | 85.0409 | 42.9 | 2 | 7.1054e-15 | 4 | 11.3734 | 30.4705 | 11.3734 | 30.4705 | 0 | 0 | 5.703 | 0 | 0 | 0 | 5.703 | 0 | 34.907 | 48.9 | 0 | 2.5512 | 61.0897 | 0 | 1.4211e-14 | 0
6808 | 89.8647 | 0 | 89.8647 | 42.9 | 2 | 6.9954 | 8.6652 | 8.3779 | 20.9263 | 8.3779 | 20.9263 | 0 | 0 | 0 | 0 | 0 | 0 | 0 | 0 | 34.907 | 53.5652 | 0 | 2.6959 | 63.4348 | 0 | 0 | -1.4211e-14
6809 | 92.9208 | 0 | 92.9208 | 50.9089 | 2 | 8.4169 | 10 | 9.4704 | 10.5834 | 9.4704 | 10.5834 | 0 | 0 | 0 | 1.5412 | 0 | 0 | 0 | 1.5412 | 33.1945 | 62.9089 | 0 | 2.7876 | 52.5499 | 0 | 0 | 0
6810 | 98.5684 | 0 | 98.5684 | 53.976 | 2 | 10.1833 | 10 | 10.409 | 4.8671e-15 | 10.409 | 4.8671e-15 | 0 | 0 | 0 | 12 | 0 | 0 | 0 | 12 | 19.8611 | 65.976 | 0 | 2.9571 | 39.024 | 0 | 0 | 0
6811 | 107.2133 | 0 | 107.2133 | 55 | 7.2621 | 11.0043 | 10 | 11.9469 | 0 | 11.9469 | 0 | 0 | 0 | 0 | 12 | 0 | 0 | 0 | 12 | 6.5278 | 72.2621 | 0 | 3.2164 | 32.7379 | 0 | 0 | 0
6812 | 112.5224 | 0 | 112.5224 | 55 | 18.0839 | 11.6177 | 10 | 11.9459 | 0 | 11.9459 | 0 | 0 | 0 | 0 | 5.875 | 0 | 0 | 0 | 5.875 | 0 | 83.0839 | 0 | 3.3757 | 21.9161 | 0 | 0 | 0
6813 | 105.1534 | 0 | 105.1534 | 55 | 17.3885 | 10.7596 | 10 | 12.0054 | 0 | 12.0054 | 0 | 0 | 0 | 0 | 0 | 0 | 0 | 0 | 0 | 0 | 82.3885 | 0 | 3.1546 | 22.6115 | 0 | 0 | 0
6814 | 103.5829 | 0 | 103.5829 | 55 | 14.2035 | 10.3436 | 10 | 14.0357 | 0 | 14.0357 | 0 | 0 | 0 | 0 | 0 | 0 | 0 | 0 | 0 | 0 | 79.2035 | 0 | 3.1075 | 25.7965 | 0 | 0 | 0
6815 | 98.6425 | 0 | 98.6425 | 55 | 11.3357 | 9.9691 | 10 | 12.3377 | 0 | 12.3377 | 0 | 0 | 0 | 0 | 0 | 0 | 0 | 0 | 0 | 0 | 76.3357 | 0 | 2.9593 | 28.6643 | 0 | 0 | 0
6816 | 91.3871 | 0 | 91.3871 | 55 | 4.3651 | 9.0588 | 10 | 12.9633 | 0 | 12.9633 | 0 | 0 | 0 | 0 | 0 | 0 | 0 | 0 | 0 | 0 | 69.3651 | 0 | 2.7416 | 35.6349 | 0 | 0 | 0
6817 | 90.5839 | 0 | 90.5839 | 55 | 5.4872 | 9.2053 | 10 | 10.8914 | 0 | 10.8914 | 0 | 0 | 0 | 0 | 0 | 0 | 0 | 0 | 0 | 0 | 70.4872 | 0 | 2.7175 | 34.5128 | 0 | 0 | 0
6818 | 91.4952 | 0 | 91.4952 | 55 | 6.1546 | 9.2925 | 10 | 11.0482 | 0 | 11.0482 | 0 | 0 | 0 | 0 | 0 | 0 | 0 | 0 | 0 | 0 | 71.1546 | 0 | 2.7449 | 33.8454 | 0 | 0 | -1.4211e-14
6819 | 92.5902 | 0 | 92.5902 | 55 | 7.6159 | 9.4833 | 10 | 10.491 | 0 | 10.491 | 0 | 0 | 0 | 0 | 0 | 0 | 0 | 0 | 0 | 0 | 72.6159 | 0 | 2.7777 | 32.3841 | 0 | 0 | 0
6820 | 91.8635 | 0 | 91.8635 | 55 | 8.2091 | 9.5608 | 10 | 9.0936 | 0 | 9.0936 | 0 | 0 | 0 | 0 | 0 | 0 | 0 | 0 | 0 | 0 | 73.2091 | 0 | 2.7559 | 31.7909 | 0 | 0 | 0
6821 | 96.2474 | 0 | 96.2474 | 55 | 11.0798 | 9.9357 | 10 | 10.2318 | 0 | 10.2318 | 0 | 0 | 0 | 0 | 0 | 0 | 0 | 0 | 0 | 0 | 76.0798 | 0 | 2.8874 | 28.9202 | 0 | 0 | -1.4211e-14
6822 | 92.664 | 0 | 92.664 | 55 | 8.9583 | 9.6586 | 10 | 9.047 | 0 | 9.047 | 0 | 0 | 0 | 0 | 0 | 0 | 0 | 0 | 0 | 0 | 73.9583 | 0 | 2.7799 | 31.0417 | 0 | 0 | 0
6823 | 94.6119 | 0 | 94.6119 | 52.4653 | 2 | 8.4189 | 10 | 10.2653 | 11.4624 | 10.2653 | 11.4624 | 0 | 0 | 0 | 0 | 0 | 0 | 0 | 0 | 0 | 64.4653 | 0 | 2.8384 | 40.5347 | 0 | 0 | 0
6824 | 91.8379 | 0 | 91.8379 | 42.9838 | 2 | 7.1806 | 10 | 10.283 | 19.3904 | 10.283 | 19.3904 | 0 | 0 | 0 | 0 | 0 | 0 | 0 | 0 | 0 | 54.9838 | 0 | 2.7551 | 50.0162 | 0 | 0 | 0
6825 | 91.9793 | 0 | 91.9793 | 42.9 | 2 | 5.4477 | 4 | 7.8476 | 29.784 | 7.8476 | 29.784 | 0 | 0 | 0 | 0 | 0 | 0 | 0 | 0 | 0 | 48.9 | 0 | 2.7594 | 56.93 | 0 | 0 | 0
6826 | 94.7594 | 0 | 94.7594 | 42.9 | 2 | 2.1403 | 4 | 7.118 | 36.6011 | 7.118 | 36.6011 | 0 | 0 | 0 | 0 | 0 | 0 | 0 | 0 | 0 | 48.9 | 0 | 2.8428 | 59.8554 | 0 | 0 | 0
6827 | 93.0168 | 0 | 93.0168 | 42.9 | 2 | 0 | 4 | 8.9334 | 42.6635 | 8.9334 | 42.6635 | 0 | 0 | 7.4802 | 0 | 0 | 0 | 7.4802 | 0 | 6.7322 | 48.9 | 0 | 2.7905 | 60.8844 | 0 | 0 | 0
6828 | 90.9657 | 0 | 90.9657 | 42.9 | 2 | 0 | 4 | 6.8408 | 46.0293 | 6.8408 | 46.0293 | 0 | 0 | 10.8044 | 0 | 0 | 0 | 10.8044 | 0 | 16.4561 | 48.9 | 0 | 2.729 | 60.5004 | 0 | 0 | 0
6829 | 88.1912 | 0 | 88.1912 | 42.9 | 2 | 0 | 4 | 8.8635 | 38.5683 | 8.8635 | 38.5683 | 0 | 0 | 8.1407 | 0 | 0 | 0 | 8.1407 | 0 | 23.7827 | 48.9 | 0 | 2.6457 | 60.8081 | 0 | 0 | 0
6830 | 91.4839 | 0 | 91.4839 | 42.9 | 2 | 7.1054e-15 | 4 | 8.0837 | 39.0704 | 8.0837 | 39.0704 | 0 | 0 | 4.5702 | 0 | 0 | 0 | 4.5702 | 0 | 27.896 | 48.9 | 0 | 2.7445 | 61.2206 | 0 | 0 | 0
6831 | 88.5301 | 0 | 88.5301 | 42.9 | 2 | 0 | 4 | 9.659 | 32.5879 | 9.659 | 32.5879 | 0 | 0 | 2.6167 | 0 | 0 | 0 | 2.6167 | 0 | 30.251 | 48.9 | 0 | 2.6559 | 61.4462 | 0 | 0 | 0
6832 | 91.312 | 0 | 91.312 | 42.9 | 2 | 7.1108 | 9.5488 | 8.49 | 21.2624 | 8.49 | 21.2624 | 0 | 0 | 0 | 0 | 0 | 0 | 0 | 0 | 30.251 | 54.4488 | 0 | 2.7394 | 62.5512 | 0 | 0 | 0
6833 | 97.9372 | 0 | 97.9372 | 46.0944 | 2 | 8.8825 | 10 | 9.7006 | 11.3385 | 9.7006 | 11.3385 | 0 | 0 | 0 | 9.9211 | 0 | 0 | 0 | 9.9211 | 19.2275 | 58.0944 | 0 | 2.9381 | 48.9845 | 0 | 0 | 0
6834 | 102.5628 | 0 | 102.5628 | 55 | 6.3905 | 10.8904 | 10 | 8.2819 | 5.9922e-15 | 8.2819 | 5.9922e-15 | 0 | 0 | 0 | 12 | 0 | 0 | 0 | 12 | 5.8942 | 71.3905 | 0 | 3.0769 | 33.6095 | 0 | 0 | 0
6835 | 106.9206 | 0 | 106.9206 | 55 | 15.5795 | 11.2161 | 10 | 9.8202 | 0 | 9.8202 | 0 | 0 | 0 | 0 | 5.3048 | 0 | 0 | 0 | 5.3048 | -8.8818e-16 | 80.5795 | 0 | 3.2076 | 24.4205 | 0 | 0 | 0
6836 | 113.7752 | 0 | 113.7752 | 55 | 27.3915 | 12.0659 | 10 | 9.3177 | 0 | 9.3177 | 0 | 0 | 0 | 0 | -7.9936e-16 | 0 | 0 | 0 | -7.9936e-16 | 0 | 92.3915 | 0 | 3.4133 | 12.6085 | 0 | 0 | -1.4211e-14
6837 | 109.1724 | 0 | 109.1724 | 55 | 22.7431 | 11.4589 | 10 | 9.9704 | 0 | 9.9704 | 0 | 0 | 0 | 0 | 0 | 0 | 0 | 0 | 0 | 0 | 87.7431 | 0 | 3.2752 | 17.2569 | 0 | 0 | 0
6838 | 105.4554 | 0 | 105.4554 | 55 | 16.9923 | 10.7078 | 10 | 12.7553 | 0 | 12.7553 | 0 | 0 | 0 | 0 | 0 | 0 | 0 | 0 | 0 | 0 | 81.9923 | 0 | 3.1637 | 23.0077 | 0 | 0 | -1.4211e-14
6839 | 101.0188 | 0 | 101.0188 | 55 | 12.9623 | 10.1815 | 10 | 12.875 | 0 | 12.875 | 0 | 0 | 0 | 0 | 0 | 0 | 0 | 0 | 0 | 0 | 77.9623 | 0 | 3.0306 | 27.0377 | 0 | 0 | 0
6840 | 82.1115 | 0 | 82.1115 | 52.4598 | 2 | 8.4182 | 10 | 9.2336 | 0 | 9.2336 | 0 | 0 | 0 | 0 | 0 | 0 | 0 | 0 | 0 | 0 | 64.4598 | 0 | 2.4633 | 40.5402 | 0 | 0 | 0
6841 | 86.3938 | 0 | 86.3938 | 55 | 3.419 | 8.9352 | 10 | 9.0395 | 0 | 9.0395 | 0 | 0 | 0 | 0 | 0 | 0 | 0 | 0 | 0 | 0 | 68.419 | 0 | 2.5918 | 36.581 | 0 | 0 | 0
6842 | 83.7676 | 0 | 83.7676 | 55 | 3.0458 | 8.8865 | 10 | 6.8353 | 0 | 6.8353 | 0 | 0 | 0 | 0 | 0 | 0 | 0 | 0 | 0 | 0 | 68.0458 | 0 | 2.513 | 36.9542 | 0 | 0 | 0
6843 | 85.7824 | 0 | 85.7824 | 55 | 3.6653 | 8.9674 | 10 | 8.1498 | 0 | 8.1498 | 0 | 0 | 0 | 0 | 0 | 0 | 0 | 0 | 0 | 0 | 68.6653 | 0 | 2.5735 | 36.3347 | 0 | 0 | 0
6844 | 87.3561 | 0 | 87.3561 | 55 | 4.7351 | 9.1071 | 10 | 8.5139 | 0 | 8.5139 | 0 | 0 | 0 | 0 | 0 | 0 | 0 | 0 | 0 | 0 | 69.7351 | 0 | 2.6207 | 35.2649 | 0 | 0 | 0
6845 | 88.1727 | 0 | 88.1727 | 55 | 6.0135 | 9.2741 | 10 | 7.8851 | 0 | 7.8851 | 0 | 0 | 0 | 0 | 0 | 0 | 0 | 0 | 0 | 0 | 71.0135 | 0 | 2.6452 | 33.9865 | 0 | 0 | 0
6846 | 84.7799 | 0 | 84.7799 | 55 | 3.4122 | 8.9343 | 10 | 7.4334 | 0 | 7.4334 | 0 | 0 | 0 | 0 | 0 | 0 | 0 | 0 | 0 | 0 | 68.4122 | 0 | 2.5434 | 36.5878 | 0 | 0 | 0
6847 | 85.7013 | 0 | 85.7013 | 46.5637 | 2 | 7.6482 | 10 | 7.719 | 11.7705 | 7.719 | 11.7705 | 0 | 0 | 0 | 0 | 0 | 0 | 0 | 0 | 0 | 58.5637 | 0 | 2.571 | 46.4363 | 0 | 0 | 0
6848 | 85.1556 | 0 | 85.1556 | 42.9 | 2 | 4.7953 | 4 | 6.1536 | 25.3067 | 6.1536 | 25.3067 | 0 | 0 | 0 | 0 | 0 | 0 | 0 | 0 | 0 | 48.9 | 0 | 2.5547 | 57.5071 | 0 | 0 | 0
6849 | 83.6237 | 0 | 83.6237 | 42.9 | 2 | 0 | 4 | 7.762 | 31.0907 | 7.762 | 31.0907 | 0 | 0 | 4.1289 | 0 | 0 | 0 | 4.1289 | 0 | 3.716 | 48.9 | 0 | 2.5087 | 61.2715 | 0 | 0 | 0
6850 | 82.6634 | 0 | 82.6634 | 42.9 | 2 | 7.1054e-15 | 4 | 7.2758 | 41.5259 | 7.2758 | 41.5259 | 0 | 0 | 12 | 0 | 3.0383 | 0 | 15.0383 | 0 | 17.3172 | 48.9 | 0 | 2.4799 | 60.0114 | 0 | 0 | 0
6851 | 84.5616 | 0 | 84.5616 | 42.9 | 2 | 0 | 4 | 6.008 | 47.1058 | 6.008 | 47.1058 | 0 | 0 | 12 | 0 | 5.4522 | 0 | 17.4522 | 0 | 33.1439 | 48.9 | 0 | 2.5368 | 59.7326 | 0 | 0 | 0
6852 | 83.3096 | 0 | 83.3096 | 42.9 | 2 | 7.1054e-15 | 4 | 5.6936 | 49.9238 | 5.6936 | 49.9238 | 0 | 0 | 12 | 0 | 9.2078 | 0 | 21.2078 | 0 | 52.433 | 48.9 | 0 | 2.4993 | 59.2987 | 0 | 1.4211e-14 | 0
6853 | 81.996 | 0 | 81.996 | 42.9 | 2 | 7.1054e-15 | 4 | 6.9152 | 47.5967 | 6.2275 | 42.8632 | 0.68772 | 4.7335 | 12 | 0 | 3.9947 | 0 | 15.9947 | 0 | 66.916 | 48.9 | 0 | 2.4599 | 59.2747 | 0 | 3.5527e-15 | 0
6854 | 83.5416 | 0 | 83.5416 | 42.9 | 2 | 1.4211e-14 | 4 | 6.2881 | 37.8823 | 5.1031 | 30.743 | 1.1851 | 7.1393 | 1.2044 | 0 | 0 | 0 | 1.2044 | 0 | 68 | 48.9 | 0 | 2.5062 | 70.6478 | 0 | 6.4393e-15 | 0
6855 | 78.779 | 0 | 78.779 | 42.9 | 2 | 0 | 4 | 6.8954 | 35.1757 | 4.8971 | 24.9819 | 1.9983 | 10.1938 | 0 | 0 | 0 | 0 | 0 | 0 | 68 | 48.9 | 0 | 2.3634 | 82.3402 | 0 | 0 | 0
6856 | 86.154 | 0 | 86.154 | 42.9 | 2 | 3.2474 | 4 | 6.6671 | 27.3395 | 6.6671 | 27.3395 | 0 | 0 | 0 | 0 | 0 | 0 | 0 | 0 | 68 | 48.9 | 0 | 2.5846 | 80.8762 | 0 | 0 | 0
6857 | 92.3474 | 0 | 92.3474 | 42.9 | 2 | 8.4676 | 9.4966 | 6.684 | 12.3577 | 6.684 | 12.3577 | 0 | 0 | 0 | 0.4415 | 0 | 10 | 0 | 10.4415 | 56.6629 | 54.3966 | 0 | 2.7704 | 62.1619 | 0 | 0 | 0
6858 | 93.5597 | 0 | 93.5597 | 42.9 | 2 | 9.6574 | 8.6098 | 9.9534 | 5.5298e-15 | 9.9534 | 5.5298e-15 | 0 | 0 | 0 | 12 | 0 | 8.4391 | 0 | 20.4391 | 34.1761 | 53.5098 | 0 | 2.8068 | 51.4902 | 0 | 0 | 0
6859 | 100.7026 | 0 | 100.7026 | 55 | 4.5991 | 10.6565 | 10 | 8.4469 | 0 | 8.4469 | 0 | 0 | 0 | 0 | 12 | 0 | 0 | 0 | 12 | 20.8428 | 69.5991 | 0 | 3.0211 | 35.4009 | 0 | 0 | 0
6860 | 105.2623 | 0 | 105.2623 | 55 | 10.039 | 11.3669 | 10 | 6.8564 | 0 | 6.8564 | 0 | 0 | 0 | 0 | 12 | 0 | 0 | 0 | 12 | 7.5094 | 75.039 | 0 | 3.1579 | 29.961 | 0 | 0 | 0
6861 | 99.4541 | 0 | 99.4541 | 55 | 8.7299 | 10.5114 | 10 | 8.4543 | 0 | 8.4543 | 0 | 0 | 0 | 0 | 6.7585 | 0 | 0 | 0 | 6.7585 | 0 | 73.7299 | 0 | 2.9836 | 31.2701 | 0 | 0 | 0
6862 | 98.6169 | 0 | 98.6169 | 55 | 12.732 | 10.1515 | 10 | 10.7334 | 0 | 10.7334 | 0 | 0 | 0 | 0 | 0 | 0 | 0 | 0 | 0 | 0 | 77.732 | 0 | 2.9585 | 27.268 | 0 | 0 | 0
6863 | 90.4163 | 0 | 90.4163 | 55 | 7.428 | 9.4588 | 10 | 8.5295 | 0 | 8.5295 | 0 | 0 | 0 | 0 | 0 | 0 | 0 | 0 | 0 | 0 | 72.428 | 0 | 2.7125 | 32.572 | 0 | 0 | 0
6864 | 84.1035 | 0 | 84.1035 | 52.055 | 2 | 8.3653 | 10 | 11.6832 | 0 | 11.6832 | 0 | 0 | 0 | 0 | 0 | 0 | 0 | 0 | 0 | 0 | 64.055 | 0 | 2.5231 | 40.945 | 0 | 0 | 0
6865 | 86.2061 | 0 | 86.2061 | 52.9909 | 2 | 8.4875 | 10 | 12.7277 | 0 | 12.7277 | 0 | 0 | 0 | 0 | 0 | 0 | 0 | 0 | 0 | 0 | 64.9909 | 0 | 2.5862 | 40.0091 | 0 | 0 | 0
6866 | 86.1254 | 0 | 86.1254 | 54.0033 | 2 | 8.6197 | 10 | 11.5024 | 0 | 11.5024 | 0 | 0 | 0 | 0 | 0 | 0 | 0 | 0 | 0 | 0 | 66.0033 | 0 | 2.5838 | 38.9967 | 0 | 0 | 0
6867 | 88.595 | 0 | 88.595 | 55 | 3.5112 | 8.9473 | 10 | 11.1365 | 0 | 11.1365 | 0 | 0 | 0 | 0 | 0 | 0 | 0 | 0 | 0 | 0 | 68.5112 | 0 | 2.6578 | 36.4888 | 0 | 0 | 0
6868 | 89.2039 | 0 | 89.2039 | 55 | 2.7497 | 8.8478 | 10 | 12.6064 | 0 | 12.6064 | 0 | 0 | 0 | 0 | 0 | 0 | 0 | 0 | 0 | 0 | 67.7497 | 0 | 2.6761 | 37.2503 | 0 | 0 | 0
6869 | 89.4343 | 0 | 89.4343 | 55 | 4.5182 | 9.0788 | 10 | 10.8373 | 0 | 10.8373 | 0 | 0 | 0 | 0 | 0 | 0 | 0 | 0 | 0 | 0 | 69.5182 | 0 | 2.683 | 35.4818 | 0 | 0 | 0
6870 | 85.7349 | 0 | 85.7349 | 55 | 2.8297 | 8.8583 | 10 | 9.0469 | 0 | 9.0469 | 0 | 0 | 0 | 0 | 0 | 0 | 0 | 0 | 0 | 0 | 67.8297 | 0 | 2.572 | 37.1703 | 0 | 0 | 0
6871 | 85.8568 | 0 | 85.8568 | 44.6854 | 2 | 7.4029 | 10 | 8.2482 | 13.5204 | 8.2482 | 13.5204 | 0 | 0 | 0 | 0 | 0 | 0 | 0 | 0 | 0 | 56.6854 | 0 | 2.5757 | 48.3146 | 0 | 0 | 0
6872 | 87.1136 | 0 | 87.1136 | 42.9 | 2 | 2.1661 | 4 | 8.98 | 27.0674 | 8.98 | 27.0674 | 0 | 0 | 0 | 0 | 0 | 0 | 0 | 0 | 0 | 48.9 | 0 | 2.6134 | 59.8326 | 0 | 0 | 0
6873 | 85.217 | 0 | 85.217 | 42.9 | 2 | 0 | 4 | 10.077 | 38.0092 | 10.077 | 38.0092 | 0 | 0 | 11.7691 | 0 | 0 | 0 | 11.7691 | 0 | 10.5922 | 48.9 | 0 | 2.5565 | 60.389 | 0 | 0 | 0
6874 | 83.684 | 0 | 83.684 | 42.9 | 2 | 0 | 4 | 9.5942 | 49.3005 | 9.2504 | 47.5336 | 0.34385 | 1.7669 | 12 | 0 | 10 | 0 | 22 | 0 | 30.6118 | 48.9 | 0 | 2.5105 | 58.9634 | 0 | 0 | 0
6875 | 87.2739 | 0 | 87.2739 | 42.9 | 2 | 7.1054e-15 | 4 | 9.743 | 47.8622 | 9.743 | 47.8622 | 0 | 0 | 12 | 0 | 7.2312 | 0 | 19.2312 | 0 | 48.0786 | 48.9 | 0 | 2.6182 | 59.5271 | 0 | 0 | 0
6876 | 81.9117 | 0 | 81.9117 | 42.9 | 2 | 7.1054e-15 | 4 | 8.8849 | 52.9976 | 7.1032 | 42.3703 | 1.7816 | 10.6273 | 12 | 0 | 4.4618 | 0 | 16.4618 | 0 | 62.9922 | 48.9 | 0 | 2.4574 | 58.4136 | 0 | 3.5527e-15 | 0
6877 | 85.1068 | 0 | 85.1068 | 42.9 | 2 | 0 | 4 | 8.9673 | 51.9233 | 6.1515 | 35.6195 | 2.8157 | 16.3038 | 5.5642 | 0 | 0 | 0 | 5.5642 | 0 | 68 | 48.9 | 0 | 2.5532 | 68.8972 | 0 | 1.1546e-14 | 0
6878 | 84.857 | 0 | 84.857 | 42.9 | 2 | 0 | 4 | 9.3518 | 42.8079 | 6.4468 | 29.5102 | 2.905 | 13.2977 | 0 | 0 | 0 | 0 | 0 | 0 | 68 | 48.9 | 0 | 2.5457 | 81.8769 | 0 | 0 | 0
6879 | 82.7803 | 0 | 82.7803 | 42.9 | 2 | 7.1054e-15 | 4 | 8.0326 | 36.302 | 6.1385 | 27.7418 | 1.8941 | 8.5602 | 0 | 0 | 0 | 0 | 0 | 0 | 68 | 48.9 | 0 | 2.4834 | 82.5409 | 0 | 1.4211e-14 | 0
6880 | 84.146 | 0 | 84.146 | 42.9 | 2 | 0 | 4 | 8.7154 | 27.0284 | 8.594 | 26.6519 | 0.1214 | 0.37648 | 0 | 0 | 0 | 0 | 0 | 0 | 68 | 48.9 | 0 | 2.5244 | 83.691 | 0 | 0 | 0
6881 | 90.9107 | 0 | 90.9107 | 45.8553 | 2 | 7.5557 | 10 | 11.5135 | 13.9863 | 11.5135 | 13.9863 | 0 | 0 | 0 | 0 | 0 | 0 | 0 | 0 | 68 | 57.8553 | 0 | 2.7273 | 69.1447 | 0 | 0 | 0
6882 | 93.6038 | 0 | 93.6038 | 45.1135 | 2 | 9.678 | 10 | 9.8193 | 5.5367e-15 | 9.8193 | 5.5367e-15 | 0 | 0 | 0 | 6.993 | 0 | 10 | 0 | 16.993 | 49.3835 | 57.1135 | 0 | 2.8081 | 52.8935 | 0 | 0 | 0
6883 | 99.9014 | 0 | 99.9014 | 47.3499 | 2 | 10.4201 | 10 | 9.6923 | 0 | 9.6923 | 0 | 0 | 0 | 0 | 12 | 0 | 8.4391 | 0 | 20.4391 | 26.8967 | 59.3499 | 0 | 2.997 | 45.6501 | 0 | 1.4211e-14 | 0
6884 | 106.8135 | 0 | 106.8135 | 55 | 8.8635 | 11.2134 | 10 | 9.7366 | 0 | 9.7366 | 0 | 0 | 0 | 0 | 12 | 0 | 0 | 0 | 12 | 13.5633 | 73.8635 | 0 | 3.2044 | 31.1365 | 0 | 0 | 0
6885 | 103.1405 | 0 | 103.1405 | 55 | 4.6312 | 10.6607 | 10 | 10.8486 | 0 | 10.8486 | 0 | 0 | 0 | 0 | 12 | 0 | 0 | 0 | 12 | 0.22999 | 69.6312 | 0 | 3.0942 | 35.3688 | 0 | 0 | 0
6886 | 99.1169 | 0 | 99.1169 | 55 | 12.6972 | 10.174 | 10 | 11.0387 | 0 | 11.0387 | 0 | 0 | 0 | 0 | 0.20699 | 0 | 0 | 0 | 0.20699 | 0 | 77.6972 | 0 | 2.9735 | 27.3028 | 0 | 0 | 0
6887 | 92.6669 | 0 | 92.6669 | 55 | 7.7428 | 9.4999 | 10 | 10.4242 | 0 | 10.4242 | 0 | 0 | 0 | 0 | 0 | 0 | 0 | 0 | 0 | 0 | 72.7428 | 0 | 2.78 | 32.2572 | 0 | 0 | 0
6888 | 87.4391 | 0 | 87.4391 | 52.8788 | 2 | 8.4729 | 10 | 14.0875 | 0 | 14.0875 | 0 | 0 | 0 | 0 | 0 | 0 | 0 | 0 | 0 | 0 | 64.8788 | 0 | 2.6232 | 40.1212 | 0 | 0 | 0
6889 | 89.3113 | 0 | 89.3113 | 53.7186 | 2 | 8.5826 | 10 | 15.0101 | 0 | 15.0101 | 0 | 0 | 0 | 0 | 0 | 0 | 0 | 0 | 0 | 0 | 65.7186 | 0 | 2.6793 | 39.2814 | 0 | 0 | 0
6890 | 92.3146 | 0 | 92.3146 | 55 | 3.4206 | 8.9354 | 10 | 14.9586 | 0 | 14.9586 | 0 | 0 | 0 | 0 | 0 | 0 | 0 | 0 | 0 | 0 | 68.4206 | 0 | 2.7694 | 36.5794 | 0 | 0 | 0
6891 | 90.6688 | 0 | 90.6688 | 55 | 2.8434 | 8.8601 | 10 | 13.9654 | 0 | 13.9654 | 0 | 0 | 0 | 0 | 0 | 0 | 0 | 0 | 0 | 0 | 67.8434 | 0 | 2.7201 | 37.1566 | 0 | 0 | -1.4211e-14
6892 | 91.4652 | 0 | 91.4652 | 55 | 4.0831 | 9.022 | 10 | 13.3601 | 0 | 13.3601 | 0 | 0 | 0 | 0 | 0 | 0 | 0 | 0 | 0 | 0 | 69.0831 | 0 | 2.744 | 35.9169 | 0 | 0 | 0
6893 | 93.4165 | 0 | 93.4165 | 55 | 6.6092 | 9.3519 | 10 | 12.4554 | 0 | 12.4554 | 0 | 0 | 0 | 0 | 0 | 0 | 0 | 0 | 0 | 0 | 71.6092 | 0 | 2.8025 | 33.3908 | 0 | 0 | 0
6894 | 91.5995 | 0 | 91.5995 | 55 | 3.0589 | 8.8882 | 10 | 14.6523 | 0 | 14.6523 | 0 | 0 | 0 | 0 | 0 | 0 | 0 | 0 | 0 | 0 | 68.0589 | 0 | 2.748 | 36.9411 | 0 | 0 | 0
6895 | 90.576 | 0 | 90.576 | 48.6052 | 2 | 7.9148 | 10 | 11.0395 | 11.0165 | 11.0395 | 11.0165 | 0 | 0 | 0 | 0 | 0 | 0 | 0 | 0 | 0 | 60.6052 | 0 | 2.7173 | 44.3948 | 0 | 0 | 0
6896 | 90.9271 | 0 | 90.9271 | 42.9 | 2 | 6.5746 | 5.4431 | 12.2239 | 21.7855 | 12.2239 | 21.7855 | 0 | 0 | 0 | 0 | 0 | 0 | 0 | 0 | 0 | 50.3431 | 0 | 2.7278 | 54.6569 | 0 | 1.4211e-14 | 0
6897 | 91.8703 | 0 | 91.8703 | 42.9 | 2 | 0.28148 | 4 | 11.7794 | 30.9094 | 11.7794 | 30.9094 | 0 | 0 | 0 | 0 | 0 | 0 | 0 | 0 | 0 | 48.9 | 0 | 2.7561 | 61.4995 | 0 | 0 | 0
6898 | 88.2639 | 0 | 88.2639 | 42.9 | 2 | 0 | 4 | 11.3296 | 33.2234 | 11.3296 | 33.2234 | 0 | 0 | 5.1892 | 0 | 0 | 0 | 5.1892 | 0 | 4.6702 | 48.9 | 0 | 2.6479 | 61.1491 | 0 | 0 | 0
6899 | 90.5731 | 0 | 90.5731 | 42.9 | 2 | 0 | 4 | 11.7765 | 43.9604 | 11.7765 | 43.9604 | 0 | 0 | 12 | 0 | 2.0638 | 0 | 14.0638 | 0 | 17.373 | 48.9 | 0 | 2.7172 | 60.124 | 0 | 0 | 0
6900 | 88.3845 | 0 | 88.3845 | 42.9 | 2 | 0 | 4 | 9.5903 | 44.2223 | 9.5903 | 44.2223 | 0 | 0 | 12 | 0 | 2.3281 | 0 | 14.3281 | 0 | 30.3194 | 48.9 | 0 | 2.6515 | 60.0934 | 0 | 0 | 0
6901 | 86.3849 | 0 | 86.3849 | 42.9 | 2 | 7.1054e-15 | 4 | 11.3498 | 39.7063 | 11.3498 | 39.7063 | 0 | 0 | 12 | 0 | 1.5713 | 0 | 13.5713 | 0 | 42.568 | 48.9 | 0 | 2.5915 | 60.1808 | 0 | 0 | 0
6902 | 85.2309 | 0 | 85.2309 | 42.9 | 2 | 0 | 4 | 10.7362 | 38.9793 | 10.7362 | 38.9793 | 0 | 0 | 12 | 0 | 1.3845 | 0 | 13.3845 | 0 | 54.6444 | 48.9 | 0 | 2.5569 | 60.2024 | 0 | 0 | 0
6903 | 86.0779 | 0 | 86.0779 | 42.9 | 2 | 0 | 4 | 11.5511 | 33.4685 | 11.5511 | 33.4685 | 0 | 0 | 0.14418 | 0 | 7.6975 | 0 | 7.8417 | 0 | 61.8709 | 48.9 | 0 | 2.5823 | 60.8427 | 0 | 0 | 0
6904 | 90.2908 | 0 | 90.2908 | 42.9 | 2 | 6.7965 | 7.142 | 10.2314 | 21.2209 | 10.2314 | 21.2209 | 0 | 0 | 0 | 0 | 0 | 0 | 0 | 0 | 61.8709 | 52.042 | 0 | 2.7087 | 74.958 | 0 | 0 | 0
6905 | 96.8072 | 0 | 96.8072 | 48.1424 | 2 | 8.4447 | 10 | 11.3436 | 12.3559 | 11.3436 | 12.3559 | 0 | 0 | 0 | 0 | 0 | 4.5207 | 0 | 4.5207 | 56.9675 | 60.1424 | 0 | 2.9042 | 62.3369 | 0 | 0 | 0
6906 | 100.7331 | 0 | 100.7331 | 46.3923 | 2 | 10.2724 | 10 | 11.8024 | 5.6251e-15 | 11.8024 | 5.6251e-15 | 0 | 0 | 0 | 11.9984 | 0 | 8.2676 | 0 | 20.266 | 34.6685 | 58.3923 | 0 | 3.022 | 46.6094 | 0 | 0 | 0
6907 | 107.3731 | 0 | 107.3731 | 55 | 5.2032 | 10.7354 | 10 | 14.4345 | 0 | 14.4345 | 0 | 0 | 0 | 0 | 12 | 0 | 0 | 0 | 12 | 21.3351 | 70.2032 | 0 | 3.2212 | 34.7968 | 0 | 0 | 0
6908 | 111.6837 | 0 | 111.6837 | 55 | 9.1451 | 11.2502 | 10 | 14.2885 | 0 | 14.2885 | 0 | 0 | 0 | 0 | 12 | 0 | 0 | 0 | 12 | 8.0018 | 74.1451 | 0 | 3.3505 | 30.8549 | 0 | 0 | 0
6909 | 105.378 | 0 | 105.378 | 55 | 11.6539 | 10.9512 | 10 | 10.5713 | 0 | 10.5713 | 0 | 0 | 0 | 0 | 7.2016 | 0 | 0 | 0 | 7.2016 | 0 | 76.6539 | 0 | 3.1613 | 28.3461 | 0 | 0 | 0
6910 | 102.2027 | 0 | 102.2027 | 55 | 13.6216 | 10.2676 | 10 | 13.3134 | 0 | 13.3134 | 0 | 0 | 0 | 0 | 0 | 0 | 0 | 0 | 0 | 0 | 78.6216 | 0 | 3.0661 | 26.3784 | 0 | 0 | 0
6911 | 99.1222 | 0 | 99.1222 | 55 | 9.0124 | 9.6657 | 10 | 15.4441 | 0 | 15.4441 | 0 | 0 | 0 | 0 | 0 | 0 | 0 | 0 | 0 | 0 | 74.0124 | 0 | 2.9737 | 30.9876 | 0 | 0 | 0
6912 | 89.84 | 0 | 89.84 | 55 | 2.9593 | 8.8752 | 10 | 13.0056 | 0 | 13.0056 | 0 | 0 | 0 | 0 | 0 | 0 | 0 | 0 | 0 | 0 | 67.9593 | 0 | 2.6952 | 37.0407 | 0 | 0 | 0
6913 | 89.1125 | 0 | 89.1125 | 55 | 4.2111 | 9.0387 | 10 | 10.8628 | 0 | 10.8628 | 0 | 0 | 0 | 0 | 0 | 0 | 0 | 0 | 0 | 0 | 69.2111 | 0 | 2.6734 | 35.7889 | 0 | 0 | 0
6914 | 93.4957 | 0 | 93.4957 | 55 | 8.3623 | 9.5808 | 10 | 10.5526 | 0 | 10.5526 | 0 | 0 | 0 | 0 | 0 | 0 | 0 | 0 | 0 | 0 | 73.3623 | 0 | 2.8049 | 31.6377 | 0 | 0 | 0
6915 | 93.4881 | 0 | 93.4881 | 55 | 8.9496 | 9.6575 | 10 | 9.881 | 0 | 9.881 | 0 | 0 | 0 | 0 | 0 | 0 | 0 | 0 | 0 | 0 | 73.9496 | 0 | 2.8046 | 31.0504 | 0 | 0 | 0
6916 | 92.4261 | 0 | 92.4261 | 55 | 7.8788 | 9.5177 | 10 | 10.0297 | 0 | 10.0297 | 0 | 0 | 0 | 0 | 0 | 0 | 0 | 0 | 0 | 0 | 72.8788 | 0 | 2.7728 | 32.1212 | 0 | 0 | 0
6917 | 91.752 | 0 | 91.752 | 55 | 6.4941 | 9.3368 | 10 | 10.9211 | 0 | 10.9211 | 0 | 0 | 0 | 0 | 0 | 0 | 0 | 0 | 0 | 0 | 71.4941 | 0 | 2.7526 | 33.5059 | 0 | 0 | 0
6918 | 93.4046 | 0 | 93.4046 | 55 | 9.0219 | 9.6669 | 10 | 9.7158 | 0 | 9.7158 | 0 | 0 | 0 | 0 | 0 | 0 | 0 | 0 | 0 | 0 | 74.0219 | 0 | 2.8021 | 30.9781 | 0 | 0 | -1.4211e-14
6919 | 91.1558 | 0 | 91.1558 | 48.1918 | 2 | 7.8608 | 10 | 8.8979 | 14.2053 | 8.8979 | 14.2053 | 0 | 0 | 0 | 0 | 0 | 0 | 0 | 0 | 0 | 60.1918 | 0 | 2.7347 | 44.8082 | 0 | 0 | 0
6920 | 93.1204 | 0 | 93.1204 | 42.9 | 2 | 6.8047 | 7.2054 | 8.6573 | 25.553 | 8.6573 | 25.553 | 0 | 0 | 0 | 0 | 0 | 0 | 0 | 0 | 0 | 52.1054 | 0 | 2.7936 | 52.8946 | 0 | 1.4211e-14 | 0
6921 | 92.6121 | 0 | 92.6121 | 42.9 | 2 | 0 | 4 | 9.1664 | 38.2423 | 9.1664 | 38.2423 | 0 | 0 | 3.6965 | 0 | 0 | 0 | 3.6965 | 0 | 3.3269 | 48.9 | 0 | 2.7784 | 61.3215 | 0 | 0 | 0
6922 | 94.3137 | 0 | 94.3137 | 42.9 | 2 | 0 | 4 | 6.7338 | 47.5978 | 6.7338 | 47.5978 | 0 | 0 | 8.9178 | 0 | 0 | 0 | 8.9178 | 0 | 11.3529 | 48.9 | 0 | 2.8294 | 60.7184 | 0 | 0 | 0
6923 | 92.9318 | 0 | 92.9318 | 42.9 | 2 | 0 | 4 | 8.4485 | 47.6772 | 8.4485 | 47.6772 | 0 | 0 | 12 | 0 | 0.093822 | 0 | 12.0938 | 0 | 22.2394 | 48.9 | 0 | 2.788 | 60.3515 | 0 | 0 | 0
6924 | 89.2551 | 0 | 89.2551 | 42.9 | 2 | 7.1054e-15 | 4 | 8.154 | 52.9965 | 8.154 | 52.9965 | 0 | 0 | 12 | 0 | 8.7953 | 0 | 20.7953 | 0 | 41.1483 | 48.9 | 0 | 2.6777 | 59.3464 | 0 | 0 | 0
6925 | 91.2542 | 0 | 91.2542 | 42.9 | 2 | 0 | 4 | 6.9656 | 43.9732 | 6.9656 | 43.9732 | 0 | 0 | 8.5846 | 0 | 0 | 0 | 8.5846 | 0 | 48.8745 | 48.9 | 0 | 2.7376 | 68.3126 | 0 | 0 | 0
6926 | 90.0424 | 0 | 90.0424 | 42.9 | 2 | 0 | 4 | 9.5185 | 43.1016 | 9.5185 | 43.1016 | 0 | 0 | 8.1344 | 0 | 3.3433 | 0 | 11.4776 | 0 | 59.2777 | 48.9 | 0 | 2.7013 | 60.4227 | 0 | 0 | 0
6927 | 87.2525 | 0 | 87.2525 | 42.9 | 2 | 0 | 4 | 9.246 | 34.4455 | 9.246 | 34.4455 | 0 | 0 | 0 | 0 | 5.339 | 0 | 5.339 | 0 | 64.2 | 48.9 | 0 | 2.6176 | 73.1318 | 0 | 0 | 0
6928 | 94.2584 | 0 | 94.2584 | 42.9 | 2 | 6.8654 | 7.6696 | 9.3801 | 25.4433 | 9.3801 | 25.4433 | 0 | 0 | 0 | 0 | 0 | 0 | 0 | 0 | 64.2 | 52.5696 | 0 | 2.8278 | 74.4304 | 0 | 0 | 0
6929 | 97.9634 | 0 | 97.9634 | 44.3556 | 2 | 8.6599 | 10 | 8.9396 | 14.0534 | 8.9396 | 14.0534 | 0 | 0 | 0 | 0 | 0 | 9.9549 | 0 | 9.9549 | 53.4024 | 56.3556 | 0 | 2.9389 | 60.6895 | 0 | 0 | 0
6930 | 103.05 | 0 | 103.05 | 53.0424 | 2 | 10.7119 | 10 | 10.315 | 6.1345e-15 | 10.315 | 6.1345e-15 | 0 | 0 | 0 | 12 | 0 | 4.9808 | 0 | 16.9808 | 34.6667 | 65.0424 | 0 | 3.0915 | 39.9576 | 0 | 0 | 0
6931 | 107.8639 | 0 | 107.8639 | 55 | 9.121 | 11.247 | 10 | 10.4959 | 0 | 10.4959 | 0 | 0 | 0 | 0 | 12 | 0 | 0 | 0 | 12 | 21.3333 | 74.121 | 0 | 3.2359 | 30.879 | 0 | 1.4211e-14 | 0
6932 | 111.3474 | 0 | 111.3474 | 55 | 11.1169 | 11.5077 | 10 | 11.7227 | 0 | 11.7227 | 0 | 0 | 0 | 0 | 12 | 0 | 0 | 0 | 12 | 8 | 76.1169 | 0 | 3.3404 | 28.8831 | 0 | 0 | 0
6933 | 107.6405 | 0 | 107.6405 | 55 | 11.801 | 10.9702 | 10 | 12.6694 | 0 | 12.6694 | 0 | 0 | 0 | 0 | 7.2 | 0 | 0 | 0 | 7.2 | 0 | 76.801 | 0 | 3.2292 | 28.199 | 0 | 0 | 0
6934 | 104.7965 | 0 | 104.7965 | 55 | 17.1597 | 10.7297 | 10 | 11.9071 | 0 | 11.9071 | 0 | 0 | 0 | 0 | 0 | 0 | 0 | 0 | 0 | 0 | 82.1597 | 0 | 3.1439 | 22.8403 | 0 | 1.4211e-14 | 0
6935 | 100.6492 | 0 | 100.6492 | 55 | 13.852 | 10.2977 | 10 | 11.4994 | 0 | 11.4994 | 0 | 0 | 0 | 0 | 0 | 0 | 0 | 0 | 0 | 0 | 78.852 | 0 | 3.0195 | 26.148 | 0 | 0 | 0
6936 | 87.6235 | 0 | 87.6235 | 51.33 | 2 | 8.2706 | 10 | 16.0229 | 0 | 16.0229 | 0 | 0 | 0 | 0 | 0 | 0 | 0 | 0 | 0 | 0 | 63.33 | 0 | 2.6287 | 41.67 | 0 | 0 | 0
6937 | 89.3858 | 0 | 89.3858 | 54.2854 | 2 | 8.6566 | 10 | 14.4438 | 0 | 14.4438 | 0 | 0 | 0 | 0 | 0 | 0 | 0 | 0 | 0 | 0 | 66.2854 | 0 | 2.6816 | 38.7146 | 0 | 0 | 0
6938 | 90.9349 | 0 | 90.9349 | 55 | 2.8902 | 8.8662 | 10 | 14.1785 | 0 | 14.1785 | 0 | 0 | 0 | 0 | 0 | 0 | 0 | 0 | 0 | 0 | 67.8902 | 0 | 2.728 | 37.1098 | 0 | 0 | 0
6939 | 89.828 | 0 | 89.828 | 54.5391 | 2 | 8.6897 | 10 | 14.5991 | 0 | 14.5991 | 0 | 0 | 0 | 0 | 0 | 0 | 0 | 0 | 0 | 0 | 66.5391 | 0 | 2.6948 | 38.4609 | 0 | 0 | 0
6940 | 89.1275 | 0 | 89.1275 | 55 | 2.0189 | 8.7524 | 10 | 13.3562 | 0 | 13.3562 | 0 | 0 | 0 | 0 | 0 | 0 | 0 | 0 | 0 | 0 | 67.0189 | 0 | 2.6738 | 37.9811 | 0 | 0 | 0
6941 | 93.2377 | 0 | 93.2377 | 55 | 5.8705 | 9.2554 | 10 | 13.1119 | 0 | 13.1119 | 0 | 0 | 0 | 0 | 0 | 0 | 0 | 0 | 0 | 0 | 70.8705 | 0 | 2.7971 | 34.1295 | 0 | 0 | 0
6942 | 89.9818 | 0 | 89.9818 | 55 | 2.1876 | 8.7744 | 10 | 14.0198 | 0 | 14.0198 | 0 | 0 | 0 | 0 | 0 | 0 | 0 | 0 | 0 | 0 | 67.1876 | 0 | 2.6995 | 37.8124 | 0 | 0 | -1.4211e-14
6943 | 89.6775 | 0 | 89.6775 | 44.4452 | 2 | 7.3715 | 10 | 12.886 | 12.9747 | 12.886 | 12.9747 | 0 | 0 | 0 | 0 | 0 | 0 | 0 | 0 | 0 | 56.4452 | 0 | 2.6903 | 48.5548 | 0 | 0 | 0
6944 | 89.9273 | 0 | 89.9273 | 42.9 | 2 | 4.1747 | 4 | 12.851 | 24.0016 | 12.851 | 24.0016 | 0 | 0 | 0 | 0 | 0 | 0 | 0 | 0 | 0 | 48.9 | 0 | 2.6978 | 58.056 | 0 | 1.4211e-14 | 0
6945 | 90.2453 | 0 | 90.2453 | 42.9 | 2 | 0 | 4 | 12.5792 | 36.8967 | 12.5792 | 36.8967 | 0 | 0 | 8.1306 | 0 | 0 | 0 | 8.1306 | 0 | 7.3175 | 48.9 | 0 | 2.7074 | 60.8093 | 0 | 0 | 0
6946 | 91.1496 | 0 | 91.1496 | 42.9 | 2 | 0 | 4 | 12.6545 | 42.7679 | 12.6545 | 42.7679 | 0 | 0 | 12 | 0 | 1.1727 | 0 | 13.1727 | 0 | 19.1987 | 48.9 | 0 | 2.7345 | 60.2269 | 0 | 0 | 0
6947 | 88.5789 | 0 | 88.5789 | 42.9 | 2 | 1.4211e-14 | 4 | 11.9536 | 49.9584 | 11.9086 | 49.7703 | 0.045001 | 0.18807 | 12 | 0 | 10 | 0 | 22 | 0 | 39.2183 | 48.9 | 0 | 2.6574 | 59.1803 | 0 | 1.4211e-14 | 0
6948 | 87.163 | 0 | 87.163 | 42.9 | 2 | 0 | 4 | 11.8157 | 48.6403 | 11.778 | 48.485 | 0.03773 | 0.15532 | 12 | 0 | 10 | 0 | 22 | 0 | 59.2378 | 48.9 | 0 | 2.6149 | 59.1849 | 0 | 1.4211e-14 | 0
6949 | 86.0426 | 0 | 86.0426 | 42.9 | 2 | 0 | 4 | 12.091 | 51.131 | 8.9629 | 37.9028 | 3.1281 | 13.2282 | 9.2028 | 0 | 0.52034 | 0 | 9.7231 | 0 | 68 | 48.9 | 0 | 2.5813 | 58.736 | 0 | 1.5987e-14 | 0
6950 | 84.3781 | 0 | 84.3781 | 42.9 | 2 | 0 | 4 | 11.9362 | 47.8926 | 7.0781 | 28.4 | 4.8581 | 19.4926 | 0 | 0 | 0 | 0 | 0 | 0 | 68 | 48.9 | 0 | 2.5313 | 80.9357 | 0 | 0 | 0
6951 | 87.5564 | 0 | 87.5564 | 42.9 | 2 | 7.1054e-15 | 4 | 13.5015 | 33.9766 | 10.9929 | 27.6636 | 2.5087 | 6.3131 | 0 | 0 | 0 | 0 | 0 | 0 | 68 | 48.9 | 0 | 2.6267 | 82.7295 | 0 | 0 | 0
6952 | 89.2447 | 0 | 89.2447 | 42.9 | 2 | 5.1661 | 4 | 12.2591 | 22.9195 | 12.2591 | 22.9195 | 0 | 0 | 0 | 0 | 0 | 0 | 0 | 0 | 68 | 48.9 | 0 | 2.6773 | 79.1791 | 0 | 0 | 0
6953 | 94.1198 | 0 | 94.1198 | 46.5776 | 2 | 7.8897 | 10 | 12.8665 | 12.9505 | 12.8665 | 12.9505 | 0 | 0 | 0 | 0 | 0 | 1.8355 | 0 | 1.8355 | 66.0091 | 58.5776 | 0 | 2.8236 | 66.5869 | 0 | 0 | 0
6954 | 99.2931 | 0 | 99.2931 | 44.3951 | 2 | 10.1637 | 10 | 11.3037 | 6.0979e-15 | 11.3037 | 6.0979e-15 | 0 | 0 | 0 | 11.4305 | 0 | 10 | 0 | 21.4305 | 42.462 | 56.3951 | 0 | 2.9788 | 49.1743 | 0 | 0 | 0
6955 | 103.6148 | 0 | 103.6148 | 49.6474 | 2 | 10.4804 | 10 | 12.8833 | 0 | 12.8833 | 0 | 0 | 0 | 0 | 12 | 0 | 6.6036 | 0 | 18.6036 | 21.9661 | 61.6474 | 0 | 3.1084 | 43.3526 | 0 | 0 | 0
6956 | 112.3234 | 0 | 112.3234 | 55 | 10.73 | 11.4572 | 10 | 13.1363 | 0 | 13.1363 | 0 | 0 | 0 | 0 | 12 | 0 | 0 | 0 | 12 | 8.6327 | 75.73 | 0 | 3.3697 | 29.27 | 0 | 0 | 0
6957 | 105.1395 | 0 | 105.1395 | 55 | 6.6284 | 10.369 | 10 | 15.3725 | 0 | 15.3725 | 0 | 0 | 0 | 0 | 7.7695 | 0 | 0 | 0 | 7.7695 | 0 | 71.6284 | 0 | 3.1542 | 33.3716 | 0 | 0 | 0
6958 | 100.711 | 0 | 100.711 | 55 | 10.8205 | 9.9018 | 10 | 14.9886 | 0 | 14.9886 | 0 | 0 | 0 | 0 | 0 | 0 | 0 | 0 | 0 | 0 | 75.8205 | 0 | 3.0213 | 29.1795 | 0 | 0 | 0
6959 | 95.1513 | 0 | 95.1513 | 55 | 6.1112 | 9.2868 | 10 | 14.7533 | 0 | 14.7533 | 0 | 0 | 0 | 0 | 0 | 0 | 0 | 0 | 0 | 0 | 71.1112 | 0 | 2.8545 | 33.8888 | 0 | 0 | 0
6960 | 86.4715 | 0 | 86.4715 | 49.2345 | 2 | 7.997 | 10 | 17.24 | 0 | 17.24 | 0 | 0 | 0 | 0 | 0 | 0 | 0 | 0 | 0 | 0 | 61.2345 | 0 | 2.5941 | 43.7655 | 0 | 0 | 0
6961 | 87.4248 | 0 | 87.4248 | 50.379 | 2 | 8.1464 | 10 | 16.8994 | 0 | 16.8994 | 0 | 0 | 0 | 0 | 0 | 0 | 0 | 0 | 0 | 0 | 62.379 | 0 | 2.6227 | 42.621 | 0 | 0 | 0
6962 | 90.1604 | 0 | 90.1604 | 53.7871 | 2 | 8.5915 | 10 | 15.7818 | 0 | 15.7818 | 0 | 0 | 0 | 0 | 0 | 0 | 0 | 0 | 0 | 0 | 65.7871 | 0 | 2.7048 | 39.2129 | 0 | 0 | 0
6963 | 92.4679 | 0 | 92.4679 | 55 | 3.4154 | 8.9348 | 10 | 15.1177 | 0 | 15.1177 | 0 | 0 | 0 | 0 | 0 | 0 | 0 | 0 | 0 | 0 | 68.4154 | 0 | 2.774 | 36.5846 | 0 | 0 | 0
6964 | 88.5584 | 0 | 88.5584 | 51.0639 | 2 | 8.2359 | 10 | 17.2587 | 0 | 17.2587 | 0 | 0 | 0 | 0 | 0 | 0 | 0 | 0 | 0 | 0 | 63.0639 | 0 | 2.6568 | 41.9361 | 0 | 0 | 0
6965 | 91.6647 | 0 | 91.6647 | 55 | 3.2948 | 8.919 | 10 | 14.4508 | 0 | 14.4508 | 0 | 0 | 0 | 0 | 0 | 0 | 0 | 0 | 0 | 0 | 68.2948 | 0 | 2.7499 | 36.7052 | 0 | 0 | 0
6966 | 91.2228 | 0 | 91.2228 | 55 | 2.4682 | 8.8111 | 10 | 14.9436 | 0 | 14.9436 | 0 | 0 | 0 | 0 | 0 | 0 | 0 | 0 | 0 | 0 | 67.4682 | 0 | 2.7367 | 37.5318 | 0 | 0 | 0
6967 | 89.2045 | 0 | 89.2045 | 46.3227 | 2 | 7.6167 | 10 | 14.4609 | 8.8041 | 14.4609 | 8.8041 | 0 | 0 | 0 | 0 | 0 | 0 | 0 | 0 | 0 | 58.3227 | 0 | 2.6761 | 46.6773 | 0 | 0 | 0
6968 | 91.6894 | 0 | 91.6894 | 42.9 | 2 | 6.6771 | 6.2283 | 12.9293 | 20.9547 | 12.9293 | 20.9547 | 0 | 0 | 0 | 0 | 0 | 0 | 0 | 0 | 0 | 51.1283 | 0 | 2.7507 | 53.8717 | 0 | 0 | 0
6969 | 92.253 | 0 | 92.253 | 42.9 | 2 | 6.446 | 4.4585 | 11.8722 | 24.5762 | 11.8722 | 24.5762 | 0 | 0 | 0 | 0 | 0 | 0 | 0 | 0 | 0 | 49.3585 | 0 | 2.7676 | 55.6415 | 0 | 0 | 0
6970 | 90.2257 | 0 | 90.2257 | 42.9 | 2 | 0 | 4 | 12.7177 | 34.6505 | 12.7177 | 34.6505 | 0 | 0 | 6.0425 | 0 | 0 | 0 | 6.0425 | 0 | 5.4382 | 48.9 | 0 | 2.7068 | 61.0505 | 0 | 0 | 0
6971 | 90.753 | 0 | 90.753 | 42.9 | 2 | 7.1054e-15 | 4 | 11.9603 | 38.589 | 11.9603 | 38.589 | 0 | 0 | 8.6963 | 0 | 0 | 0 | 8.6963 | 0 | 13.2649 | 48.9 | 0 | 2.7226 | 60.744 | 0 | 0 | 0
6972 | 87.3361 | 0 | 87.3361 | 42.9 | 2 | 0 | 4 | 12.6423 | 39.061 | 12.6423 | 39.061 | 0 | 0 | 12 | 0 | 1.2672 | 0 | 13.2672 | 0 | 25.2332 | 48.9 | 0 | 2.6201 | 60.216 | 0 | 0 | 0
6973 | 87.7661 | 0 | 87.7661 | 42.9 | 2 | 0 | 4 | 11.7522 | 41.0858 | 11.7522 | 41.0858 | 0 | 0 | 12 | 0 | 1.9719 | 0 | 13.9719 | 0 | 37.8512 | 48.9 | 0 | 2.633 | 60.1346 | 0 | 0 | 0
6974 | 88.5595 | 0 | 88.5595 | 42.9 | 2 | 0 | 4 | 12.6337 | 34.0504 | 12.6337 | 34.0504 | 0 | 0 | 7.0247 | 0 | 0 | 0 | 7.0247 | 0 | 44.1734 | 48.9 | 0 | 2.6568 | 63.6903 | 0 | 0 | 0
6975 | 86.1871 | 0 | 86.1871 | 42.9 | 2 | 7.1054e-15 | 4 | 14.2995 | 28.1997 | 14.2995 | 28.1997 | 0 | 0 | 5.2122 | 0 | 0 | 0 | 5.2122 | 0 | 48.8644 | 48.9 | 0 | 2.5856 | 63.8997 | 0 | 0 | 0
6976 | 91.8114 | 0 | 91.8114 | 42.9 | 2 | 6.7116 | 6.4923 | 14.5993 | 19.1082 | 14.5993 | 19.1082 | 0 | 0 | 0 | 0 | 0 | 0 | 0 | 0 | 48.8644 | 51.3923 | 0 | 2.7543 | 68.361 | 0 | 1.4211e-14 | 0
6977 | 95.3113 | 0 | 95.3113 | 45.7791 | 2 | 8.1435 | 10 | 13.7582 | 11.0531 | 13.7582 | 11.0531 | 0 | 0 | 0 | 1.8241 | 0 | 2.7533 | 0 | 4.5773 | 43.8513 | 57.7791 | 0 | 2.8593 | 57.3968 | 0 | 0 | 0
6978 | 101.5769 | 0 | 101.5769 | 53.1337 | 2 | 10.0733 | 10 | 14.3698 | 5.0807e-15 | 14.3698 | 5.0807e-15 | 0 | 0 | 0 | 12 | 0 | 4.0943e-16 | 0 | 12 | 30.5179 | 65.1337 | 0 | 3.0473 | 39.8663 | 0 | 0 | 0
6979 | 103.3706 | 0 | 103.3706 | 54.7784 | 2 | 10.2881 | 10 | 14.3041 | 0 | 14.3041 | 0 | 0 | 0 | 0 | 12 | 0 | 0 | 0 | 12 | 17.1846 | 66.7784 | 0 | 3.1011 | 38.2216 | 0 | 0 | 0
6980 | 111.5728 | 0 | 111.5728 | 55 | 7.9053 | 11.0883 | 10 | 15.5793 | 0 | 15.5793 | 0 | 0 | 0 | 0 | 12 | 0 | 0 | 0 | 12 | 3.8513 | 72.9053 | 0 | 3.3472 | 32.0947 | 0 | 0 | -1.4211e-14
6981 | 106.5743 | 0 | 106.5743 | 55 | 12.4683 | 10.5697 | 10 | 15.0702 | 0 | 15.0702 | 0 | 0 | 0 | 0 | 3.4661 | 0 | 0 | 0 | 3.4661 | 0 | 77.4683 | 0 | 3.1972 | 27.5317 | 0 | 0 | 0
6982 | 100.7435 | 0 | 100.7435 | 55 | 10.5132 | 9.8617 | 10 | 15.3685 | 0 | 15.3685 | 0 | 0 | 0 | 0 | 0 | 0 | 0 | 0 | 0 | 0 | 75.5132 | 0 | 3.0223 | 29.4868 | 0 | 0 | 0
6983 | 96.4292 | 0 | 96.4292 | 55 | 5.4302 | 9.1979 | 10 | 16.8011 | 0 | 16.8011 | 0 | 0 | 0 | 0 | 0 | 0 | 0 | 0 | 0 | 0 | 70.4302 | 0 | 2.8929 | 34.5698 | 0 | 0 | 0
6984 | 87.2799 | 0 | 87.2799 | 54.6478 | 2 | 8.7039 | 10 | 11.9282 | 0 | 11.9282 | 0 | 0 | 0 | 0 | 0 | 0 | 0 | 0 | 0 | 0 | 66.6478 | 0 | 2.6184 | 38.3522 | 0 | 0 | 0
6985 | 87.7402 | 0 | 87.7402 | 53.4138 | 2 | 8.5428 | 10 | 13.7836 | 0 | 13.7836 | 0 | 0 | 0 | 0 | 0 | 0 | 0 | 0 | 0 | 0 | 65.4138 | 0 | 2.6322 | 39.5862 | 0 | 0 | 0
6986 | 87.7499 | 0 | 87.7499 | 54.3928 | 2 | 8.6706 | 10 | 12.6865 | 0 | 12.6865 | 0 | 0 | 0 | 0 | 0 | 0 | 0 | 0 | 0 | 0 | 66.3928 | 0 | 2.6325 | 38.6072 | 0 | 0 | 0
6987 | 89.9352 | 0 | 89.9352 | 55 | 4.4898 | 9.0751 | 10 | 11.3703 | 0 | 11.3703 | 0 | 0 | 0 | 0 | 0 | 0 | 0 | 0 | 0 | 0 | 69.4898 | 0 | 2.6981 | 35.5102 | 0 | 0 | 0
6988 | 87.735 | 0 | 87.735 | 55 | 3.2697 | 8.9157 | 10 | 10.5496 | 0 | 10.5496 | 0 | 0 | 0 | 0 | 0 | 0 | 0 | 0 | 0 | 0 | 68.2697 | 0 | 2.6321 | 36.7303 | 0 | 0 | 0
6989 | 90.5421 | 0 | 90.5421 | 55 | 5.3747 | 9.1906 | 10 | 10.9768 | 0 | 10.9768 | 0 | 0 | 0 | 0 | 0 | 0 | 0 | 0 | 0 | 0 | 70.3747 | 0 | 2.7163 | 34.6253 | 0 | 0 | 0
6990 | 89.4619 | 0 | 89.4619 | 55 | 3.4998 | 8.9458 | 10 | 12.0162 | 0 | 12.0162 | 0 | 0 | 0 | 0 | 0 | 0 | 0 | 0 | 0 | 0 | 68.4998 | 0 | 2.6839 | 36.5002 | 0 | 0 | 0
6991 | 91.3613 | 0 | 91.3613 | 47.4991 | 2 | 7.7703 | 10 | 11.4327 | 12.6592 | 11.4327 | 12.6592 | 0 | 0 | 0 | 0 | 0 | 0 | 0 | 0 | 0 | 59.4991 | 0 | 2.7408 | 45.5009 | 0 | 0 | 0
6992 | 88.1683 | 0 | 88.1683 | 42.9 | 2 | 4.3307 | 4 | 11.1466 | 23.791 | 11.1466 | 23.791 | 0 | 0 | 0 | 0 | 0 | 0 | 0 | 0 | 0 | 48.9 | 0 | 2.645 | 57.918 | 0 | 0 | -1.4211e-14
6993 | 87.6637 | 0 | 87.6637 | 42.9 | 2 | 0.21784 | 4 | 9.4542 | 29.0917 | 9.4542 | 29.0917 | 0 | 0 | 0 | 0 | 0 | 0 | 0 | 0 | 0 | 48.9 | 0 | 2.6299 | 61.5558 | 0 | 0 | 0
6994 | 88.3819 | 0 | 88.3819 | 42.9 | 2 | 7.1054e-15 | 4 | 8.1353 | 39.681 | 8.1353 | 39.681 | 0 | 0 | 8.3343 | 0 | 0 | 0 | 8.3343 | 0 | 7.5009 | 48.9 | 0 | 2.6515 | 60.7858 | 0 | 1.4211e-14 | 0
6995 | 88.7622 | 0 | 88.7622 | 42.9 | 2 | 1.4211e-14 | 4 | 8.9211 | 47.6128 | 8.9211 | 47.6128 | 0 | 0 | 12 | 0 | 4.6717 | 0 | 16.6717 | 0 | 22.6079 | 48.9 | 0 | 2.6629 | 59.8227 | 0 | 0 | 0
6996 | 87.6812 | 0 | 87.6812 | 42.9 | 2 | 0 | 4 | 10.5592 | 48.8763 | 10.5592 | 48.8763 | 0 | 0 | 12 | 0 | 8.6544 | 0 | 20.6544 | 0 | 41.3869 | 48.9 | 0 | 2.6304 | 59.3627 | 0 | 0 | 0
6997 | 87.6517 | 0 | 87.6517 | 42.9 | 2 | 0 | 4 | 9.1522 | 45.5385 | 9.1522 | 45.5385 | 0 | 0 | 12 | 0 | 3.9391 | 0 | 15.9391 | 0 | 55.8185 | 48.9 | 0 | 2.6295 | 59.9073 | 0 | 0 | 0
6998 | 84.8611 | 0 | 84.8611 | 42.9 | 2 | 0 | 4 | 10.6967 | 35.3541 | 10.6967 | 35.3541 | 0 | 0 | 8.999 | 0 | 1.0906 | 0 | 10.0897 | 0 | 64.9232 | 48.9 | 0 | 2.5458 | 60.583 | 0 | 0 | 0
6999 | 86.2397 | 0 | 86.2397 | 42.9 | 2 | 0.29485 | 4 | 9.442 | 27.6028 | 9.442 | 27.6028 | 0 | 0 | 0 | 0 | 0 | 0 | 0 | 0 | 64.9232 | 48.9 | 0 | 2.5872 | 83.4877 | 0 | 0 | 0
7000 | 89.8027 | 0 | 89.8027 | 42.9 | 2 | 5.2121 | 4 | 11.2664 | 24.4242 | 11.2664 | 24.4242 | 0 | 0 | 0 | 0 | 0 | 0 | 0 | 0 | 64.9232 | 48.9 | 0 | 2.6941 | 79.1384 | 0 | 0 | -1.4211e-14
7001 | 93.3902 | 0 | 93.3902 | 46.2061 | 2 | 8.3522 | 10 | 9.63 | 11.4536 | 9.63 | 11.4536 | 0 | 0 | 0 | 0 | 0 | 5.7484 | 0 | 5.7484 | 58.6882 | 58.2061 | 0 | 2.8017 | 63.0455 | 0 | 0 | -1.4211e-14
7002 | 98.4951 | 0 | 98.4951 | 44.2446 | 2 | 10.1601 | 10 | 10.5366 | 5.7559e-15 | 10.5366 | 5.7559e-15 | 0 | 0 | 0 | 11.6997 | 0 | 9.854 | 0 | 21.5538 | 35.0003 | 56.2446 | 0 | 2.9549 | 49.0557 | 0 | 0 | 0
7003 | 104.8603 | 0 | 104.8603 | 55 | 6.075 | 10.8492 | 10 | 10.936 | 0 | 10.936 | 0 | 0 | 0 | 0 | 12 | 0 | 0 | 0 | 12 | 21.667 | 71.075 | 0 | 3.1458 | 33.925 | 0 | 0 | 0
7004 | 109.1794 | 0 | 109.1794 | 55 | 8.8211 | 11.2079 | 10 | 12.1505 | 0 | 12.1505 | 0 | 0 | 0 | 0 | 12 | 0 | 0 | 0 | 12 | 8.3336 | 73.8211 | 0 | 3.2754 | 31.1789 | 0 | 0 | 0
7005 | 107.0052 | 0 | 107.0052 | 55 | 11.4391 | 10.9621 | 10 | 12.1037 | 0 | 12.1037 | 0 | 0 | 0 | 0 | 7.5003 | 0 | 0 | 0 | 7.5003 | 0 | 76.4391 | 0 | 3.2102 | 28.5609 | 0 | 0 | 0
7006 | 100.8624 | 0 | 100.8624 | 55 | 13.3321 | 10.2298 | 10 | 12.3004 | 0 | 12.3004 | 0 | 0 | 0 | 0 | 0 | 0 | 0 | 0 | 0 | 0 | 78.3321 | 0 | 3.0259 | 26.6679 | 0 | 0 | 0
7007 | 94.8875 | 0 | 94.8875 | 55 | 8.225 | 9.5629 | 10 | 12.0996 | 0 | 12.0996 | 0 | 0 | 0 | 0 | 0 | 0 | 0 | 0 | 0 | 0 | 73.225 | 0 | 2.8466 | 31.775 | 0 | 0 | 0
7008 | 85.8978 | 0 | 85.8978 | 51.7556 | 2 | 8.3262 | 10 | 13.816 | 0 | 13.816 | 0 | 0 | 0 | 0 | 0 | 0 | 0 | 0 | 0 | 0 | 63.7556 | 0 | 2.5769 | 41.2444 | 0 | 0 | 0
7009 | 86.4684 | 0 | 86.4684 | 52.3752 | 2 | 8.4071 | 10 | 13.6861 | 0 | 13.6861 | 0 | 0 | 0 | 0 | 0 | 0 | 0 | 0 | 0 | 0 | 64.3752 | 0 | 2.5941 | 40.6248 | 0 | 0 | 0
7010 | 88.2821 | 0 | 88.2821 | 55 | 2.2831 | 8.7869 | 10 | 12.2121 | 0 | 12.2121 | 0 | 0 | 0 | 0 | 0 | 0 | 0 | 0 | 0 | 0 | 67.2831 | 0 | 2.6485 | 37.7169 | 0 | 0 | 0
7011 | 88.4127 | 0 | 88.4127 | 53.7113 | 2 | 8.5816 | 10 | 14.1198 | 0 | 14.1198 | 0 | 0 | 0 | 0 | 0 | 0 | 0 | 0 | 0 | 0 | 65.7113 | 0 | 2.6524 | 39.2887 | 0 | 0 | 0
7012 | 89.5265 | 0 | 89.5265 | 55 | 2.3284 | 8.7928 | 10 | 13.4053 | 0 | 13.4053 | 0 | 0 | 0 | 0 | 0 | 0 | 0 | 0 | 0 | 0 | 67.3284 | 0 | 2.6858 | 37.6716 | 0 | 0 | 0
7013 | 89.4117 | 0 | 89.4117 | 54.7204 | 2 | 8.7134 | 10 | 13.9779 | 0 | 13.9779 | 0 | 0 | 0 | 0 | 0 | 0 | 0 | 0 | 0 | 0 | 66.7204 | 0 | 2.6823 | 38.2796 | 0 | 0 | 0
7014 | 91.0323 | 0 | 91.0323 | 55 | 4.347 | 9.0564 | 10 | 12.6289 | 0 | 12.6289 | 0 | 0 | 0 | 0 | 0 | 0 | 0 | 0 | 0 | 0 | 69.347 | 0 | 2.731 | 35.653 | 0 | 0 | 0
7015 | 91.4064 | 0 | 91.4064 | 48.2453 | 2 | 7.8678 | 10 | 11.8488 | 11.4445 | 11.8488 | 11.4445 | 0 | 0 | 0 | 0 | 0 | 0 | 0 | 0 | 0 | 60.2453 | 0 | 2.7422 | 44.7547 | 0 | 0 | 0
7016 | 90.6949 | 0 | 90.6949 | 42.9 | 2 | 6.7081 | 6.4656 | 10.6523 | 21.9688 | 10.6523 | 21.9688 | 0 | 0 | 0 | 0 | 0 | 0 | 0 | 0 | 0 | 51.3656 | 0 | 2.7208 | 53.6344 | 0 | 0 | 0
7017 | 90.5343 | 0 | 90.5343 | 42.9 | 2 | 0 | 4 | 12.4511 | 29.5577 | 12.4511 | 29.5577 | 0 | 0 | 0.37444 | 0 | 0 | 0 | 0.37444 | 0 | 0.33699 | 48.9 | 0 | 2.716 | 61.7052 | 0 | 0 | 0
7018 | 88.7322 | 0 | 88.7322 | 42.9 | 2 | 0 | 4 | 11.9882 | 37.5172 | 11.9882 | 37.5172 | 0 | 0 | 9.6732 | 0 | 0 | 0 | 9.6732 | 0 | 9.0428 | 48.9 | 0 | 2.662 | 60.6311 | 0 | 0 | 0
7019 | 85.3245 | 0 | 85.3245 | 42.9 | 2 | 1.4211e-14 | 4 | 9.2956 | 39.0539 | 9.2956 | 39.0539 | 0 | 0 | 11.925 | 0 | 0 | 0 | 11.925 | 0 | 19.7753 | 48.9 | 0 | 2.5597 | 60.371 | 0 | 0 | 0
7020 | 85.2084 | 0 | 85.2084 | 42.9 | 2 | 0 | 4 | 10.2132 | 39.802 | 10.2132 | 39.802 | 0 | 0 | 12 | 0 | 1.7068 | 0 | 13.7068 | 0 | 32.1489 | 48.9 | 0 | 2.5563 | 60.1652 | 0 | 0 | 0
7021 | 87.1319 | 0 | 87.1319 | 42.9 | 2 | 1.4211e-14 | 4 | 9.1537 | 43.7549 | 9.1537 | 43.7549 | 0 | 0 | 12 | 0 | 2.6767 | 0 | 14.6767 | 0 | 45.4167 | 48.9 | 0 | 2.614 | 60.0531 | 0 | 0 | 0
7022 | 83.2437 | 0 | 83.2437 | 42.9 | 2 | 0 | 4 | 10.7949 | 37.0457 | 10.7949 | 37.0457 | 0 | 0 | 7.3608 | 0 | 6.1361 | 0 | 13.4969 | 0 | 57.6986 | 48.9 | 0 | 2.4973 | 60.1894 | 0 | 0 | 0
7023 | 85.7473 | 0 | 85.7473 | 42.9 | 2 | 0 | 4 | 10.8853 | 32.7893 | 10.8853 | 32.7893 | 0 | 0 | 0 | 0 | 6.8273 | 0 | 6.8273 | 0 | 63.9931 | 48.9 | 0 | 2.5724 | 72.9598 | 0 | 0 | 0
7024 | 89.2308 | 0 | 89.2308 | 42.9 | 2 | 6.5768 | 5.4598 | 9.7494 | 22.5447 | 9.7494 | 22.5447 | 0 | 0 | 0 | 0 | 0 | 0 | 0 | 0 | 63.9931 | 50.3598 | 0 | 2.6769 | 76.6402 | 0 | 0 | 0
7025 | 91.7632 | 0 | 91.7632 | 42.9665 | 2 | 7.9266 | 10 | 10.9459 | 12.1946 | 10.9459 | 12.1946 | 0 | 0 | 0 | 0 | 0 | 5.7296 | 0 | 5.7296 | 57.7785 | 54.9665 | 0 | 2.7529 | 66.304 | 0 | 0 | -1.4211e-14
7026 | 95.8138 | 0 | 95.8138 | 42.9 | 2 | 9.8144 | 9.2355 | 10.8485 | 5.4016e-15 | 10.8485 | 5.4016e-15 | 0 | 0 | 0 | 12 | 0 | 9.0153 | 0 | 21.0153 | 34.6667 | 54.1355 | 0 | 2.8744 | 50.8645 | 0 | 1.4211e-14 | 0
7027 | 103.3511 | 0 | 103.3511 | 55 | 2.0602 | 10.3249 | 10 | 13.966 | 0 | 13.966 | 0 | 0 | 0 | 0 | 12 | 0 | 0 | 0 | 12 | 21.3333 | 67.0602 | 0 | 3.1005 | 37.9398 | 0 | 0 | 0
7028 | 108.0642 | 0 | 108.0642 | 55 | 6.2248 | 10.8688 | 10 | 13.9706 | 0 | 13.9706 | 0 | 0 | 0 | 0 | 12 | 0 | 0 | 0 | 12 | 8 | 71.2248 | 0 | 3.2419 | 33.7752 | 0 | 0 | 0
7029 | 103.2905 | 0 | 103.2905 | 55 | 7.7665 | 10.4433 | 10 | 12.8808 | 0 | 12.8808 | 0 | 0 | 0 | 0 | 7.2 | 0 | 0 | 0 | 7.2 | 0 | 72.7665 | 0 | 3.0987 | 32.2335 | 0 | 0 | 0
7030 | 99.0752 | 0 | 99.0752 | 55 | 10.5625 | 9.8681 | 10 | 13.6446 | 0 | 13.6446 | 0 | 0 | 0 | 0 | 0 | 0 | 0 | 0 | 0 | 0 | 75.5625 | 0 | 2.9723 | 29.4375 | 0 | 0 | 0
7031 | 97.2714 | 0 | 97.2714 | 55 | 8.5667 | 9.6075 | 10 | 14.0971 | 0 | 14.0971 | 0 | 0 | 0 | 0 | 0 | 0 | 0 | 0 | 0 | 0 | 73.5667 | 0 | 2.9181 | 31.4333 | 0 | 0 | 0
7032 | 85.6434 | 0 | 85.6434 | 50.6258 | 2 | 8.1787 | 10 | 14.8389 | 0 | 14.8389 | 0 | 0 | 0 | 0 | 0 | 0 | 0 | 0 | 0 | 0 | 62.6258 | 0 | 2.5693 | 42.3742 | 0 | 0 | 0
7033 | 84.7432 | 0 | 84.7432 | 51.7257 | 2 | 8.3223 | 10 | 12.6951 | 0 | 12.6951 | 0 | 0 | 0 | 0 | 0 | 0 | 0 | 0 | 0 | 0 | 63.7257 | 0 | 2.5423 | 41.2743 | 0 | 0 | 0
7034 | 83.7074 | 0 | 83.7074 | 49.0312 | 2 | 7.9704 | 10 | 14.7058 | 0 | 14.7058 | 0 | 0 | 0 | 0 | 0 | 0 | 0 | 0 | 0 | 0 | 61.0312 | 0 | 2.5112 | 43.9688 | 0 | 0 | 0
7035 | 87.8859 | 0 | 87.8859 | 52.5296 | 2 | 8.4273 | 10 | 14.929 | 0 | 14.929 | 0 | 0 | 0 | 0 | 0 | 0 | 0 | 0 | 0 | 0 | 64.5296 | 0 | 2.6366 | 40.4704 | 0 | 0 | 0
7036 | 85.4817 | 0 | 85.4817 | 52.3705 | 2 | 8.4065 | 10 | 12.7048 | 0 | 12.7048 | 0 | 0 | 0 | 0 | 0 | 0 | 0 | 0 | 0 | 0 | 64.3705 | 0 | 2.5645 | 40.6295 | 0 | 0 | 0
7037 | 85.2318 | 0 | 85.2318 | 51.8424 | 2 | 8.3376 | 10 | 13.0518 | 0 | 13.0518 | 0 | 0 | 0 | 0 | 0 | 0 | 0 | 0 | 0 | 0 | 63.8424 | 0 | 2.557 | 41.1576 | 0 | 0 | 0
7038 | 89.2394 | 0 | 89.2394 | 55 | 2.4675 | 8.811 | 10 | 12.9609 | 0 | 12.9609 | 0 | 0 | 0 | 0 | 0 | 0 | 0 | 0 | 0 | 0 | 67.4675 | 0 | 2.6772 | 37.5325 | 0 | 0 | 0
7039 | 86.3489 | 0 | 86.3489 | 42.9 | 2 | 7.1003 | 9.4689 | 13.9235 | 10.9561 | 13.9235 | 10.9561 | 0 | 0 | 0 | 0 | 0 | 0 | 0 | 0 | 0 | 54.3689 | 0 | 2.5905 | 50.6311 | 0 | 0 | 0
7040 | 85.8586 | 0 | 85.8586 | 42.9 | 2 | 2.9682 | 4 | 12.6225 | 21.3679 | 12.6225 | 21.3679 | 0 | 0 | 0 | 0 | 0 | 0 | 0 | 0 | 0 | 48.9 | 0 | 2.5758 | 59.1231 | 0 | 0 | 0
7041 | 84.2202 | 0 | 84.2202 | 42.9 | 2 | 0 | 4 | 12.5085 | 30.3025 | 12.5085 | 30.3025 | 0 | 0 | 7.4908 | 0 | 0 | 0 | 7.4908 | 0 | 6.7417 | 48.9 | 0 | 2.5266 | 60.8832 | 0 | 0 | 0
7042 | 86.3578 | 0 | 86.3578 | 42.9 | 2 | 0 | 4 | 10.5475 | 34.5057 | 10.5475 | 34.5057 | 0 | 0 | 7.5954 | 0 | 0 | 0 | 7.5954 | 0 | 13.5776 | 48.9 | 0 | 2.5907 | 60.8711 | 0 | 0 | 0
7043 | 83.3951 | 0 | 83.3951 | 42.9 | 2 | 0 | 4 | 11.4928 | 41.3159 | 11.4928 | 41.3159 | 0 | 0 | 12 | 0 | 6.3136 | 0 | 18.3136 | 0 | 30.1985 | 48.9 | 0 | 2.5019 | 59.6331 | 0 | 0 | 0
7044 | 84.0279 | 0 | 84.0279 | 42.9 | 2 | 0 | 4 | 9.5741 | 44.0766 | 9.5741 | 44.0766 | 0 | 0 | 12 | 0 | 6.5228 | 0 | 18.5228 | 0 | 47.0122 | 48.9 | 0 | 2.5208 | 59.6089 | 0 | 0 | 0
7045 | 82.548 | 0 | 82.548 | 42.9 | 2 | 0 | 4 | 11.5117 | 44.4357 | 11.2149 | 43.2898 | 0.29686 | 1.1459 | 12 | 0 | 8.8567 | 0 | 20.8567 | 0 | 65.9776 | 48.9 | 0 | 2.4764 | 59.1727 | 0 | 3.5527e-15 | 0
7046 | 81.4543 | 0 | 81.4543 | 42.9 | 2 | 7.1054e-15 | 4 | 12.521 | 38.3748 | 8.5616 | 26.2398 | 3.9595 | 12.1351 | 2.2471 | 0 | 0 | 0 | 2.2471 | 0 | 68 | 48.9 | 0 | 2.4436 | 69.6298 | 0 | 1.7764e-15 | 0
7047 | 83.0167 | 0 | 83.0167 | 42.9 | 2 | 0 | 4 | 12.065 | 30.0533 | 9.7729 | 24.3439 | 2.2921 | 5.7095 | 0 | 0 | 0 | 0 | 0 | 0 | 68 | 48.9 | 0 | 2.4905 | 82.8242 | 0 | 0 | 0
7048 | 88.3493 | 0 | 88.3493 | 42.9 | 2 | 3.3345 | 4 | 13.1485 | 22.9663 | 13.1485 | 22.9663 | 0 | 0 | 0 | 0 | 0 | 0 | 0 | 0 | 68 | 48.9 | 0 | 2.6505 | 80.7991 | 0 | 0 | 0
7049 | 92.9592 | 0 | 92.9592 | 42.9 | 2 | 8.1136 | 8.5595 | 12.407 | 10.3113 | 12.407 | 10.3113 | 0 | 0 | 0 | 0 | 0 | 8.6678 | 0 | 8.6678 | 58.5985 | 53.4595 | 0 | 2.7888 | 64.8727 | 0 | 0 | -1.4211e-14
7050 | 95.683 | 0 | 95.683 | 42.9 | 2 | 9.6972 | 7.5823 | 11.7321 | 5.4562e-15 | 11.7321 | 5.4562e-15 | 0 | 0 | 0 | 12 | 0 | 9.7713 | 0 | 21.7713 | 34.6667 | 52.4823 | 0 | 2.8705 | 52.5177 | 0 | 0 | 0
7051 | 102.436 | 0 | 102.436 | 54.9992 | 2 | 10.317 | 10 | 13.1198 | 0 | 13.1198 | 0 | 0 | 0 | 0 | 12 | 0 | 0 | 0 | 12 | 21.3333 | 66.9992 | 0 | 3.0731 | 38.0008 | 0 | 0 | 0
7052 | 105.4575 | 0 | 105.4575 | 55 | 2.9985 | 10.4475 | 10 | 15.0115 | 0 | 15.0115 | 0 | 0 | 0 | 0 | 12 | 0 | 0 | 0 | 12 | 8 | 67.9985 | 0 | 3.1637 | 37.0015 | 0 | 0 | 0
7053 | 101.0624 | 0 | 101.0624 | 55 | 4.6617 | 10.0378 | 10 | 14.1628 | 0 | 14.1628 | 0 | 0 | 0 | 0 | 7.2 | 0 | 0 | 0 | 7.2 | 0 | 69.6617 | 0 | 3.0319 | 35.3383 | 0 | 0 | 0
7054 | 94.9642 | 0 | 94.9642 | 55 | 6.4341 | 9.329 | 10 | 14.2011 | 0 | 14.2011 | 0 | 0 | 0 | 0 | 0 | 0 | 0 | 0 | 0 | 0 | 71.4341 | 0 | 2.8489 | 33.5659 | 0 | 0 | 0
7055 | 95.0471 | 0 | 95.0471 | 55 | 5.1386 | 9.1598 | 10 | 15.7487 | 0 | 15.7487 | 0 | 0 | 0 | 0 | 0 | 0 | 0 | 0 | 0 | 0 | 70.1386 | 0 | 2.8514 | 34.8614 | 0 | 0 | 0
7056 | 87.8196 | 0 | 87.8196 | 52.3939 | 2 | 8.4096 | 10 | 15.0162 | 0 | 15.0162 | 0 | 0 | 0 | 0 | 0 | 0 | 0 | 0 | 0 | 0 | 64.3939 | 0 | 2.6346 | 40.6061 | 0 | 0 | 0
7057 | 89.5848 | 0 | 89.5848 | 53.839 | 2 | 8.5983 | 10 | 15.1476 | 0 | 15.1476 | 0 | 0 | 0 | 0 | 0 | 0 | 0 | 0 | 0 | 0 | 65.839 | 0 | 2.6875 | 39.161 | 0 | 0 | 0
7058 | 87.0107 | 0 | 87.0107 | 52.3769 | 2 | 8.4073 | 10 | 14.2265 | 0 | 14.2265 | 0 | 0 | 0 | 0 | 0 | 0 | 0 | 0 | 0 | 0 | 64.3769 | 0 | 2.6103 | 40.6231 | 0 | 0 | 0
7059 | 88.6832 | 0 | 88.6832 | 54.0137 | 2 | 8.6211 | 10 | 14.0484 | 0 | 14.0484 | 0 | 0 | 0 | 0 | 0 | 0 | 0 | 0 | 0 | 0 | 66.0137 | 0 | 2.6605 | 38.9863 | 0 | 0 | 0
7060 | 88.4434 | 0 | 88.4434 | 55 | 2.8773 | 8.8645 | 10 | 11.7015 | 0 | 11.7015 | 0 | 0 | 0 | 0 | 0 | 0 | 0 | 0 | 0 | 0 | 67.8773 | 0 | 2.6533 | 37.1227 | 0 | 0 | -1.4211e-14
7061 | 87.7577 | 0 | 87.7577 | 55 | 2.1722 | 8.7724 | 10 | 11.813 | 0 | 11.813 | 0 | 0 | 0 | 0 | 0 | 0 | 0 | 0 | 0 | 0 | 67.1722 | 0 | 2.6327 | 37.8278 | 0 | 0 | 0
7062 | 89.813 | 0 | 89.813 | 55 | 5.4312 | 9.198 | 10 | 10.1838 | 0 | 10.1838 | 0 | 0 | 0 | 0 | 0 | 0 | 0 | 0 | 0 | 0 | 70.4312 | 0 | 2.6944 | 34.5688 | 0 | 0 | 0
7063 | 91.4683 | 0 | 91.4683 | 44.7196 | 2 | 7.4073 | 10 | 12.3326 | 15.0088 | 12.3326 | 15.0088 | 0 | 0 | 0 | 0 | 0 | 0 | 0 | 0 | 0 | 56.7196 | 0 | 2.744 | 48.2804 | 0 | 0 | 0
7064 | 91.8711 | 0 | 91.8711 | 42.9 | 2 | 5.2526 | 4 | 10.5958 | 27.1227 | 10.5958 | 27.1227 | 0 | 0 | 0 | 0 | 0 | 0 | 0 | 0 | 0 | 48.9 | 0 | 2.7561 | 57.1026 | 0 | 0 | 0
7065 | 87.4087 | 0 | 87.4087 | 42.9 | 2 | 7.1054e-15 | 4 | 13.3005 | 35.3068 | 13.3005 | 35.3068 | 0 | 0 | 10.0986 | 0 | 0 | 0 | 10.0986 | 0 | 9.0887 | 48.9 | 0 | 2.6223 | 60.582 | 0 | 0 | 0
7066 | 86.2289 | 0 | 86.2289 | 42.9 | 2 | 0 | 4 | 13.2567 | 48.4929 | 12.737 | 46.5919 | 0.51969 | 1.901 | 12 | 0 | 10 | 0 | 22 | 0 | 29.1082 | 48.9 | 0 | 2.5869 | 58.9276 | 0 | 0 | -1.4211e-14
7067 | 89.0394 | 0 | 89.0394 | 42.9 | 2 | 0 | 4 | 10.3979 | 53.2635 | 10.1493 | 51.99 | 0.2486 | 1.2734 | 12 | 0 | 10 | 0 | 22 | 0 | 49.1278 | 48.9 | 0 | 2.6712 | 59.0314 | 0 | 0 | 0
7068 | 85.6603 | 0 | 85.6603 | 42.9 | 2 | 0 | 4 | 9.9113 | 55 | 7.7037 | 42.7497 | 2.2076 | 12.2503 | 12 | 0 | 1.693 | 0 | 13.693 | 0 | 61.4887 | 48.9 | 0 | 2.5698 | 58.4967 | 0 | 3.5527e-15 | 0
7069 | 85.4398 | 0 | 85.4398 | 42.9 | 2 | 7.1054e-15 | 4 | 9.1636 | 50.4348 | 6.7306 | 37.044 | 2.433 | 13.3908 | 7.2348 | 0 | 0 | 0 | 7.2348 | 0 | 68 | 48.9 | 0 | 2.5632 | 69.085 | 0 | 1.7764e-15 | 0
7070 | 84.5327 | 0 | 84.5327 | 42.9 | 2 | 7.1054e-15 | 4 | 11.3252 | 44.7414 | 7.1977 | 28.4351 | 4.1275 | 16.3063 | 0 | 0 | 0 | 0 | 0 | 0 | 68 | 48.9 | 0 | 2.536 | 81.3881 | 0 | 0 | 0
7071 | 84.9071 | 0 | 84.9071 | 42.9 | 2 | 0 | 4 | 11.3815 | 35.95 | 8.6584 | 27.3487 | 2.7231 | 8.6013 | 0 | 0 | 0 | 0 | 0 | 0 | 68 | 48.9 | 0 | 2.5472 | 82.4404 | 0 | 0 | 0
7072 | 89.1553 | 0 | 89.1553 | 42.9 | 2 | 1.3933 | 4 | 10.946 | 27.916 | 10.946 | 27.916 | 0 | 0 | 0 | 0 | 0 | 0 | 0 | 0 | 68 | 48.9 | 0 | 2.6747 | 82.5161 | 0 | 1.4211e-14 | 0
7073 | 92.6712 | 0 | 92.6712 | 44.5793 | 2 | 7.7158 | 10 | 11.5996 | 14.2742 | 11.5996 | 14.2742 | 0 | 0 | 0 | 0 | 0 | 2.5023 | 0 | 2.5023 | 65.2859 | 56.5793 | 0 | 2.7801 | 67.9185 | 0 | 0 | 0
7074 | 100.039 | 0 | 100.039 | 44.7807 | 2 | 10.2884 | 10 | 10.9699 | 5.6558e-15 | 10.9699 | 5.6558e-15 | 0 | 0 | 0 | 12 | 0 | 10 | 0 | 22 | 41.1061 | 56.7807 | 0 | 3.0012 | 48.2193 | 0 | 0 | 0
7075 | 103.2757 | 0 | 103.2757 | 50.65 | 2 | 10.5243 | 10 | 12.1646 | 0 | 12.1646 | 0 | 0 | 0 | 0 | 12 | 0 | 5.9368 | 0 | 17.9368 | 21.3333 | 62.65 | 0 | 3.0983 | 42.35 | 0 | 0 | 0
7076 | 107.2983 | 0 | 107.2983 | 55 | 5.188 | 10.7334 | 10 | 14.3769 | 0 | 14.3769 | 0 | 0 | 0 | 0 | 12 | 0 | 0 | 0 | 12 | 8 | 70.188 | 0 | 3.2189 | 34.812 | 0 | 0 | 0
7077 | 106.8028 | 0 | 106.8028 | 55 | 10.7721 | 10.8358 | 10 | 12.9949 | 0 | 12.9949 | 0 | 0 | 0 | 0 | 7.2 | 0 | 0 | 0 | 7.2 | 0 | 75.7721 | 0 | 3.2041 | 29.2279 | 0 | 2.8422e-14 | 0
7078 | 98.4409 | 0 | 98.4409 | 55 | 9.1352 | 9.6817 | 10 | 14.624 | 0 | 14.624 | 0 | 0 | 0 | 0 | 0 | 0 | 0 | 0 | 0 | 0 | 74.1352 | 0 | 2.9532 | 30.8648 | 0 | 0 | 0
7079 | 97.7953 | 0 | 97.7953 | 55 | 9.2398 | 9.6954 | 10 | 13.8601 | 0 | 13.8601 | 0 | 0 | 0 | 0 | 0 | 0 | 0 | 0 | 0 | 0 | 74.2398 | 0 | 2.9339 | 30.7602 | 0 | 0 | 0
7080 | 84.54 | 0 | 84.54 | 47.5642 | 2 | 7.7788 | 10 | 17.1969 | 0 | 17.1969 | 0 | 0 | 0 | 0 | 0 | 0 | 0 | 0 | 0 | 0 | 59.5642 | 0 | 2.5362 | 45.4358 | 0 | 0 | 0
7081 | 83.5794 | 0 | 83.5794 | 48.8314 | 2 | 7.9443 | 10 | 14.8037 | 0 | 14.8037 | 0 | 0 | 0 | 0 | 0 | 0 | 0 | 0 | 0 | 0 | 60.8314 | 0 | 2.5074 | 44.1686 | 0 | 0 | 0
7082 | 84.5035 | 0 | 84.5035 | 50.8708 | 2 | 8.2107 | 10 | 13.4221 | 0 | 13.4221 | 0 | 0 | 0 | 0 | 0 | 0 | 0 | 0 | 0 | 0 | 62.8708 | 0 | 2.5351 | 42.1292 | 0 | 0 | 0
7083 | 87.9405 | 0 | 87.9405 | 50.7648 | 2 | 8.1968 | 10 | 16.9788 | 0 | 16.9788 | 0 | 0 | 0 | 0 | 0 | 0 | 0 | 0 | 0 | 0 | 62.7648 | 0 | 2.6382 | 42.2352 | 0 | 0 | 0
7084 | 87.5853 | 0 | 87.5853 | 53.2931 | 2 | 8.527 | 10 | 13.7653 | 0 | 13.7653 | 0 | 0 | 0 | 0 | 0 | 0 | 0 | 0 | 0 | 0 | 65.2931 | 0 | 2.6276 | 39.7069 | 0 | 0 | 0
7085 | 86.5578 | 0 | 86.5578 | 51.2578 | 2 | 8.2612 | 10 | 15.0387 | 0 | 15.0387 | 0 | 0 | 0 | 0 | 0 | 0 | 0 | 0 | 0 | 0 | 63.2578 | 0 | 2.5967 | 41.7422 | 0 | 0 | 0
7086 | 88.9183 | 0 | 88.9183 | 54.5803 | 2 | 8.6951 | 10 | 13.6429 | 0 | 13.6429 | 0 | 0 | 0 | 0 | 0 | 0 | 0 | 0 | 0 | 0 | 66.5803 | 0 | 2.6676 | 38.4197 | 0 | 0 | 0
7087 | 88.2776 | 0 | 88.2776 | 44.0151 | 2 | 7.3153 | 10 | 14.0323 | 10.9149 | 14.0323 | 10.9149 | 0 | 0 | 0 | 0 | 0 | 0 | 0 | 0 | 0 | 56.0151 | 0 | 2.6483 | 48.9849 | 0 | 0 | 0
7088 | 86.4979 | 0 | 86.4979 | 42.9 | 2 | 4.2156 | 4 | 12.9258 | 20.4565 | 12.9258 | 20.4565 | 0 | 0 | 0 | 0 | 0 | 0 | 0 | 0 | 0 | 48.9 | 0 | 2.5949 | 58.0198 | 0 | 1.4211e-14 | 0
7089 | 89.1012 | 0 | 89.1012 | 42.9 | 2 | 7.1054e-15 | 4 | 12.9773 | 30.3427 | 12.9773 | 30.3427 | 0 | 0 | 3.1189 | 0 | 0 | 0 | 3.1189 | 0 | 2.807 | 48.9 | 0 | 2.673 | 61.3882 | 0 | 0 | 0
7090 | 87.6106 | 0 | 87.6106 | 42.9 | 2 | 0 | 4 | 11.7651 | 32.4435 | 11.7651 | 32.4435 | 0 | 0 | 5.498 | 0 | 0 | 0 | 5.498 | 0 | 7.7552 | 48.9 | 0 | 2.6283 | 61.1134 | 0 | 0 | 0
7091 | 86.4855 | 0 | 86.4855 | 42.9 | 2 | 0 | 4 | 12.0783 | 42.2735 | 12.0783 | 42.2735 | 0 | 0 | 12 | 0 | 4.7663 | 0 | 16.7663 | 0 | 22.9495 | 48.9 | 0 | 2.5946 | 59.8118 | 0 | 0 | 0
7092 | 83.0359 | 0 | 83.0359 | 42.9 | 2 | 7.1054e-15 | 4 | 10.8256 | 40.4513 | 10.8256 | 40.4513 | 0 | 0 | 12 | 0 | 5.141 | 0 | 17.141 | 0 | 38.4893 | 48.9 | 0 | 2.4911 | 59.7685 | 0 | 1.4211e-14 | 0
7093 | 84.4157 | 0 | 84.4157 | 42.9 | 2 | 0 | 4 | 11.8499 | 39.0218 | 11.8499 | 39.0218 | 0 | 0 | 12 | 0 | 3.356 | 0 | 15.356 | 0 | 52.3833 | 48.9 | 0 | 2.5325 | 59.9747 | 0 | 0 | 0
7094 | 84.2626 | 0 | 84.2626 | 42.9 | 2 | 7.1054e-15 | 4 | 12.1135 | 33.4052 | 12.1135 | 33.4052 | 0 | 0 | 8.7165 | 0 | 1.4397 | 0 | 10.1561 | 0 | 61.5554 | 48.9 | 0 | 2.5279 | 60.5753 | 0 | 0 | 0
7095 | 84.3445 | 0 | 84.3445 | 42.9 | 2 | 7.1054e-15 | 4 | 10.622 | 28.204 | 10.622 | 28.204 | 0 | 0 | 0 | 0 | 3.3815 | 0 | 3.3815 | 0 | 64.6731 | 48.9 | 0 | 2.5303 | 73.3579 | 0 | 0 | 0
7096 | 88.3909 | 0 | 88.3909 | 42.9 | 2 | 6.413 | 4.2056 | 11.7674 | 21.105 | 11.7674 | 21.105 | 0 | 0 | 0 | 0 | 0 | 0 | 0 | 0 | 64.6731 | 49.1056 | 0 | 2.6517 | 77.8944 | 0 | 0 | 0
7097 | 92.6684 | 0 | 92.6684 | 44.8463 | 2 | 7.6949 | 10 | 15.1463 | 10.9058 | 15.1463 | 10.9058 | 0 | 0 | 0 | 0 | 0 | 2.0751 | 0 | 2.0751 | 62.4223 | 56.8463 | 0 | 2.7801 | 68.0786 | 0 | 0 | 0
7098 | 93.9645 | 0 | 93.9645 | 43.5912 | 2 | 9.1636 | 10 | 14.6331 | 5.0132e-15 | 14.6331 | 5.0132e-15 | 0 | 0 | 0 | 4.5767 | 0 | 10 | 0 | 14.5767 | 46.4906 | 55.5912 | 0 | 2.8189 | 56.8322 | 0 | 0 | 0
7099 | 99.0059 | 0 | 99.0059 | 47.3262 | 2 | 9.7454 | 10 | 14.6376 | 0 | 14.6376 | 0 | 0 | 0 | 0 | 12 | 0 | 3.2967 | 0 | 15.2967 | 29.5815 | 59.3262 | 0 | 2.9702 | 45.6738 | 0 | 0 | 0
7100 | 105.9748 | 0 | 105.9748 | 55 | 2.9388 | 10.4397 | 10 | 15.5964 | 0 | 15.5964 | 0 | 0 | 0 | 0 | 12 | 0 | 0 | 0 | 12 | 16.2482 | 67.9388 | 0 | 3.1792 | 37.0612 | 0 | 0 | 0
7101 | 101.6132 | 0 | 101.6132 | 52.0245 | 2 | 9.9285 | 10 | 15.6603 | 0 | 15.6603 | 0 | 0 | 0 | 0 | 12 | 0 | 0 | 0 | 12 | 2.9148 | 64.0245 | 0 | 3.0484 | 40.9755 | 0 | 0 | 0
7102 | 99.8091 | 0 | 99.8091 | 55 | 6.8164 | 9.7215 | 10 | 15.6478 | 0 | 15.6478 | 0 | 0 | 0 | 0 | 2.6233 | 0 | 0 | 0 | 2.6233 | -4.4409e-16 | 71.8164 | 0 | 2.9943 | 33.1836 | 0 | 1.4211e-14 | 0
7103 | 93.1226 | 0 | 93.1226 | 55 | 2.4238 | 8.8053 | 10 | 16.8935 | 0 | 16.8935 | 0 | 0 | 0 | 0 | -3.9968e-16 | 0 | 0 | 0 | -3.9968e-16 | 0 | 67.4238 | 0 | 2.7937 | 37.5762 | 0 | 0 | 0
7104 | 89.8055 | 0 | 89.8055 | 52.3554 | 2 | 8.4045 | 10 | 17.0456 | 0 | 17.0456 | 0 | 0 | 0 | 0 | 0 | 0 | 0 | 0 | 0 | 0 | 64.3554 | 0 | 2.6942 | 40.6446 | 0 | 0 | 0
7105 | 89.8291 | 0 | 89.8291 | 52.8161 | 2 | 8.4647 | 10 | 16.5483 | 0 | 16.5483 | 0 | 0 | 0 | 0 | 0 | 0 | 0 | 0 | 0 | 0 | 64.8161 | 0 | 2.6949 | 40.1839 | 0 | 0 | 0
7106 | 90.9022 | 0 | 90.9022 | 54.2426 | 2 | 8.651 | 10 | 16.0086 | 0 | 16.0086 | 0 | 0 | 0 | 0 | 0 | 0 | 0 | 0 | 0 | 0 | 66.2426 | 0 | 2.7271 | 38.7574 | 0 | 0 | 0
7107 | 90.644 | 0 | 90.644 | 53.7198 | 2 | 8.5827 | 10 | 16.3415 | 0 | 16.3415 | 0 | 0 | 0 | 0 | 0 | 0 | 0 | 0 | 0 | 0 | 65.7198 | 0 | 2.7193 | 39.2802 | 0 | 0 | -1.4211e-14
7108 | 92.9295 | 0 | 92.9295 | 55 | 5.0801 | 9.1522 | 10 | 13.6973 | 0 | 13.6973 | 0 | 0 | 0 | 0 | 0 | 0 | 0 | 0 | 0 | 0 | 70.0801 | 0 | 2.7879 | 34.9199 | 0 | 0 | 0
7109 | 94.8371 | 0 | 94.8371 | 55 | 5.9026 | 9.2596 | 10 | 14.6749 | 0 | 14.6749 | 0 | 0 | 0 | 0 | 0 | 0 | 0 | 0 | 0 | 0 | 70.9026 | 0 | 2.8451 | 34.0974 | 0 | 1.4211e-14 | 0
7110 | 93.8522 | 0 | 93.8522 | 55 | 4.4878 | 9.0748 | 10 | 15.2896 | 0 | 15.2896 | 0 | 0 | 0 | 0 | 0 | 0 | 0 | 0 | 0 | 0 | 69.4878 | 0 | 2.8156 | 35.5122 | 0 | 0 | 0
7111 | 91.8255 | 0 | 91.8255 | 46.2043 | 2 | 7.6012 | 10 | 15.4027 | 10.6172 | 15.4027 | 10.6172 | 0 | 0 | 0 | 0 | 0 | 0 | 0 | 0 | 0 | 58.2043 | 0 | 2.7548 | 46.7957 | 0 | 0 | 0
7112 | 91.2836 | 0 | 91.2836 | 42.9 | 2 | 6.7944 | 7.1264 | 12.6484 | 19.8144 | 12.6484 | 19.8144 | 0 | 0 | 0 | 0 | 0 | 0 | 0 | 0 | 0 | 52.0264 | 0 | 2.7385 | 52.9736 | 0 | 0 | 0
7113 | 91.2737 | 0 | 91.2737 | 42.9 | 2 | 0 | 4 | 12.1015 | 31.847 | 12.1015 | 31.847 | 0 | 0 | 1.5748 | 0 | 0 | 0 | 1.5748 | 0 | 1.4173 | 48.9 | 0 | 2.7382 | 61.5666 | 0 | 0 | 0
7114 | 93.366 | 0 | 93.366 | 42.9 | 2 | 0 | 4 | 11.9054 | 37.6696 | 11.9054 | 37.6696 | 0 | 0 | 5.1089 | 0 | 0 | 0 | 5.1089 | 0 | 6.0154 | 48.9 | 0 | 2.801 | 61.1583 | 0 | 0 | 0
7115 | 90.8658 | 0 | 90.8658 | 42.9 | 2 | 0 | 4 | 13.619 | 41.9559 | 13.619 | 41.9559 | 0 | 0 | 12 | 0 | 1.6092 | 0 | 13.6092 | 0 | 18.2989 | 48.9 | 0 | 2.726 | 60.1765 | 0 | 0 | 0
7116 | 88.4951 | 0 | 88.4951 | 42.9 | 2 | 0 | 4 | 12.4188 | 44.9118 | 12.4188 | 44.9118 | 0 | 0 | 12 | 0 | 5.7355 | 0 | 17.7355 | 0 | 34.3868 | 48.9 | 0 | 2.6549 | 59.6998 | 0 | 0 | 0
7117 | 87.8322 | 0 | 87.8322 | 42.9 | 2 | 0 | 4 | 14.8177 | 42.383 | 14.8177 | 42.383 | 0 | 0 | 12 | 0 | 6.2685 | 0 | 18.2685 | 0 | 50.9661 | 48.9 | 0 | 2.635 | 59.6383 | 0 | 0 | 0
7118 | 86.9867 | 0 | 86.9867 | 42.9 | 2 | 0 | 4 | 13.676 | 40.6431 | 13.676 | 40.6431 | 0 | 0 | 10.6496 | 0 | 5.5829 | 0 | 16.2325 | 0 | 65.6979 | 48.9 | 0 | 2.6096 | 59.8734 | 0 | 0 | 0
7119 | 88.2592 | 0 | 88.2592 | 42.9 | 2 | 7.1054e-15 | 4 | 12.5866 | 29.4129 | 12.5436 | 29.3125 | 0.04293 | 0.10032 | 0 | 0 | 2.497 | 0 | 2.497 | 0 | 68 | 48.9 | 0 | 2.6478 | 73.4435 | 0 | 5.3291e-15 | 0
7120 | 93.6886 | 0 | 93.6886 | 42.9 | 2 | 6.584 | 5.5153 | 13.9592 | 22.7301 | 13.9592 | 22.7301 | 0 | 0 | 0 | 0 | 0 | 0 | 0 | 0 | 68 | 50.4153 | 0 | 2.8107 | 76.5847 | 0 | 0 | 0
7121 | 98.5357 | 0 | 98.5357 | 42.9 | 2 | 8.2872 | 8.5663 | 14.5201 | 12.2717 | 14.5201 | 12.2717 | 0 | 0 | 0 | 0 | 0 | 9.9905 | 0 | 9.9905 | 57.1638 | 53.4663 | 0 | 2.9561 | 63.5433 | 0 | 0 | 0
7122 | 102.4169 | 0 | 102.4169 | 43.9578 | 2 | 9.9783 | 10 | 16.0322 | 4.9166e-15 | 16.0322 | 4.9166e-15 | 0 | 0 | 0 | 12 | 0 | 8.4486 | 0 | 20.4486 | 34.6667 | 55.9578 | 0 | 3.0725 | 49.0422 | 0 | 0 | -1.4211e-14
7123 | 106.1761 | 0 | 106.1761 | 55 | 3.9849 | 10.5763 | 10 | 14.615 | 0 | 14.615 | 0 | 0 | 0 | 0 | 12 | 0 | 0 | 0 | 12 | 21.3333 | 68.9849 | 0 | 3.1853 | 36.0151 | 0 | 0 | 0
7124 | 112.131 | 0 | 112.131 | 55 | 8.0801 | 11.1111 | 10 | 15.9399 | 0 | 15.9399 | 0 | 0 | 0 | 0 | 12 | 0 | 0 | 0 | 12 | 8 | 73.0801 | 0 | 3.3639 | 31.9199 | 0 | 0 | 0
7125 | 108.9554 | 0 | 108.9554 | 55 | 10.6798 | 10.8238 | 10 | 15.2519 | 0 | 15.2519 | 0 | 0 | 0 | 0 | 7.2 | 0 | 0 | 0 | 7.2 | 0 | 75.6798 | 0 | 3.2687 | 29.3202 | 0 | 0 | 0
7126 | 101.2608 | 0 | 101.2608 | 55 | 11.2894 | 9.9631 | 10 | 15.0084 | 0 | 15.0084 | 0 | 0 | 0 | 0 | 0 | 0 | 0 | 0 | 0 | 0 | 76.2894 | 0 | 3.0378 | 28.7106 | 0 | 0 | 0
7127 | 98.8431 | 0 | 98.8431 | 55 | 7.7285 | 9.498 | 10 | 16.6166 | 0 | 16.6166 | 0 | 0 | 0 | 0 | 0 | 0 | 0 | 0 | 0 | 0 | 72.7285 | 0 | 2.9653 | 32.2715 | 0 | 0 | 0
7128 | 86.0974 | 0 | 86.0974 | 51.3425 | 2 | 8.2723 | 10 | 14.4826 | 0 | 14.4826 | 0 | 0 | 0 | 0 | 0 | 0 | 0 | 0 | 0 | 0 | 63.3425 | 0 | 2.5829 | 41.6575 | 0 | 0 | 0
7129 | 85.038 | 0 | 85.038 | 50.914 | 2 | 8.2163 | 10 | 13.9077 | 0 | 13.9077 | 0 | 0 | 0 | 0 | 0 | 0 | 0 | 0 | 0 | 0 | 62.914 | 0 | 2.5511 | 42.086 | 0 | 0 | 0
7130 | 87.0737 | 0 | 87.0737 | 53.3368 | 2 | 8.5327 | 10 | 13.2042 | 0 | 13.2042 | 0 | 0 | 0 | 0 | 0 | 0 | 0 | 0 | 0 | 0 | 65.3368 | 0 | 2.6122 | 39.6632 | 0 | 0 | 0
7131 | 85.8559 | 0 | 85.8559 | 50.4364 | 2 | 8.1539 | 10 | 15.2656 | 0 | 15.2656 | 0 | 0 | 0 | 0 | 0 | 0 | 0 | 0 | 0 | 0 | 62.4364 | 0 | 2.5757 | 42.5636 | 0 | 0 | 0
7132 | 90.1509 | 0 | 90.1509 | 54.7296 | 2 | 8.7146 | 10 | 14.7067 | 0 | 14.7067 | 0 | 0 | 0 | 0 | 0 | 0 | 0 | 0 | 0 | 0 | 66.7296 | 0 | 2.7045 | 38.2704 | 0 | 0 | 0
7133 | 89.806 | 0 | 89.806 | 55 | 3.5133 | 8.9475 | 10 | 12.3452 | 0 | 12.3452 | 0 | 0 | 0 | 0 | 0 | 0 | 0 | 0 | 0 | 0 | 68.5133 | 0 | 2.6942 | 36.4867 | 0 | 0 | 0
7134 | 87.5876 | 0 | 87.5876 | 52.8362 | 2 | 8.4673 | 10 | 14.2841 | 0 | 14.2841 | 0 | 0 | 0 | 0 | 0 | 0 | 0 | 0 | 0 | 0 | 64.8362 | 0 | 2.6276 | 40.1638 | 0 | 0 | 0
7135 | 87.6231 | 0 | 87.6231 | 42.9 | 2 | 7.0245 | 8.888 | 12.4995 | 14.3111 | 12.4995 | 14.3111 | 0 | 0 | 0 | 0 | 0 | 0 | 0 | 0 | 0 | 53.788 | 0 | 2.6287 | 51.212 | 0 | 1.4211e-14 | 0
7136 | 85.8284 | 0 | 85.8284 | 42.9 | 2 | 0.070306 | 4 | 11.4463 | 25.4118 | 11.4463 | 25.4118 | 0 | 0 | 0 | 0 | 0 | 0 | 0 | 0 | 0 | 48.9 | 0 | 2.5749 | 61.6863 | 0 | 1.4211e-14 | 0
7137 | 87.7681 | 0 | 87.7681 | 42.9 | 2 | 0 | 4 | 12.4192 | 33.9261 | 12.4192 | 33.9261 | 0 | 0 | 7.4773 | 0 | 0 | 0 | 7.4773 | 0 | 6.7295 | 48.9 | 0 | 2.633 | 60.8848 | 0 | 0 | 0
7138 | 87.4192 | 0 | 87.4192 | 42.9 | 2 | 0 | 4 | 12.881 | 49.3976 | 12.5171 | 48.0021 | 0.36389 | 1.3955 | 12 | 0 | 10 | 0 | 22 | 0 | 26.7491 | 48.9 | 0 | 2.6226 | 59.004 | 0 | 0 | 0
7139 | 85.6846 | 0 | 85.6846 | 42.9 | 2 | 7.1054e-15 | 4 | 10.853 | 47.3793 | 10.853 | 47.3793 | 0 | 0 | 12 | 0 | 9.4477 | 0 | 21.4477 | 0 | 46.2594 | 48.9 | 0 | 2.5705 | 59.271 | 0 | 0 | 0
7140 | 84.1265 | 0 | 84.1265 | 42.9 | 2 | 0 | 4 | 10.4827 | 52.117 | 8.2843 | 41.1875 | 2.1983 | 10.9295 | 12 | 0 | 2.2453 | 0 | 14.2453 | 0 | 59.1295 | 48.9 | 0 | 2.5238 | 58.5866 | 0 | 3.5527e-15 | 0
7141 | 84.5748 | 0 | 84.5748 | 42.9 | 2 | 0 | 4 | 9.6266 | 47.6755 | 7.6491 | 37.8818 | 1.9775 | 9.7937 | 9.8561 | 0 | 0 | 0 | 9.8561 | 0 | 68 | 48.9 | 0 | 2.5372 | 69.2503 | 0 | 1.7764e-15 | 0
7142 | 83.6249 | 0 | 83.6249 | 42.9 | 2 | 0 | 4 | 12.26 | 43.4585 | 7.6407 | 27.0842 | 4.6193 | 16.3743 | 0 | 0 | 0 | 0 | 0 | 0 | 68 | 48.9 | 0 | 2.5087 | 81.3235 | 0 | 1.4211e-14 | 0
7143 | 84.1796 | 0 | 84.1796 | 42.9 | 2 | 0 | 4 | 11.853 | 40.1053 | 8.0482 | 27.2315 | 3.8048 | 12.8738 | 0 | 0 | 0 | 0 | 0 | 0 | 68 | 48.9 | 0 | 2.5254 | 81.8219 | 0 | 0 | 0
7144 | 87.2312 | 0 | 87.2312 | 42.9 | 2 | 0 | 4 | 12.5985 | 26.7527 | 12.2719 | 26.0593 | 0.32657 | 0.69346 | 0 | 0 | 0 | 0 | 0 | 0 | 68 | 48.9 | 0 | 2.6169 | 83.6306 | 0 | 0 | 0
7145 | 92.3285 | 0 | 92.3285 | 43.0518 | 2 | 7.7888 | 10 | 13.0055 | 11.8937 | 13.0055 | 11.8937 | 0 | 0 | 0 | 0 | 0 | 4.5887 | 0 | 4.5887 | 63.0228 | 55.0518 | 0 | 2.7699 | 67.3595 | 0 | 0 | 0
7146 | 97.431 | 0 | 97.431 | 42.9 | 2 | 9.7681 | 8.0519 | 12.8664 | 6.1482e-15 | 12.8664 | 6.1482e-15 | 0 | 0 | 0 | 11.8445 | 0 | 10 | 0 | 21.8445 | 39.0157 | 52.9519 | 0 | 2.9229 | 52.2035 | 0 | 0 | 0
7147 | 100.9344 | 0 | 100.9344 | 50.7381 | 2 | 10.2633 | 10 | 12.0826 | 0 | 12.0826 | 0 | 0 | 0 | 0 | 12 | 0 | 3.8504 | 0 | 15.8504 | 21.5061 | 62.7381 | 0 | 3.028 | 42.2619 | 0 | 0 | 0
7148 | 107.6294 | 0 | 107.6294 | 55 | 5.8742 | 10.823 | 10 | 13.9322 | 0 | 13.9322 | 0 | 0 | 0 | 0 | 12 | 0 | 0 | 0 | 12 | 8.1728 | 70.8742 | 0 | 3.2289 | 34.1258 | 0 | 0 | 0
7149 | 102.3844 | 0 | 102.3844 | 55 | 5.4859 | 10.1657 | 10 | 14.3773 | 0 | 14.3773 | 0 | 0 | 0 | 0 | 7.3555 | 0 | 0 | 0 | 7.3555 | 0 | 70.4859 | 0 | 3.0715 | 34.5141 | 0 | 0 | 0
7150 | 96.9101 | 0 | 96.9101 | 55 | 9.59 | 9.7411 | 10 | 12.579 | 0 | 12.579 | 0 | 0 | 0 | 0 | 0 | 0 | 0 | 0 | 0 | 0 | 74.59 | 0 | 2.9073 | 30.41 | 0 | 0 | 0
7151 | 94.8298 | 0 | 94.8298 | 55 | 5.3393 | 9.186 | 10 | 15.3045 | 0 | 15.3045 | 0 | 0 | 0 | 0 | 0 | 0 | 0 | 0 | 0 | 0 | 70.3393 | 0 | 2.8449 | 34.6607 | 0 | 0 | 0
7152 | 85.6052 | 0 | 85.6052 | 50.0509 | 2 | 8.1036 | 10 | 15.4508 | 0 | 15.4508 | 0 | 0 | 0 | 0 | 0 | 0 | 0 | 0 | 0 | 0 | 62.0509 | 0 | 2.5682 | 42.9491 | 0 | 0 | 0
7153 | 85.1802 | 0 | 85.1802 | 48.6282 | 2 | 7.9178 | 10 | 16.6342 | 0 | 16.6342 | 0 | 0 | 0 | 0 | 0 | 0 | 0 | 0 | 0 | 0 | 60.6282 | 0 | 2.5554 | 44.3718 | 0 | 0 | 0
7154 | 86.1248 | 0 | 86.1248 | 48.4525 | 2 | 7.8948 | 10 | 17.7774 | 0 | 17.7774 | 0 | 0 | 0 | 0 | 0 | 0 | 0 | 0 | 0 | 0 | 60.4525 | 0 | 2.5837 | 44.5475 | 0 | 0 | 0
7155 | 86.4374 | 0 | 86.4374 | 50.5516 | 2 | 8.169 | 10 | 15.7168 | 0 | 15.7168 | 0 | 0 | 0 | 0 | 0 | 0 | 0 | 0 | 0 | 0 | 62.5516 | 0 | 2.5931 | 42.4484 | 0 | 0 | 0
7156 | 90.3559 | 0 | 90.3559 | 54.8105 | 2 | 8.7252 | 10 | 14.8203 | 0 | 14.8203 | 0 | 0 | 0 | 0 | 0 | 0 | 0 | 0 | 0 | 0 | 66.8105 | 0 | 2.7107 | 38.1895 | 0 | 0 | 0
7157 | 90.8877 | 0 | 90.8877 | 54.5513 | 2 | 8.6913 | 10 | 15.6451 | 0 | 15.6451 | 0 | 0 | 0 | 0 | 0 | 0 | 0 | 0 | 0 | 0 | 66.5513 | 0 | 2.7266 | 38.4487 | 0 | 0 | 0
7158 | 90.7975 | 0 | 90.7975 | 54.989 | 2 | 8.7485 | 10 | 15.06 | 0 | 15.06 | 0 | 0 | 0 | 0 | 0 | 0 | 0 | 0 | 0 | 0 | 66.989 | 0 | 2.7239 | 38.011 | 0 | 0 | 0
7159 | 88.3371 | 0 | 88.3371 | 42.9 | 2 | 7.1026 | 9.4861 | 15.056 | 11.7925 | 15.056 | 11.7925 | 0 | 0 | 0 | 0 | 0 | 0 | 0 | 0 | 0 | 54.3861 | 0 | 2.6501 | 50.6139 | 0 | 0 | 0
7160 | 88.4413 | 0 | 88.4413 | 42.9 | 2 | 4.8365 | 4 | 12.8404 | 21.8645 | 12.8404 | 21.8645 | 0 | 0 | 0 | 0 | 0 | 0 | 0 | 0 | 0 | 48.9 | 0 | 2.6532 | 57.4706 | 0 | 0 | 0
7161 | 87.6518 | 0 | 87.6518 | 42.9 | 2 | 0 | 4 | 13.8704 | 31.2507 | 13.8704 | 31.2507 | 0 | 0 | 6.3693 | 0 | 0 | 0 | 6.3693 | 0 | 5.7324 | 48.9 | 0 | 2.6296 | 61.0127 | 0 | 0 | 0
7162 | 89.5804 | 0 | 89.5804 | 42.9 | 2 | 7.1054e-15 | 4 | 12.6738 | 37.2193 | 12.6738 | 37.2193 | 0 | 0 | 9.2127 | 0 | 0 | 0 | 9.2127 | 0 | 14.0238 | 48.9 | 0 | 2.6874 | 60.6843 | 0 | 0 | 0
7163 | 88.2808 | 0 | 88.2808 | 42.9 | 2 | 0 | 4 | 13.5628 | 42.4487 | 13.5628 | 42.4487 | 0 | 0 | 12 | 0 | 4.6307 | 0 | 16.6307 | 0 | 29.0931 | 48.9 | 0 | 2.6484 | 59.8274 | 0 | 0 | 0
7164 | 85.3519 | 0 | 85.3519 | 42.9 | 2 | 0 | 4 | 12.592 | 43.806 | 12.592 | 43.806 | 0 | 0 | 12 | 0 | 7.946 | 0 | 19.946 | 0 | 47.219 | 48.9 | 0 | 2.5606 | 59.4445 | 0 | 0 | 0
7165 | 85.1953 | 0 | 85.1953 | 42.9 | 2 | 7.1054e-15 | 4 | 12.1703 | 43.7466 | 12.1703 | 43.7466 | 0 | 0 | 12 | 0 | 7.6217 | 0 | 19.6217 | 0 | 65.0458 | 48.9 | 0 | 2.5559 | 59.482 | 0 | 0 | 0
7166 | 85.4381 | 0 | 85.4381 | 42.9 | 2 | 7.1054e-15 | 4 | 13.7963 | 34.0699 | 11.4668 | 28.3173 | 2.3295 | 5.7527 | 1.7513 | 0 | 1.4946 | 0 | 3.246 | 0 | 68 | 48.9 | 0 | 2.5631 | 60.4399 | 0 | 2.6645e-15 | 0
7167 | 81.4306 | 0 | 81.4306 | 42.9 | 2 | 0 | 4 | 12.97 | 31.2693 | 9.5372 | 22.9933 | 3.4327 | 8.2759 | 0 | 0 | 0 | 0 | 0 | 0 | 68 | 48.9 | 0 | 2.4429 | 82.396 | 0 | 0 | 0
7168 | 87.7425 | 0 | 87.7425 | 42.9 | 2 | 5.875 | 4 | 13.2137 | 19.7537 | 13.2137 | 19.7537 | 0 | 0 | 0 | 0 | 0 | 0 | 0 | 0 | 68 | 48.9 | 0 | 2.6323 | 78.5521 | 0 | 0 | 0
7169 | 90.4376 | 0 | 90.4376 | 42.9 | 2 | 7.4547 | 6.8361 | 14.2857 | 11.6152 | 14.2857 | 11.6152 | 0 | 0 | 0 | 0 | 0 | 5.346 | 0 | 5.346 | 62.2015 | 51.7361 | 0 | 2.7131 | 69.918 | 0 | 2.8422e-14 | 0
7170 | 99.6369 | 0 | 99.6369 | 42.9 | 2 | 9.6807 | 7.2276 | 15.8286 | 5.1592e-15 | 15.8286 | 5.1592e-15 | 0 | 0 | 0 | 12 | 0 | 10 | 0 | 22 | 38.0216 | 52.1276 | 0 | 2.9891 | 52.8724 | 0 | 0 | 0
7171 | 101.6041 | 0 | 101.6041 | 48.5263 | 2 | 9.8756 | 10 | 16.1091 | 0 | 16.1091 | 0 | 0 | 0 | 0 | 12 | 0 | 3.0931 | 0 | 15.0931 | 21.3333 | 60.5263 | 0 | 3.0481 | 44.4737 | 0 | 0 | 0
7172 | 108.5089 | 0 | 108.5089 | 55 | 6.9921 | 10.969 | 10 | 13.5477 | 0 | 13.5477 | 0 | 0 | 0 | 0 | 12 | 0 | 0 | 0 | 12 | 8 | 71.9921 | 0 | 3.2553 | 33.0079 | 0 | 0 | 0
7173 | 100.8599 | 0 | 100.8599 | 55 | 2.2442 | 9.7221 | 10 | 16.6936 | 0 | 16.6936 | 0 | 0 | 0 | 0 | 7.2 | 0 | 0 | 0 | 7.2 | 0 | 67.2442 | 0 | 3.0258 | 37.7558 | 0 | 1.4211e-14 | 0
7174 | 97.3825 | 0 | 97.3825 | 55 | 7.5552 | 9.4754 | 10 | 15.352 | 0 | 15.352 | 0 | 0 | 0 | 0 | 0 | 0 | 0 | 0 | 0 | 0 | 72.5552 | 0 | 2.9215 | 32.4448 | 0 | 0 | 0
7175 | 94.4832 | 0 | 94.4832 | 55 | 4.5189 | 9.0789 | 10 | 15.8854 | 0 | 15.8854 | 0 | 0 | 0 | 0 | 0 | 0 | 0 | 0 | 0 | 0 | 69.5189 | 0 | 2.8345 | 35.4811 | 0 | 0 | 0
7176 | 85.3397 | 0 | 85.3397 | 47.9333 | 2 | 7.827 | 10 | 17.5794 | 0 | 17.5794 | 0 | 0 | 0 | 0 | 0 | 0 | 0 | 0 | 0 | 0 | 59.9333 | 0 | 2.5602 | 45.0667 | 0 | 0 | 0
7177 | 86.0055 | 0 | 86.0055 | 46.5726 | 2 | 7.6493 | 10 | 19.7835 | 0 | 19.7835 | 0 | 0 | 0 | 0 | 0 | 0 | 0 | 0 | 0 | 0 | 58.5726 | 0 | 2.5802 | 46.4274 | 0 | 0 | 0
7178 | 84.1104 | 0 | 84.1104 | 46.4967 | 2 | 7.6394 | 10 | 17.9742 | 0 | 17.9742 | 0 | 0 | 0 | 0 | 0 | 0 | 0 | 0 | 0 | 0 | 58.4967 | 0 | 2.5233 | 46.5033 | 0 | 0 | 0
7179 | 87.2607 | 0 | 87.2607 | 48.2689 | 2 | 7.8709 | 10 | 19.1208 | 0 | 19.1208 | 0 | 0 | 0 | 0 | 0 | 0 | 0 | 0 | 0 | 0 | 60.2689 | 0 | 2.6178 | 44.7311 | 0 | 0 | 0
7180 | 84.6258 | 0 | 84.6258 | 47.5395 | 2 | 7.7756 | 10 | 17.3107 | 0 | 17.3107 | 0 | 0 | 0 | 0 | 0 | 0 | 0 | 0 | 0 | 0 | 59.5395 | 0 | 2.5388 | 45.4605 | 0 | 1.4211e-14 | 0
7181 | 85.4229 | 0 | 85.4229 | 48.2459 | 2 | 7.8679 | 10 | 17.3091 | 0 | 17.3091 | 0 | 0 | 0 | 0 | 0 | 0 | 0 | 0 | 0 | 0 | 60.2459 | 0 | 2.5627 | 44.7541 | 0 | 0 | 0
7182 | 85.3004 | 0 | 85.3004 | 49.4385 | 2 | 8.0236 | 10 | 15.8383 | 0 | 15.8383 | 0 | 0 | 0 | 0 | 0 | 0 | 0 | 0 | 0 | 0 | 61.4385 | 0 | 2.559 | 43.5615 | 0 | 0 | 0
7183 | 87.195 | 0 | 87.195 | 42.9 | 2 | 6.8272 | 7.3772 | 15.9272 | 12.1635 | 15.9272 | 12.1635 | 0 | 0 | 0 | 0 | 0 | 0 | 0 | 0 | 0 | 52.2772 | 0 | 2.6159 | 52.7228 | 0 | 0 | 0
7184 | 84.7011 | 0 | 84.7011 | 42.9 | 2 | 0.75339 | 4 | 15.0753 | 19.9724 | 15.0753 | 19.9724 | 0 | 0 | 0 | 0 | 0 | 0 | 0 | 0 | 0 | 48.9 | 0 | 2.541 | 61.0821 | 0 | 0 | 0
7185 | 86.8568 | 0 | 86.8568 | 42.9 | 2 | 0 | 4 | 15.4151 | 31.5036 | 15.4151 | 31.5036 | 0 | 0 | 8.9619 | 0 | 0 | 0 | 8.9619 | 0 | 8.0657 | 48.9 | 0 | 2.6057 | 60.7133 | 0 | 0 | 0
7186 | 86.1517 | 0 | 86.1517 | 42.9 | 2 | 0 | 4 | 16.4127 | 35.473 | 16.4127 | 35.473 | 0 | 0 | 12 | 0 | 2.6339 | 0 | 14.6339 | 0 | 21.2941 | 48.9 | 0 | 2.5846 | 60.0581 | 0 | 0 | 0
7187 | 81.9246 | 0 | 81.9246 | 42.9 | 2 | 7.1054e-15 | 4 | 16.1214 | 45.6536 | 14.3598 | 40.6649 | 1.7616 | 4.9887 | 12 | 0 | 10 | 0 | 22 | 0 | 41.3136 | 48.9 | 0 | 2.4577 | 58.4275 | 0 | 0 | 0
7188 | 82.9745 | 0 | 82.9745 | 42.9 | 2 | 0 | 4 | 15.4817 | 41.642 | 14.9423 | 40.1913 | 0.53934 | 1.4507 | 12 | 0 | 9.0591 | 0 | 21.0591 | 0 | 60.4657 | 48.9 | 0 | 2.4892 | 59.086 | 0 | 3.5527e-15 | 0
7189 | 84.3725 | 0 | 84.3725 | 42.9 | 2 | 0 | 4 | 15.3359 | 39.5602 | 12.2483 | 31.5956 | 3.0875 | 7.9646 | 8.3715 | 0 | 0 | 0 | 8.3715 | 0 | 68 | 48.9 | 0 | 2.5312 | 69.5048 | 0 | 0 | -3.5527e-15
7190 | 82.7801 | 0 | 82.7801 | 42.9 | 2 | 7.1054e-15 | 4 | 16.9232 | 37.1624 | 10.601 | 23.2791 | 6.3223 | 13.8833 | 0 | 0 | 0 | 0 | 0 | 0 | 68 | 48.9 | 0 | 2.4834 | 81.4145 | 0 | 0 | -1.4211e-14
7191 | 79.2632 | 0 | 79.2632 | 42.9 | 2 | 0 | 4 | 13.3186 | 29.711 | 9.3981 | 20.9651 | 3.9205 | 8.7458 | 0 | 0 | 0 | 0 | 0 | 0 | 68 | 48.9 | 0 | 2.3779 | 82.2854 | 0 | 0 | 0
7192 | 85.5631 | 0 | 85.5631 | 42.9 | 2 | 1.5656 | 4 | 14.4747 | 20.6227 | 14.4747 | 20.6227 | 0 | 0 | 0 | 0 | 0 | 0 | 0 | 0 | 68 | 48.9 | 0 | 2.5669 | 82.3637 | 0 | 0 | 0
7193 | 90.4984 | 0 | 90.4984 | 42.9 | 2 | 7.2032 | 6.9152 | 16.322 | 11.8171 | 16.322 | 11.8171 | 0 | 0 | 0 | 0 | 0 | 3.3409 | 0 | 3.3409 | 64.3763 | 51.8152 | 0 | 2.715 | 71.8439 | 0 | 0 | 0
7194 | 94.105 | 0 | 94.105 | 42.9 | 2 | 8.9594 | 5.2989 | 16.5418 | 5.6588e-15 | 16.5418 | 5.6588e-15 | 0 | 0 | 0 | 8.4049 | 0 | 10 | 0 | 18.4049 | 44.191 | 50.1989 | 0 | 2.8231 | 58.3962 | 0 | 1.4211e-14 | 0
7195 | 101.6617 | 0 | 101.6617 | 44.4246 | 2 | 9.6018 | 10 | 18.5371 | 0 | 18.5371 | 0 | 0 | 0 | 0 | 12 | 0 | 5.0982 | 0 | 17.0982 | 25.3279 | 56.4246 | 0 | 3.0499 | 48.5754 | 0 | 0 | 0
7196 | 107.2451 | 0 | 107.2451 | 55 | 3.5187 | 10.5154 | 10 | 16.211 | 0 | 16.211 | 0 | 0 | 0 | 0 | 12 | 0 | 0 | 0 | 12 | 11.9946 | 68.5187 | 0 | 3.2174 | 36.4813 | 0 | 0 | 0
7197 | 99.6634 | 0 | 99.6634 | 48.375 | 2 | 9.2945 | 10 | 19.1987 | 0 | 19.1987 | 0 | 0 | 0 | 0 | 10.7951 | 0 | 0 | 0 | 10.7951 | 0 | 60.375 | 0 | 2.9899 | 44.625 | 0 | 0 | 0
7198 | 96.9017 | 0 | 96.9017 | 55 | 5.1022 | 9.155 | 10 | 17.6445 | 0 | 17.6445 | 0 | 0 | 0 | 0 | 0 | 0 | 0 | 0 | 0 | 0 | 70.1022 | 0 | 2.9071 | 34.8978 | 0 | 0 | 0
7199 | 89.7499 | 0 | 89.7499 | 50.4772 | 2 | 8.1593 | 10 | 19.1134 | 0 | 19.1134 | 0 | 0 | 0 | 0 | 0 | 0 | 0 | 0 | 0 | 0 | 62.4772 | 0 | 2.6925 | 42.5228 | 0 | 0 | 0
7200 | 85.5907 | 0 | 85.5907 | 48.4076 | 2 | 7.889 | 10 | 17.2941 | 0 | 17.2941 | 0 | 0 | 0 | 0 | 0 | 0 | 0 | 0 | 0 | 0 | 60.4076 | 0 | 2.5677 | 44.5924 | 0 | 1.4211e-14 | 0
7201 | 86.2452 | 0 | 86.2452 | 49.691 | 2 | 8.0566 | 10 | 16.4977 | 0 | 16.4977 | 0 | 0 | 0 | 0 | 0 | 0 | 0 | 0 | 0 | 0 | 61.691 | 0 | 2.5874 | 43.309 | 0 | 0 | 0
7202 | 88.0909 | 0 | 88.0909 | 50.3214 | 2 | 8.1389 | 10 | 17.6306 | 0 | 17.6306 | 0 | 0 | 0 | 0 | 0 | 0 | 0 | 0 | 0 | 0 | 62.3214 | 0 | 2.6427 | 42.6786 | 0 | 0 | 0
7203 | 84.2818 | 0 | 84.2818 | 48.35 | 2 | 7.8815 | 10 | 16.0504 | 0 | 16.0504 | 0 | 0 | 0 | 0 | 0 | 0 | 0 | 0 | 0 | 0 | 60.35 | 0 | 2.5285 | 44.65 | 0 | 0 | 0
7204 | 85.3917 | 0 | 85.3917 | 51.1753 | 2 | 8.2504 | 10 | 13.966 | 0 | 13.966 | 0 | 0 | 0 | 0 | 0 | 0 | 0 | 0 | 0 | 0 | 63.1753 | 0 | 2.5618 | 41.8247 | 0 | 0 | 0
7205 | 85.7683 | 0 | 85.7683 | 49.9142 | 2 | 8.0857 | 10 | 15.7684 | 0 | 15.7684 | 0 | 0 | 0 | 0 | 0 | 0 | 0 | 0 | 0 | 0 | 61.9142 | 0 | 2.573 | 43.0858 | 0 | 0 | 0
7206 | 87.6132 | 0 | 87.6132 | 53.8286 | 2 | 8.5969 | 10 | 13.1877 | 0 | 13.1877 | 0 | 0 | 0 | 0 | 0 | 0 | 0 | 0 | 0 | 0 | 65.8286 | 0 | 2.6284 | 39.1714 | 0 | 0 | 0
7207 | 88.9491 | 0 | 88.9491 | 44.3797 | 2 | 7.3629 | 10 | 13.1921 | 12.0144 | 13.1921 | 12.0144 | 0 | 0 | 0 | 0 | 0 | 0 | 0 | 0 | 0 | 56.3797 | 0 | 2.6685 | 48.6203 | 0 | 0 | 0
7208 | 85.1263 | 0 | 85.1263 | 42.9 | 2 | 0 | 4 | 14.5033 | 22.1705 | 14.5033 | 22.1705 | 0 | 0 | 0.44748 | 0 | 0 | 0 | 0.44748 | 0 | 0.40273 | 48.9 | 0 | 2.5538 | 61.6968 | 0 | 0 | 0
7209 | 87.6109 | 0 | 87.6109 | 42.9 | 2 | 7.1054e-15 | 4 | 13.4065 | 31.041 | 13.4065 | 31.041 | 0 | 0 | 5.7366 | 0 | 0 | 0 | 5.7366 | 0 | 5.5657 | 48.9 | 0 | 2.6283 | 61.0858 | 0 | 1.4211e-14 | 0
7210 | 88.1621 | 0 | 88.1621 | 42.9 | 2 | 1.4211e-14 | 4 | 15.3481 | 36.6485 | 15.3481 | 36.6485 | 0 | 0 | 12 | 0 | 0.73455 | 0 | 12.7345 | 0 | 17.0429 | 48.9 | 0 | 2.6449 | 60.2775 | 0 | 0 | 0
7211 | 87.305 | 0 | 87.305 | 42.9 | 2 | 1.4211e-14 | 4 | 12.8255 | 47.544 | 12.8255 | 47.544 | 0 | 0 | 12 | 0 | 9.9645 | 0 | 21.9645 | 0 | 37.0297 | 48.9 | 0 | 2.6191 | 59.2113 | 0 | 0 | 0
7212 | 86.3679 | 0 | 86.3679 | 42.9 | 2 | 0 | 4 | 12.1307 | 47.0197 | 12.1307 | 47.0197 | 0 | 0 | 12 | 0 | 9.6825 | 0 | 21.6825 | 0 | 56.7565 | 48.9 | 0 | 2.591 | 59.2439 | 0 | 0 | 0
7213 | 81.8542 | 0 | 81.8542 | 42.9 | 2 | 1.4211e-14 | 4 | 12.7638 | 47.5289 | 9.6142 | 35.8007 | 3.1496 | 11.7282 | 11.1492 | 0 | 1.3115 | 0 | 12.4607 | 0 | 68 | 48.9 | 0 | 2.4556 | 58.5906 | 0 | 1.954e-14 | 0
7214 | 81.0548 | 0 | 81.0548 | 42.9 | 2 | 7.1054e-15 | 4 | 11.4672 | 39.872 | 7.1821 | 24.9727 | 4.285 | 14.8994 | 0 | 0 | 0 | 0 | 0 | 0 | 68 | 48.9 | 0 | 2.4316 | 81.5325 | 0 | 0 | 0
7215 | 83.9101 | 0 | 83.9101 | 42.9 | 2 | 7.1054e-15 | 4 | 14.0451 | 34.5443 | 10.1199 | 24.8902 | 3.9252 | 9.6541 | 0 | 0 | 0 | 0 | 0 | 0 | 68 | 48.9 | 0 | 2.5173 | 82.1799 | 0 | 0 | 0
7216 | 84.6945 | 0 | 84.6945 | 42.9 | 2 | 0 | 4 | 11.7143 | 25.8406 | 11.1652 | 24.6293 | 0.54911 | 1.2113 | 0 | 0 | 0 | 0 | 0 | 0 | 68 | 48.9 | 0 | 2.5408 | 83.5451 | 0 | 0 | 0
7217 | 91.8975 | 0 | 91.8975 | 45.3009 | 2 | 7.591 | 10 | 14.1961 | 11.9847 | 14.1961 | 11.9847 | 0 | 0 | 0 | 0 | 0 | 0.82485 | 0 | 0.82485 | 67.1053 | 57.3009 | 0 | 2.7569 | 68.8743 | 0 | 0 | 0
7218 | 94.7841 | 0 | 94.7841 | 43.7282 | 2 | 9.4719 | 10 | 12.7839 | 6.2979e-15 | 12.7839 | 6.2979e-15 | 0 | 0 | 0 | 6.8001 | 0 | 10 | 0 | 16.8001 | 48.7031 | 55.7282 | 0 | 2.8435 | 54.4716 | 0 | 0 | 0
7219 | 98.7296 | 0 | 98.7296 | 43.7653 | 2 | 9.747 | 10 | 14.3475 | 0 | 14.3475 | 0 | 0 | 0 | 0 | 11.2555 | 0 | 7.6142 | 0 | 18.8697 | 27.9382 | 55.7653 | 0 | 2.9619 | 49.9792 | 0 | 0 | 0
7220 | 108.3494 | 0 | 108.3494 | 55 | 3.9704 | 10.5744 | 10 | 16.8046 | 0 | 16.8046 | 0 | 0 | 0 | 0 | 12 | 0 | 0 | 0 | 12 | 14.6049 | 68.9704 | 0 | 3.2505 | 36.0296 | 0 | 0 | 0
7221 | 100.797 | 0 | 100.797 | 49.8951 | 2 | 9.6504 | 10 | 17.2515 | 0 | 17.2515 | 0 | 0 | 0 | 0 | 12 | 0 | 0 | 0 | 12 | 1.2715 | 61.8951 | 0 | 3.0239 | 43.1049 | 0 | 0 | 0
7222 | 96.0734 | 0 | 96.0734 | 55 | 4.3092 | 9.2009 | 10 | 16.4188 | 0 | 16.4188 | 0 | 0 | 0 | 0 | 1.1444 | 0 | 0 | 0 | 1.1444 | 0 | 69.3092 | 0 | 2.8822 | 35.6908 | 0 | 0 | 0
7223 | 93.2478 | 0 | 93.2478 | 55 | 3.0198 | 8.8831 | 10 | 16.3449 | 0 | 16.3449 | 0 | 0 | 0 | 0 | 0 | 0 | 0 | 0 | 0 | 0 | 68.0198 | 0 | 2.7974 | 36.9802 | 0 | 0 | 0
7224 | 89.0449 | 0 | 89.0449 | 55 | 2.6122 | 8.8299 | 10 | 12.6028 | 0 | 12.6028 | 0 | 0 | 0 | 0 | 0 | 0 | 0 | 0 | 0 | 0 | 67.6122 | 0 | 2.6713 | 37.3878 | 0 | 0 | 0
7225 | 91.5681 | 0 | 91.5681 | 55 | 3.9749 | 9.0078 | 10 | 13.5853 | 0 | 13.5853 | 0 | 0 | 0 | 0 | 0 | 0 | 0 | 0 | 0 | 0 | 68.9749 | 0 | 2.747 | 36.0251 | 0 | 0 | 0
7226 | 89.8638 | 0 | 89.8638 | 54.7415 | 2 | 8.7162 | 10 | 14.4061 | 0 | 14.4061 | 0 | 0 | 0 | 0 | 0 | 0 | 0 | 0 | 0 | 0 | 66.7415 | 0 | 2.6959 | 38.2585 | 0 | 0 | 0
7227 | 93.2422 | 0 | 93.2422 | 55 | 5.8805 | 9.2567 | 10 | 13.105 | 0 | 13.105 | 0 | 0 | 0 | 0 | 0 | 0 | 0 | 0 | 0 | 0 | 70.8805 | 0 | 2.7973 | 34.1195 | 0 | 0 | 0
7228 | 91.0112 | 0 | 91.0112 | 55 | 2.031 | 8.754 | 10 | 15.2263 | 0 | 15.2263 | 0 | 0 | 0 | 0 | 0 | 0 | 0 | 0 | 0 | 0 | 67.031 | 0 | 2.7303 | 37.969 | 0 | 0 | 0
7229 | 90.3331 | 0 | 90.3331 | 55 | 3.5106 | 8.9472 | 10 | 12.8753 | 0 | 12.8753 | 0 | 0 | 0 | 0 | 0 | 0 | 0 | 0 | 0 | 0 | 68.5106 | 0 | 2.71 | 36.4894 | 0 | 0 | -1.4211e-14
7230 | 92.8758 | 0 | 92.8758 | 55 | 6.5301 | 9.3415 | 10 | 12.0042 | 0 | 12.0042 | 0 | 0 | 0 | 0 | 0 | 0 | 0 | 0 | 0 | 0 | 71.5301 | 0 | 2.7863 | 33.4699 | 0 | 0 | 0
7231 | 89.9993 | 0 | 89.9993 | 45.7371 | 2 | 7.5402 | 10 | 13.2513 | 11.4707 | 13.2513 | 11.4707 | 0 | 0 | 0 | 0 | 0 | 0 | 0 | 0 | 0 | 57.7371 | 0 | 2.7 | 47.2629 | 0 | 0 | 0
7232 | 93.2971 | 0 | 93.2971 | 42.9 | 2 | 6.8108 | 7.2516 | 11.085 | 23.2497 | 11.085 | 23.2497 | 0 | 0 | 0 | 0 | 0 | 0 | 0 | 0 | 0 | 52.1516 | 0 | 2.7989 | 52.8484 | 0 | 0 | 0
7233 | 92.928 | 0 | 92.928 | 42.9 | 2 | 1.8423 | 4 | 10.3455 | 31.8403 | 10.3455 | 31.8403 | 0 | 0 | 0 | 0 | 0 | 0 | 0 | 0 | 0 | 48.9 | 0 | 2.7878 | 60.119 | 0 | 0 | 0
7234 | 90.757 | 0 | 90.757 | 42.9 | 2 | 0 | 4 | 10.3222 | 46.6834 | 10.3222 | 46.6834 | 0 | 0 | 12 | 0 | 3.1485 | 0 | 15.1485 | 0 | 13.7028 | 48.9 | 0 | 2.7227 | 59.9987 | 0 | 0 | 0
7235 | 89.0853 | 0 | 89.0853 | 42.9 | 2 | 0 | 4 | 10.2947 | 44.2467 | 10.2947 | 44.2467 | 0 | 0 | 12 | 0 | 2.356 | 0 | 14.356 | 0 | 26.675 | 48.9 | 0 | 2.6726 | 60.0902 | 0 | 0 | 0
7236 | 90.2213 | 0 | 90.2213 | 42.9 | 2 | 7.1054e-15 | 4 | 12.3386 | 46.8444 | 12.3386 | 46.8444 | 0 | 0 | 12 | 0 | 5.8617 | 0 | 17.8617 | 0 | 42.8791 | 48.9 | 0 | 2.7066 | 59.6853 | 0 | 0 | 0
7237 | 90.0312 | 0 | 90.0312 | 42.9 | 2 | 0 | 4 | 11.8942 | 44.7678 | 11.8942 | 44.7678 | 0 | 0 | 12 | 0 | 3.5308 | 0 | 15.5308 | 0 | 56.9344 | 48.9 | 0 | 2.7009 | 59.9545 | 0 | 0 | 0
7238 | 88.4309 | 0 | 88.4309 | 42.9 | 2 | 7.1054e-15 | 4 | 9.1129 | 38.0392 | 9.1129 | 38.0392 | 0 | 0 | 5.3333 | 0 | 2.2878 | 0 | 7.6212 | 0 | 63.8437 | 48.9 | 0 | 2.6529 | 60.8681 | 0 | 1.4211e-14 | 0
7239 | 86.8639 | 0 | 86.8639 | 42.9 | 2 | 0 | 4 | 13.3011 | 31.5735 | 12.589 | 29.8831 | 0.7121 | 1.6904 | 0 | 0 | 4.5082 | 0 | 4.5082 | 0 | 68 | 48.9 | 0 | 2.6059 | 72.9502 | 0 | 1.7764e-15 | 0
7240 | 91.2061 | 0 | 91.2061 | 42.9 | 2 | 6.7655 | 6.905 | 11.701 | 20.9345 | 11.701 | 20.9345 | 0 | 0 | 0 | 0 | 0 | 0 | 0 | 0 | 68 | 51.805 | 0 | 2.7362 | 75.195 | 0 | 0 | 0
7241 | 97.991 | 0 | 97.991 | 46.1206 | 2 | 8.4456 | 10 | 14.366 | 10.5099 | 14.366 | 10.5099 | 0 | 0 | 0 | 0 | 0 | 6.549 | 0 | 6.549 | 60.8966 | 58.1206 | 0 | 2.9397 | 62.3304 | 0 | 0 | -1.4211e-14
7242 | 101.0788 | 0 | 101.0788 | 45.156 | 2 | 10.3374 | 10 | 11.5854 | 5.6558e-15 | 11.5854 | 5.6558e-15 | 0 | 0 | 0 | 12 | 0 | 10 | 0 | 22 | 36.7168 | 57.156 | 0 | 3.0324 | 47.844 | 0 | 0 | 0
7243 | 105.3694 | 0 | 105.3694 | 55 | 3.4438 | 10.7525 | 10 | 12.2831 | 0 | 12.2831 | 0 | 0 | 0 | 0 | 12 | 0 | 1.8901 | 0 | 13.8901 | 21.3333 | 68.4438 | 0 | 3.1611 | 36.5562 | 0 | 0 | 0
7244 | 109.397 | 0 | 109.397 | 55 | 5.4289 | 10.7649 | 10 | 16.2033 | 0 | 16.2033 | 0 | 0 | 0 | 0 | 12 | 0 | 0 | 0 | 12 | 8 | 70.4289 | 0 | 3.2819 | 34.5711 | 0 | 0 | -1.4211e-14
7245 | 104.5948 | 0 | 104.5948 | 55 | 7.5732 | 10.418 | 10 | 14.4036 | 0 | 14.4036 | 0 | 0 | 0 | 0 | 7.2 | 0 | 0 | 0 | 7.2 | 0 | 72.5732 | 0 | 3.1378 | 32.4268 | 0 | 0 | 0
7246 | 104.312 | 0 | 104.312 | 55 | 14.8242 | 10.4247 | 10 | 14.0631 | 0 | 14.0631 | 0 | 0 | 0 | 0 | 0 | 0 | 0 | 0 | 0 | 0 | 79.8242 | 0 | 3.1294 | 25.1758 | 0 | 0 | 0
7247 | 100.0449 | 0 | 100.0449 | 55 | 12.4022 | 10.1084 | 10 | 12.5343 | 0 | 12.5343 | 0 | 0 | 0 | 0 | 0 | 0 | 0 | 0 | 0 | 0 | 77.4022 | 0 | 3.0013 | 27.5978 | 0 | 0 | 0
7248 | 84.8856 | 0 | 84.8856 | 52.7185 | 2 | 8.452 | 10 | 11.7151 | 0 | 11.7151 | 0 | 0 | 0 | 0 | 0 | 0 | 0 | 0 | 0 | 0 | 64.7185 | 0 | 2.5466 | 40.2815 | 0 | 0 | 0
7249 | 87.5481 | 0 | 87.5481 | 51.9549 | 2 | 8.3522 | 10 | 15.241 | 0 | 15.241 | 0 | 0 | 0 | 0 | 0 | 0 | 0 | 0 | 0 | 0 | 63.9549 | 0 | 2.6264 | 41.0451 | 0 | 0 | 0
7250 | 88.5241 | 0 | 88.5241 | 54.1212 | 2 | 8.6351 | 10 | 13.7678 | 0 | 13.7678 | 0 | 0 | 0 | 0 | 0 | 0 | 0 | 0 | 0 | 0 | 66.1212 | 0 | 2.6557 | 38.8788 | 0 | 0 | 0
7251 | 87.1678 | 0 | 87.1678 | 53.1194 | 2 | 8.5043 | 10 | 13.5441 | 0 | 13.5441 | 0 | 0 | 0 | 0 | 0 | 0 | 0 | 0 | 0 | 0 | 65.1194 | 0 | 2.615 | 39.8806 | 0 | 0 | 0
7252 | 88.0279 | 0 | 88.0279 | 54.5508 | 2 | 8.6913 | 10 | 12.7858 | 0 | 12.7858 | 0 | 0 | 0 | 0 | 0 | 0 | 0 | 0 | 0 | 0 | 66.5508 | 0 | 2.6408 | 38.4492 | 0 | 0 | 0
7253 | 89.6386 | 0 | 89.6386 | 55 | 4.4906 | 9.0752 | 10 | 11.0728 | 0 | 11.0728 | 0 | 0 | 0 | 0 | 0 | 0 | 0 | 0 | 0 | 0 | 69.4906 | 0 | 2.6892 | 35.5094 | 0 | 0 | 0
7254 | 89.2158 | 0 | 89.2158 | 55 | 2.8633 | 8.8627 | 10 | 12.4898 | 0 | 12.4898 | 0 | 0 | 0 | 0 | 0 | 0 | 0 | 0 | 0 | 0 | 67.8633 | 0 | 2.6765 | 37.1367 | 0 | 0 | 0
7255 | 91.9117 | 0 | 91.9117 | 48.1313 | 2 | 7.8529 | 10 | 12.0735 | 11.8541 | 12.0735 | 11.8541 | 0 | 0 | 0 | 0 | 0 | 0 | 0 | 0 | 0 | 60.1313 | 0 | 2.7574 | 44.8687 | 0 | 0 | 0
7256 | 90.3586 | 0 | 90.3586 | 42.9 | 2 | 6.5803 | 5.487 | 11.8853 | 21.506 | 11.8853 | 21.506 | 0 | 0 | 0 | 0 | 0 | 0 | 0 | 0 | 0 | 50.387 | 0 | 2.7108 | 54.613 | 0 | 0 | 0
7257 | 86.7478 | 0 | 86.7478 | 42.9 | 2 | 0 | 4 | 10.3582 | 30.446 | 10.3582 | 30.446 | 0 | 0 | 2.9564 | 0 | 0 | 0 | 2.9564 | 0 | 2.6607 | 48.9 | 0 | 2.6024 | 61.407 | 0 | 0 | 0
7258 | 90.082 | 0 | 90.082 | 42.9 | 2 | 7.1054e-15 | 4 | 9.9206 | 37.3488 | 9.9206 | 37.3488 | 0 | 0 | 6.0874 | 0 | 0 | 0 | 6.0874 | 0 | 8.1394 | 48.9 | 0 | 2.7025 | 61.0453 | 0 | 0 | 0
7259 | 85.6029 | 0 | 85.6029 | 42.9 | 2 | 0 | 4 | 10.7296 | 40.9518 | 10.7296 | 40.9518 | 0 | 0 | 12 | 0 | 2.9785 | 0 | 14.9785 | 0 | 21.6855 | 48.9 | 0 | 2.5681 | 60.0183 | 0 | 0 | 0
7260 | 86.544 | 0 | 86.544 | 42.9 | 2 | 0 | 4 | 8.9789 | 44.5562 | 8.9789 | 44.5562 | 0 | 0 | 12 | 0 | 3.8911 | 0 | 15.8911 | 0 | 36.0729 | 48.9 | 0 | 2.5963 | 59.9129 | 0 | 0 | 0
7261 | 86.7967 | 0 | 86.7967 | 42.9 | 2 | 0 | 4 | 10.9847 | 44.3478 | 10.9847 | 44.3478 | 0 | 0 | 12 | 0 | 5.4358 | 0 | 17.4358 | 0 | 51.8845 | 48.9 | 0 | 2.6039 | 59.7344 | 0 | 0 | 0
7262 | 86.217 | 0 | 86.217 | 42.9 | 2 | 7.1054e-15 | 4 | 8.3564 | 36.2882 | 8.3564 | 36.2882 | 0 | 0 | 7.3276 | 0 | 0 | 0 | 7.3276 | 0 | 58.4793 | 48.9 | 0 | 2.5865 | 70.9021 | 0 | 0 | 0
7263 | 85.1903 | 0 | 85.1903 | 42.9 | 2 | 0 | 4 | 12.6444 | 28.2377 | 12.6444 | 28.2377 | 0 | 0 | 0.96196 | 0 | 3.6298 | 0 | 4.5918 | 0 | 62.6916 | 48.9 | 0 | 2.5557 | 61.2181 | 0 | 0 | 0
7264 | 90.3667 | 0 | 90.3667 | 42.9 | 2 | 6.7428 | 6.731 | 11.5727 | 20.4203 | 11.5727 | 20.4203 | 0 | 0 | 0 | 0 | 0 | 0 | 0 | 0 | 62.6916 | 51.631 | 0 | 2.711 | 75.369 | 0 | 0 | 0
7265 | 94.2448 | 0 | 94.2448 | 42.9 | 2 | 8.246 | 8.8936 | 11.7942 | 11.0636 | 11.7942 | 11.0636 | 0 | 0 | 0 | 0 | 0 | 9.3474 | 0 | 9.3474 | 52.5529 | 53.7936 | 0 | 2.8273 | 63.8589 | 0 | 2.8422e-14 | 0
7266 | 96.7621 | 0 | 96.7621 | 47.4478 | 2 | 9.879 | 10 | 11.2378 | 5.4403e-15 | 11.2378 | 5.4403e-15 | 0 | 0 | 0 | 12 | 0 | 4.1975 | 0 | 16.1975 | 34.6667 | 59.4478 | 0 | 2.9029 | 45.5522 | 0 | 0 | 0
7267 | 103.3406 | 0 | 103.3406 | 55 | 3.0194 | 10.4502 | 10 | 12.8711 | 0 | 12.8711 | 0 | 0 | 0 | 0 | 12 | 0 | 0 | 0 | 12 | 21.3333 | 68.0194 | 0 | 3.1002 | 36.9806 | 0 | 0 | 0
7268 | 109.7881 | 0 | 109.7881 | 55 | 7.7786 | 11.0717 | 10 | 13.9378 | 0 | 13.9378 | 0 | 0 | 0 | 0 | 12 | 0 | 0 | 0 | 12 | 8 | 72.7786 | 0 | 3.2936 | 32.2214 | 0 | 0 | 0
7269 | 103.4707 | 0 | 103.4707 | 55 | 6.9549 | 10.3373 | 10 | 13.9785 | 0 | 13.9785 | 0 | 0 | 0 | 0 | 7.2 | 0 | 0 | 0 | 7.2 | 0 | 71.9549 | 0 | 3.1041 | 33.0451 | 0 | 0 | 0
7270 | 98.4777 | 0 | 98.4777 | 55 | 11.2783 | 9.9616 | 10 | 12.2378 | 0 | 12.2378 | 0 | 0 | 0 | 0 | 0 | 0 | 0 | 0 | 0 | 0 | 76.2783 | 0 | 2.9543 | 28.7217 | 0 | 0 | 0
7271 | 96.7449 | 0 | 96.7449 | 55 | 7.039 | 9.408 | 10 | 15.298 | 0 | 15.298 | 0 | 0 | 0 | 0 | 0 | 0 | 0 | 0 | 0 | 0 | 72.039 | 0 | 2.9023 | 32.961 | 0 | 0 | 0
7272 | 86.7041 | 0 | 86.7041 | 51.2292 | 2 | 8.2575 | 10 | 15.2174 | 0 | 15.2174 | 0 | 0 | 0 | 0 | 0 | 0 | 0 | 0 | 0 | 0 | 63.2292 | 0 | 2.6011 | 41.7708 | 0 | 0 | 0
7273 | 84.1453 | 0 | 84.1453 | 50.8547 | 2 | 8.2086 | 10 | 13.0821 | 0 | 13.0821 | 0 | 0 | 0 | 0 | 0 | 0 | 0 | 0 | 0 | 0 | 62.8547 | 0 | 2.5244 | 42.1453 | 0 | 0 | 0
7274 | 85.5402 | 0 | 85.5402 | 51.9027 | 2 | 8.3454 | 10 | 13.2921 | 0 | 13.2921 | 0 | 0 | 0 | 0 | 0 | 0 | 0 | 0 | 0 | 0 | 63.9027 | 0 | 2.5662 | 41.0973 | 0 | 0 | 0
7275 | 88.4877 | 0 | 88.4877 | 53.9179 | 2 | 8.6086 | 10 | 13.9612 | 0 | 13.9612 | 0 | 0 | 0 | 0 | 0 | 0 | 0 | 0 | 0 | 0 | 65.9179 | 0 | 2.6546 | 39.0821 | 0 | 0 | 0
7276 | 89.1406 | 0 | 89.1406 | 55 | 4.0364 | 9.0159 | 10 | 11.0884 | 0 | 11.0884 | 0 | 0 | 0 | 0 | 0 | 0 | 0 | 0 | 0 | 0 | 69.0364 | 0 | 2.6742 | 35.9636 | 0 | 0 | 0
7277 | 90.3557 | 0 | 90.3557 | 55 | 3.8408 | 8.9903 | 10 | 12.5246 | 0 | 12.5246 | 0 | 0 | 0 | 0 | 0 | 0 | 0 | 0 | 0 | 0 | 68.8408 | 0 | 2.7107 | 36.1592 | 0 | 0 | -1.4211e-14
7278 | 90.2414 | 0 | 90.2414 | 55 | 5.0956 | 9.1542 | 10 | 10.9916 | 0 | 10.9916 | 0 | 0 | 0 | 0 | 0 | 0 | 0 | 0 | 0 | 0 | 70.0956 | 0 | 2.7072 | 34.9044 | 0 | 0 | 0
7279 | 86.2591 | 0 | 86.2591 | 42.9 | 2 | 7.0502 | 9.0846 | 11.4306 | 13.7938 | 11.4306 | 13.7938 | 0 | 0 | 0 | 0 | 0 | 0 | 0 | 0 | 0 | 53.9846 | 0 | 2.5878 | 51.0154 | 0 | 0 | 0
7280 | 88.9791 | 0 | 88.9791 | 42.9 | 2 | 3.2461 | 4 | 9.2363 | 27.5966 | 9.2363 | 27.5966 | 0 | 0 | 0 | 0 | 0 | 0 | 0 | 0 | 0 | 48.9 | 0 | 2.6694 | 58.8773 | 0 | 0 | 0
7281 | 88.3941 | 0 | 88.3941 | 42.9 | 2 | 7.1054e-15 | 4 | 12.536 | 36.9382 | 12.536 | 36.9382 | 0 | 0 | 9.9802 | 0 | 0 | 0 | 9.9802 | 0 | 8.9822 | 48.9 | 0 | 2.6518 | 60.5956 | 0 | 1.4211e-14 | 0
7282 | 85.3267 | 0 | 85.3267 | 42.9 | 2 | 0 | 4 | 9.796 | 42.0603 | 9.796 | 42.0603 | 0 | 0 | 12 | 0 | 3.4296 | 0 | 15.4296 | 0 | 22.9441 | 48.9 | 0 | 2.5598 | 59.9662 | 0 | 0 | 0
7283 | 86.4572 | 0 | 86.4572 | 42.9 | 2 | 1.4211e-14 | 4 | 10.7707 | 51.2302 | 10.3462 | 49.211 | 0.42452 | 2.0192 | 12 | 0 | 10 | 0 | 22 | 0 | 42.9636 | 48.9 | 0 | 2.5937 | 58.925 | 0 | 1.4211e-14 | 0
7284 | 83.5992 | 0 | 83.5992 | 42.9 | 2 | 7.1054e-15 | 4 | 11.8675 | 49.6909 | 10.596 | 44.3666 | 1.2716 | 5.3243 | 12 | 0 | 8.2634 | 0 | 20.2634 | 0 | 61.3822 | 48.9 | 0 | 2.508 | 58.6459 | 0 | 3.5527e-15 | 0
7285 | 82.3478 | 0 | 82.3478 | 42.9 | 2 | 0 | 4 | 11.3901 | 52.8942 | 7.2292 | 33.5717 | 4.1609 | 19.3225 | 7.3532 | 0 | 0 | 0 | 7.3532 | 0 | 68 | 48.9 | 0 | 2.4704 | 68.1865 | 0 | 7.9936e-15 | 0
7286 | 85.3262 | 0 | 85.3262 | 42.9 | 2 | 7.1054e-15 | 4 | 9.0527 | 46.0266 | 5.9869 | 30.4392 | 3.0658 | 15.5874 | 0 | 0 | 0 | 0 | 0 | 0 | 68 | 48.9 | 0 | 2.5598 | 81.5938 | 0 | 0 | 0
7287 | 85.0187 | 0 | 85.0187 | 42.9 | 2 | 0 | 4 | 11.125 | 39.4171 | 7.9502 | 28.1685 | 3.1748 | 11.2486 | 0 | 0 | 0 | 0 | 0 | 0 | 68 | 48.9 | 0 | 2.5506 | 82.0824 | 0 | 0 | 0
7288 | 87.0203 | 0 | 87.0203 | 42.9 | 2 | 0.32736 | 4 | 13.3226 | 24.4704 | 13.3226 | 24.4704 | 0 | 0 | 0 | 0 | 0 | 0 | 0 | 0 | 68 | 48.9 | 0 | 2.6106 | 83.4589 | 0 | 0 | 0
7289 | 93.0952 | 0 | 93.0952 | 44.6765 | 2 | 8.1014 | 10 | 10.6743 | 12.2849 | 10.6743 | 12.2849 | 0 | 0 | 0 | 0 | 0 | 5.3581 | 0 | 5.3581 | 62.1884 | 56.6765 | 0 | 2.7929 | 64.9654 | 0 | 0 | 0
7290 | 96.9561 | 0 | 96.9561 | 42.9 | 2 | 9.7791 | 9.9841 | 12.2964 | 6.5067e-15 | 12.2964 | 6.5067e-15 | 0 | 0 | 0 | 9.9965 | 0 | 10 | 0 | 19.9965 | 40.2346 | 54.8841 | 0 | 2.9087 | 52.1194 | 0 | 0 | 0
7291 | 100.8085 | 0 | 100.8085 | 51.5375 | 2 | 10.2672 | 10 | 11.9228 | 0 | 11.9228 | 0 | 0 | 0 | 0 | 12 | 0 | 3.081 | 0 | 15.081 | 23.5595 | 63.5375 | 0 | 3.0243 | 41.4625 | 0 | 0 | 0
7292 | 109.3246 | 0 | 109.3246 | 55 | 8.8796 | 11.2155 | 10 | 12.2294 | 0 | 12.2294 | 0 | 0 | 0 | 0 | 12 | 0 | 0 | 0 | 12 | 10.2261 | 73.8796 | 0 | 3.2797 | 31.1204 | 0 | 0 | 0
7293 | 103.4366 | 0 | 103.4366 | 55 | 5.908 | 10.4622 | 10 | 12.8628 | 0 | 12.8628 | 0 | 0 | 0 | 0 | 9.2035 | 0 | 0 | 0 | 9.2035 | 0 | 70.908 | 0 | 3.1031 | 34.092 | 0 | 0 | 0
7294 | 99.8658 | 0 | 99.8658 | 55 | 11.1375 | 9.9432 | 10 | 13.785 | 0 | 13.785 | 0 | 0 | 0 | 0 | 0 | 0 | 0 | 0 | 0 | 0 | 76.1375 | 0 | 2.996 | 28.8625 | 0 | 1.4211e-14 | 0
7295 | 94.8764 | 0 | 94.8764 | 55 | 7.9684 | 9.5294 | 10 | 12.3786 | 0 | 12.3786 | 0 | 0 | 0 | 0 | 0 | 0 | 0 | 0 | 0 | 0 | 72.9684 | 0 | 2.8463 | 32.0316 | 0 | 0 | 0
7296 | 83.8015 | 0 | 83.8015 | 50.6306 | 2 | 8.5098 | 10 | 12.6612 | 0 | 12.6612 | 0 | 0 | 0 | 0 | 0 | 0 | 0 | 0 | 0 | 0 | 62.6306 | 0 | 2.514 | 42.3694 | 0 | 0 | 0
7297 | 87.7189 | 0 | 87.7189 | 53.3098 | 2 | 8.8738 | 10 | 13.5353 | 0 | 13.5353 | 0 | 0 | 0 | 0 | 0 | 0 | 0 | 0 | 0 | 0 | 65.3098 | 0 | 2.6316 | 39.6902 | 0 | 0 | 0
7298 | 89.0121 | 0 | 89.0121 | 55 | 2.0182 | 9.1059 | 10 | 12.888 | 0 | 12.888 | 0 | 0 | 0 | 0 | 0 | 0 | 0 | 0 | 0 | 0 | 67.0182 | 0 | 2.6704 | 37.9818 | 0 | 0 | 0
7299 | 87.3739 | 0 | 87.3739 | 54.5003 | 2 | 9.0356 | 10 | 11.838 | 0 | 11.838 | 0 | 0 | 0 | 0 | 0 | 0 | 0 | 0 | 0 | 0 | 66.5003 | 0 | 2.6212 | 38.4997 | 0 | 0 | 0
7300 | 90.1939 | 0 | 90.1939 | 54.8824 | 2 | 9.0875 | 10 | 14.224 | 0 | 14.224 | 0 | 0 | 0 | 0 | 0 | 0 | 0 | 0 | 0 | 0 | 66.8824 | 0 | 2.7058 | 38.1176 | 0 | 0 | 0
7301 | 86.9869 | 0 | 86.9869 | 54.4757 | 2 | 9.0322 | 10 | 11.479 | 0 | 11.479 | 0 | 0 | 0 | 0 | 0 | 0 | 0 | 0 | 0 | 0 | 66.4757 | 0 | 2.6096 | 38.5243 | 0 | 1.4211e-14 | 0
7302 | 87.7013 | 0 | 87.7013 | 53.916 | 2 | 8.9562 | 10 | 12.8291 | 0 | 12.8291 | 0 | 0 | 0 | 0 | 0 | 0 | 0 | 0 | 0 | 0 | 65.916 | 0 | 2.631 | 39.084 | 0 | 0 | 0
7303 | 89.4226 | 0 | 89.4226 | 46.1092 | 2 | 7.8955 | 10 | 12.0997 | 11.3182 | 12.0997 | 11.3182 | 0 | 0 | 0 | 0 | 0 | 0 | 0 | 0 | 0 | 58.1092 | 0 | 2.6827 | 46.8908 | 0 | 0 | 0
7304 | 86.5345 | 0 | 86.5345 | 42.9 | 2 | 4.6565 | 4 | 11.9213 | 21.0567 | 11.9213 | 21.0567 | 0 | 0 | 0 | 0 | 0 | 0 | 0 | 0 | 0 | 48.9 | 0 | 2.596 | 57.8499 | 0 | 0 | 0
7305 | 88.0728 | 0 | 88.0728 | 42.9 | 2 | 0 | 4 | 11.0785 | 30.2028 | 11.0785 | 30.2028 | 0 | 0 | 2.1085 | 0 | 0 | 0 | 2.1085 | 0 | 1.8977 | 48.9 | 0 | 2.6422 | 61.6972 | 0 | 0 | 0
7306 | 87.5125 | 0 | 87.5125 | 42.9 | 2 | 0 | 4 | 11.9867 | 40.4906 | 11.9867 | 40.4906 | 0 | 0 | 12 | 0 | 1.8647 | 0 | 13.8647 | 0 | 14.4169 | 48.9 | 0 | 2.6254 | 60.2909 | 0 | 0 | 0
7307 | 85.829 | 0 | 85.829 | 42.9 | 2 | 7.1054e-15 | 4 | 12.219 | 39.1547 | 12.219 | 39.1547 | 0 | 0 | 12 | 0 | 2.4447 | 0 | 14.4447 | 0 | 27.4708 | 48.9 | 0 | 2.5749 | 60.2215 | 0 | 0 | 0
7308 | 84.0597 | 0 | 84.0597 | 42.9 | 2 | 0 | 4 | 9.7629 | 42.0718 | 9.7629 | 42.0718 | 0 | 0 | 12 | 0 | 4.675 | 0 | 16.675 | 0 | 42.5809 | 48.9 | 0 | 2.5218 | 59.9547 | 0 | 0 | 0
7309 | 84.4271 | 0 | 84.4271 | 42.9 | 2 | 7.1054e-15 | 4 | 10.9269 | 41.4876 | 10.9269 | 41.4876 | 0 | 0 | 12 | 0 | 4.8874 | 0 | 16.8874 | 0 | 57.8869 | 48.9 | 0 | 2.5328 | 59.9293 | 0 | 0 | 0
7310 | 85.1837 | 0 | 85.1837 | 42.9 | 2 | 0 | 4 | 10.5892 | 39.4958 | 10.0066 | 37.3231 | 0.58254 | 2.1728 | 3.2248 | 0 | 7.8212 | 0 | 11.046 | 0 | 68 | 48.9 | 0 | 2.5555 | 60.2985 | 0 | 3.5527e-15 | 0
7311 | 83.0527 | 0 | 83.0527 | 42.9 | 2 | 7.1054e-15 | 4 | 10.1471 | 31.7589 | 8.2697 | 25.883 | 1.8774 | 5.8759 | 0 | 0 | 0 | 0 | 0 | 0 | 68 | 48.9 | 0 | 2.4916 | 83.022 | 0 | 0 | 0
7312 | 88.4028 | 0 | 88.4028 | 42.9 | 2 | 6.1813 | 4 | 10.7342 | 22.5872 | 10.7342 | 22.5872 | 0 | 0 | 0 | 0 | 0 | 0 | 0 | 0 | 68 | 48.9 | 0 | 2.6521 | 78.5075 | 0 | 0 | 0
7313 | 92.4645 | 0 | 92.4645 | 42.9 | 2 | 8.0603 | 7.1351 | 12.7766 | 12.3051 | 12.7766 | 12.3051 | 0 | 0 | 0 | 0 | 0 | 7.2874 | 0 | 7.2874 | 60.0957 | 52.0351 | 0 | 2.7739 | 67.6775 | 0 | 0 | 0
7314 | 97.751 | 0 | 97.751 | 42.9 | 2 | 10.2966 | 8.8813 | 11.6732 | 5.6402e-15 | 11.6732 | 5.6402e-15 | 0 | 0 | 0 | 12 | 0 | 10 | 0 | 22 | 35.9158 | 53.7813 | 0 | 2.9325 | 51.2187 | 0 | 0 | 0
7315 | 101.8118 | 0 | 101.8118 | 53.0323 | 2 | 10.6231 | 10 | 13.0047 | 0 | 13.0047 | 0 | 0 | 0 | 0 | 12 | 0 | 1.1517 | 0 | 13.1517 | 21.3333 | 65.0323 | 0 | 3.0544 | 39.9677 | 0 | 0 | 0
7316 | 108.0205 | 0 | 108.0205 | 55 | 5.8697 | 11.2597 | 10 | 13.8911 | 0 | 13.8911 | 0 | 0 | 0 | 0 | 12 | 0 | 0 | 0 | 12 | 8 | 70.8697 | 0 | 3.2406 | 34.1303 | 0 | 0 | 0
7317 | 104.2981 | 0 | 104.2981 | 55 | 8.8558 | 11.0133 | 10 | 12.229 | 0 | 12.229 | 0 | 0 | 0 | 0 | 7.2 | 0 | 0 | 0 | 7.2 | 0 | 73.8558 | 0 | 3.1289 | 31.1442 | 0 | 0 | 0
7318 | 98.4007 | 0 | 98.4007 | 55 | 9.1243 | 10.0715 | 10 | 14.205 | 0 | 14.205 | 0 | 0 | 0 | 0 | 0 | 0 | 0 | 0 | 0 | 0 | 74.1243 | 0 | 2.952 | 30.8757 | 0 | 0 | 0
7319 | 95.6225 | 0 | 95.6225 | 55 | 6.7752 | 9.7523 | 10 | 14.095 | 0 | 14.095 | 0 | 0 | 0 | 0 | 0 | 0 | 0 | 0 | 0 | 0 | 71.7752 | 0 | 2.8687 | 33.2248 | 0 | 0 | 0
7320 | 82.6823 | 0 | 82.6823 | 49.2211 | 2 | 8.3183 | 10 | 13.1429 | 0 | 13.1429 | 0 | 0 | 0 | 0 | 0 | 0 | 0 | 0 | 0 | 0 | 61.2211 | 0 | 2.4805 | 43.7789 | 0 | 0 | 0
7321 | 87.1366 | 0 | 87.1366 | 51.6988 | 2 | 8.6549 | 10 | 14.7829 | 0 | 14.7829 | 0 | 0 | 0 | 0 | 0 | 0 | 0 | 0 | 0 | 0 | 63.6988 | 0 | 2.6141 | 41.3012 | 0 | 0 | 0
7322 | 88.868 | 0 | 88.868 | 53.7747 | 2 | 8.937 | 10 | 14.1563 | 0 | 14.1563 | 0 | 0 | 0 | 0 | 0 | 0 | 0 | 0 | 0 | 0 | 65.7747 | 0 | 2.666 | 39.2253 | 0 | 0 | 0
7323 | 87.4214 | 0 | 87.4214 | 53.952 | 2 | 8.9611 | 10 | 12.5084 | 0 | 12.5084 | 0 | 0 | 0 | 0 | 0 | 0 | 0 | 0 | 0 | 0 | 65.952 | 0 | 2.6226 | 39.048 | 0 | 0 | 0
7324 | 89.8162 | 0 | 89.8162 | 54.733 | 2 | 9.0672 | 10 | 14.0161 | 0 | 14.0161 | 0 | 0 | 0 | 0 | 0 | 0 | 0 | 0 | 0 | 0 | 66.733 | 0 | 2.6945 | 38.267 | 0 | 0 | 0
7325 | 86.9457 | 0 | 86.9457 | 52.8307 | 2 | 8.8087 | 10 | 13.3063 | 0 | 13.3063 | 0 | 0 | 0 | 0 | 0 | 0 | 0 | 0 | 0 | 0 | 64.8307 | 0 | 2.6084 | 40.1693 | 0 | 0 | 0
7326 | 86.6761 | 0 | 86.6761 | 53.978 | 2 | 8.9646 | 10 | 11.7334 | 0 | 11.7334 | 0 | 0 | 0 | 0 | 0 | 0 | 0 | 0 | 0 | 0 | 65.978 | 0 | 2.6003 | 39.022 | 0 | 1.4211e-14 | 0
7327 | 87.9191 | 0 | 87.9191 | 42.9 | 2 | 7.1714 | 7.8799 | 13.3999 | 14.5678 | 13.3999 | 14.5678 | 0 | 0 | 0 | 0 | 0 | 0 | 0 | 0 | 0 | 52.7799 | 0 | 2.6376 | 52.2201 | 0 | 0 | 0
7328 | 86.2815 | 0 | 86.2815 | 42.9 | 2 | 0 | 4 | 10.7134 | 28.2946 | 10.7134 | 28.2946 | 0 | 0 | 1.6265 | 0 | 0 | 0 | 1.6265 | 0 | 1.4638 | 48.9 | 0 | 2.5884 | 61.7548 | 0 | 0 | 0
7329 | 85.4472 | 0 | 85.4472 | 42.9 | 2 | 0 | 4 | 10.8676 | 37.9027 | 10.8676 | 37.9027 | 0 | 0 | 12 | 0 | 0.22309 | 0 | 12.2231 | 0 | 12.4695 | 48.9 | 0 | 2.5634 | 60.4873 | 0 | 0 | 0
7330 | 88.8962 | 0 | 88.8962 | 42.9 | 2 | 0 | 4 | 11.0817 | 51.6193 | 10.9571 | 51.0391 | 0.12457 | 0.58025 | 12 | 0 | 10 | 0 | 22 | 0 | 32.4891 | 48.9 | 0 | 2.6669 | 59.2335 | 0 | 1.4211e-14 | 0
7331 | 85.0475 | 0 | 85.0475 | 42.9 | 2 | 0 | 4 | 11.0854 | 52.4604 | 10.1437 | 48.0038 | 0.94172 | 4.4566 | 12 | 0 | 10 | 0 | 22 | 0 | 52.5086 | 48.9 | 0 | 2.5514 | 58.672 | 0 | 0 | 0
7332 | 83.7629 | 0 | 83.7629 | 42.9 | 2 | 7.1054e-15 | 4 | 12.1325 | 55 | 8.7349 | 39.5979 | 3.3975 | 15.4021 | 12 | 0 | 1.47 | 0 | 13.47 | 0 | 64.6638 | 48.9 | 0 | 2.5129 | 58.0893 | 0 | 1.7764e-15 | 0
7333 | 85.4903 | 0 | 85.4903 | 42.9 | 2 | 0 | 4 | 11.5541 | 51.8132 | 7.3476 | 32.9496 | 4.2065 | 18.8636 | 3.7068 | 0 | 0 | 0 | 3.7068 | 0 | 68 | 48.9 | 0 | 2.5647 | 68.7464 | 0 | 3.1086e-15 | 0
7334 | 83.4851 | 0 | 83.4851 | 42.9 | 2 | 0 | 4 | 10.0747 | 49.208 | 5.8775 | 28.7076 | 4.1972 | 20.5005 | 0 | 0 | 0 | 0 | 0 | 0 | 68 | 48.9 | 0 | 2.5046 | 80.9951 | 0 | 0 | 0
7335 | 80.6758 | 0 | 80.6758 | 42.9 | 2 | 0 | 4 | 10.3177 | 39.6566 | 6.5605 | 25.2154 | 3.7573 | 14.4412 | 0 | 0 | 0 | 0 | 0 | 0 | 68 | 48.9 | 0 | 2.4203 | 81.7725 | 0 | 0 | 0
7336 | 86.1014 | 0 | 86.1014 | 42.9 | 2 | 0 | 4 | 13.1371 | 26.0212 | 12.4806 | 24.7208 | 0.65649 | 1.3003 | 0 | 0 | 0 | 0 | 0 | 0 | 68 | 48.9 | 0 | 2.583 | 83.7153 | 0 | 0 | 0
7337 | 90.6881 | 0 | 90.6881 | 43.3951 | 2 | 7.676 | 10 | 12.3033 | 14.2146 | 12.3033 | 14.2146 | 0 | 0 | 0 | 0 | 0 | 1.0991 | 0 | 1.0991 | 66.8079 | 55.3951 | 0 | 2.7206 | 70.5058 | 0 | 0 | 0
7338 | 96.56 | 0 | 96.56 | 42.9 | 2 | 9.9244 | 8.3716 | 13.5937 | 6.3602e-15 | 13.5937 | 6.3602e-15 | 0 | 0 | 0 | 9.7703 | 0 | 10 | 0 | 19.7703 | 45.1054 | 53.2716 | 0 | 2.8968 | 53.9581 | 0 | 0 | 0
7339 | 101.2924 | 0 | 101.2924 | 45.68 | 2 | 10.4649 | 10 | 13.8075 | 0 | 13.8075 | 0 | 0 | 0 | 0 | 12 | 0 | 7.34 | 0 | 19.34 | 23.8107 | 57.68 | 0 | 3.0388 | 47.32 | 0 | 0 | -1.4211e-14
7340 | 108.6788 | 0 | 108.6788 | 55 | 7.0728 | 11.4232 | 10 | 13.1828 | 0 | 13.1828 | 0 | 0 | 0 | 0 | 12 | 0 | 0 | 0 | 12 | 10.4774 | 72.0728 | 0 | 3.2604 | 32.9272 | 0 | 0 | 0
7341 | 101.6081 | 0 | 101.6081 | 55 | 2.6473 | 10.4727 | 10 | 14.0585 | 0 | 14.0585 | 0 | 0 | 0 | 0 | 9.4297 | 0 | 0 | 0 | 9.4297 | 0 | 67.6473 | 0 | 3.0482 | 37.3527 | 0 | 0 | 0
7342 | 98.1626 | 0 | 98.1626 | 55 | 9.2328 | 10.0862 | 10 | 13.8436 | 0 | 13.8436 | 0 | 0 | 0 | 0 | 0 | 0 | 0 | 0 | 0 | 0 | 74.2328 | 0 | 2.9449 | 30.7672 | 0 | 0 | 0
7343 | 92.8443 | 0 | 92.8443 | 55 | 6.846 | 9.7619 | 10 | 11.2364 | 0 | 11.2364 | 0 | 0 | 0 | 0 | 0 | 0 | 0 | 0 | 0 | 0 | 71.846 | 0 | 2.7853 | 33.154 | 0 | 0 | 0
7344 | 82.6338 | 0 | 82.6338 | 50.3083 | 2 | 8.466 | 10 | 11.8595 | 0 | 11.8595 | 0 | 0 | 0 | 0 | 0 | 0 | 0 | 0 | 0 | 0 | 62.3083 | 0 | 2.479 | 42.6917 | 0 | 0 | 0
7345 | 85.8825 | 0 | 85.8825 | 50.1404 | 2 | 8.4432 | 10 | 15.2989 | 0 | 15.2989 | 0 | 0 | 0 | 0 | 0 | 0 | 0 | 0 | 0 | 0 | 62.1404 | 0 | 2.5765 | 42.8596 | 0 | 0 | 0
7346 | 85.1857 | 0 | 85.1857 | 52.0258 | 2 | 8.6994 | 10 | 12.4605 | 0 | 12.4605 | 0 | 0 | 0 | 0 | 0 | 0 | 0 | 0 | 0 | 0 | 64.0258 | 0 | 2.5556 | 40.9742 | 0 | 0 | 0
7347 | 88.6013 | 0 | 88.6013 | 53.8321 | 2 | 8.9448 | 10 | 13.8245 | 0 | 13.8245 | 0 | 0 | 0 | 0 | 0 | 0 | 0 | 0 | 0 | 0 | 65.8321 | 0 | 2.658 | 39.1679 | 0 | 0 | 0
7348 | 90.0441 | 0 | 90.0441 | 55 | 4.0583 | 9.3831 | 10 | 11.6027 | 0 | 11.6027 | 0 | 0 | 0 | 0 | 0 | 0 | 0 | 0 | 0 | 0 | 69.0583 | 0 | 2.7013 | 35.9417 | 0 | 0 | 0
7349 | 88.951 | 0 | 88.951 | 55 | 2.2565 | 9.1383 | 10 | 12.5563 | 0 | 12.5563 | 0 | 0 | 0 | 0 | 0 | 0 | 0 | 0 | 0 | 0 | 67.2565 | 0 | 2.6685 | 37.7435 | 0 | 0 | 0
7350 | 88.8253 | 0 | 88.8253 | 54.4391 | 2 | 9.0273 | 10 | 13.3589 | 0 | 13.3589 | 0 | 0 | 0 | 0 | 0 | 0 | 0 | 0 | 0 | 0 | 66.4391 | 0 | 2.6648 | 38.5609 | 0 | 0 | 0
7351 | 86.4295 | 0 | 86.4295 | 43.7992 | 2 | 7.5816 | 10 | 11.2976 | 11.751 | 11.2976 | 11.751 | 0 | 0 | 0 | 0 | 0 | 0 | 0 | 0 | 0 | 55.7992 | 0 | 2.5929 | 49.2008 | 0 | 0 | 0
7352 | 86.172 | 0 | 86.172 | 42.9 | 2 | 3.9333 | 4 | 10.6114 | 22.7273 | 10.6114 | 22.7273 | 0 | 0 | 0 | 0 | 0 | 0 | 0 | 0 | 0 | 48.9 | 0 | 2.5852 | 58.4866 | 0 | 0 | 0
7353 | 86.8226 | 0 | 86.8226 | 42.9 | 2 | 0 | 4 | 10.7372 | 35.5775 | 10.7372 | 35.5775 | 0 | 0 | 8.3921 | 0 | 0 | 0 | 8.3921 | 0 | 7.5529 | 48.9 | 0 | 2.6047 | 60.9455 | 0 | 0 | 0
7354 | 87.8325 | 0 | 87.8325 | 42.9 | 2 | 0 | 4 | 11.113 | 38.9794 | 11.113 | 38.9794 | 0 | 0 | 11.1598 | 0 | 0 | 0 | 11.1598 | 0 | 17.5967 | 48.9 | 0 | 2.635 | 60.6145 | 0 | 0 | 0
7355 | 83.4238 | 0 | 83.4238 | 42.9 | 2 | 0 | 4 | 10.5687 | 46.8645 | 10.4014 | 46.1224 | 0.16735 | 0.74206 | 12 | 0 | 10 | 0 | 22 | 0 | 37.6163 | 48.9 | 0 | 2.5027 | 59.209 | 0 | 1.4211e-14 | 0
7356 | 85.8601 | 0 | 85.8601 | 42.9 | 2 | 7.1054e-15 | 4 | 10 | 45.4643 | 10 | 45.4643 | 0 | 0 | 12 | 0 | 6.5043 | 0 | 18.5043 | 0 | 54.413 | 48.9 | 0 | 2.5758 | 59.7359 | 0 | 0 | 0
7357 | 84.7346 | 0 | 84.7346 | 42.9 | 2 | 0 | 4 | 10.3582 | 40.481 | 10.3512 | 40.4536 | 0.0070071 | 0.027385 | 9.7814 | 0 | 5.1888 | 0 | 14.9701 | 0 | 68 | 48.9 | 0 | 2.542 | 60.1546 | 0 | 1.7764e-15 | 0
7358 | 84.6136 | 0 | 84.6136 | 42.9 | 2 | 0 | 4 | 12.0926 | 38.1028 | 8.6038 | 27.1098 | 3.4888 | 10.993 | 0 | 0 | 0 | 0 | 0 | 0 | 68 | 48.9 | 0 | 2.5384 | 82.2171 | 0 | 0 | 0
7359 | 80.7454 | 0 | 80.7454 | 42.9 | 2 | 0 | 4 | 10.5071 | 35.5114 | 7.2711 | 24.5743 | 3.2361 | 10.9371 | 0 | 0 | 0 | 0 | 0 | 0 | 68 | 48.9 | 0 | 2.4224 | 82.254 | 0 | 0 | 0
7360 | 89.3153 | 0 | 89.3153 | 42.9 | 2 | 6.8258 | 5.3367 | 11.2823 | 20.9705 | 11.2823 | 20.9705 | 0 | 0 | 0 | 0 | 0 | 0 | 0 | 0 | 68 | 50.2367 | 0 | 2.6795 | 76.7633 | 0 | 0 | 0
7361 | 92.1595 | 0 | 92.1595 | 42.9 | 2 | 8.0343 | 7.5408 | 13.4015 | 11.5927 | 13.4015 | 11.5927 | 0 | 0 | 0 | 0 | 0 | 6.6902 | 0 | 6.6902 | 60.7435 | 52.4408 | 0 | 2.7648 | 67.869 | 0 | 1.4211e-14 | 0
7362 | 97.86 | 0 | 97.86 | 42.9 | 2 | 10.0947 | 7.3956 | 13.4697 | 5.3563e-15 | 13.4697 | 5.3563e-15 | 0 | 0 | 0 | 12 | 0 | 10 | 0 | 22 | 36.5636 | 52.2956 | 0 | 2.9358 | 52.7044 | 0 | 1.4211e-14 | 0
7363 | 101.0572 | 0 | 101.0572 | 51.7669 | 2 | 10.5323 | 10 | 13.0091 | 0 | 13.0091 | 0 | 0 | 0 | 0 | 12 | 0 | 1.7489 | 0 | 13.7489 | 21.3333 | 63.7669 | 0 | 3.0317 | 41.2331 | 0 | 0 | -1.4211e-14
7364 | 104.6631 | 0 | 104.6631 | 55 | 4.1232 | 11.0224 | 10 | 12.5175 | 0 | 12.5175 | 0 | 0 | 0 | 0 | 12 | 0 | 0 | 0 | 12 | 8 | 69.1232 | 0 | 3.1399 | 35.8768 | 0 | 0 | 0
7365 | 103.5142 | 0 | 103.5142 | 55 | 6.2813 | 10.6635 | 10 | 14.3695 | 0 | 14.3695 | 0 | 0 | 0 | 0 | 7.2 | 0 | 0 | 0 | 7.2 | 0 | 71.2813 | 0 | 3.1054 | 33.7187 | 0 | 0 | 0
7366 | 98.6194 | 0 | 98.6194 | 55 | 12.2138 | 10.4912 | 10 | 10.9144 | 0 | 10.9144 | 0 | 0 | 0 | 0 | 0 | 0 | 0 | 0 | 0 | 0 | 77.2138 | 0 | 2.9586 | 27.7862 | 0 | 0 | 0
7367 | 95.6195 | 0 | 95.6195 | 55 | 7.2 | 9.81 | 10 | 13.6095 | 0 | 13.6095 | 0 | 0 | 0 | 0 | 0 | 0 | 0 | 0 | 0 | 0 | 72.2 | 0 | 2.8686 | 32.8 | 0 | 0 | -1.4211e-14
7368 | 83.6986 | 0 | 83.6986 | 50.8899 | 2 | 8.545 | 10 | 12.2636 | 0 | 12.2636 | 0 | 0 | 0 | 0 | 0 | 0 | 0 | 0 | 0 | 0 | 62.8899 | 0 | 2.511 | 42.1101 | 0 | 0 | 0
7369 | 82.6113 | 0 | 82.6113 | 49.5019 | 2 | 8.3564 | 10 | 12.753 | 0 | 12.753 | 0 | 0 | 0 | 0 | 0 | 0 | 0 | 0 | 0 | 0 | 61.5019 | 0 | 2.4783 | 43.4981 | 0 | 0 | 0
7370 | 82.3385 | 0 | 82.3385 | 50.1035 | 2 | 8.4382 | 10 | 11.7969 | 0 | 11.7969 | 0 | 0 | 0 | 0 | 0 | 0 | 0 | 0 | 0 | 0 | 62.1035 | 0 | 2.4702 | 42.8965 | 0 | 0 | 0
7371 | 84.363 | 0 | 84.363 | 50.2136 | 2 | 8.4531 | 10 | 13.6963 | 0 | 13.6963 | 0 | 0 | 0 | 0 | 0 | 0 | 0 | 0 | 0 | 0 | 62.2136 | 0 | 2.5309 | 42.7864 | 0 | 0 | 0
7372 | 84.3226 | 0 | 84.3226 | 50.6278 | 2 | 8.5094 | 10 | 13.1854 | 0 | 13.1854 | 0 | 0 | 0 | 0 | 0 | 0 | 0 | 0 | 0 | 0 | 62.6278 | 0 | 2.5297 | 42.3722 | 0 | 0 | 0
7373 | 85.6771 | 0 | 85.6771 | 53.1834 | 2 | 8.8566 | 10 | 11.637 | 0 | 11.637 | 0 | 0 | 0 | 0 | 0 | 0 | 0 | 0 | 0 | 0 | 65.1834 | 0 | 2.5703 | 39.8166 | 0 | 0 | 0
7374 | 83.8878 | 0 | 83.8878 | 53.4838 | 2 | 8.8975 | 10 | 9.5066 | 0 | 9.5066 | 0 | 0 | 0 | 0 | 0 | 0 | 0 | 0 | 0 | 0 | 65.4838 | 0 | 2.5166 | 39.5162 | 0 | 0 | 0
7375 | 84.9172 | 0 | 84.9172 | 43.6929 | 2 | 7.5671 | 10 | 9.9149 | 11.7423 | 9.9149 | 11.7423 | 0 | 0 | 0 | 0 | 0 | 0 | 0 | 0 | 0 | 55.6929 | 0 | 2.5475 | 49.3071 | 0 | 0 | 0
7376 | 85.9737 | 0 | 85.9737 | 42.9 | 2 | 0.45526 | 4 | 10.0974 | 26.5211 | 10.0974 | 26.5211 | 0 | 0 | 0 | 0 | 0 | 0 | 0 | 0 | 0 | 48.9 | 0 | 2.5792 | 61.5486 | 0 | 0 | 0
7377 | 83.5364 | 0 | 83.5364 | 42.9 | 2 | 0 | 4 | 10.6222 | 33.4766 | 10.6222 | 33.4766 | 0 | 0 | 9.4624 | 0 | 0 | 0 | 9.4624 | 0 | 8.5162 | 48.9 | 0 | 2.5061 | 60.8175 | 0 | 0 | 0
7378 | 80.7691 | 0 | 80.7691 | 42.9 | 2 | 0 | 4 | 9.4598 | 39.8417 | 9.4598 | 39.8417 | 0 | 0 | 12 | 0 | 5.4324 | 0 | 17.4324 | 0 | 24.3246 | 48.9 | 0 | 2.4231 | 59.8641 | 0 | 0 | 0
7379 | 80.4542 | 0 | 80.4542 | 42.9 | 2 | 0 | 4 | 8.1881 | 48.5485 | 7.7288 | 45.8253 | 0.45928 | 2.7231 | 12 | 0 | 10 | 0 | 22 | 0 | 44.3441 | 48.9 | 0 | 2.4136 | 58.9371 | 0 | 0 | 0
7380 | 80.5969 | 0 | 80.5969 | 42.9 | 2 | 7.1054e-15 | 4 | 12.3669 | 53.6449 | 9.3592 | 40.5983 | 3.0076 | 13.0466 | 12 | 0 | 6.2606 | 0 | 18.2606 | 0 | 60.9162 | 48.9 | 0 | 2.4179 | 57.8447 | 0 | 3.5527e-15 | 0
7381 | 80.265 | 0 | 80.265 | 42.9 | 2 | 7.1054e-15 | 4 | 9.5495 | 44.6412 | 6.9142 | 32.3217 | 2.6354 | 12.3195 | 7.8709 | 0 | 0 | 0 | 7.8709 | 0 | 68 | 48.9 | 0 | 2.4079 | 69.219 | 0 | 9.77e-15 | 0
7382 | 79.3415 | 0 | 79.3415 | 42.9 | 2 | 0 | 4 | 11.5686 | 43.6273 | 6.3803 | 24.0612 | 5.1883 | 19.5661 | 0 | 0 | 0 | 0 | 0 | 0 | 68 | 48.9 | 0 | 2.3802 | 80.9883 | 0 | 0 | 0
7383 | 80.103 | 0 | 80.103 | 42.9 | 2 | 0 | 4 | 10.0796 | 34.0281 | 7.1306 | 24.0724 | 2.949 | 9.9557 | 0 | 0 | 0 | 0 | 0 | 0 | 68 | 48.9 | 0 | 2.4031 | 82.4057 | 0 | 0 | 0
7384 | 84.3047 | 0 | 84.3047 | 42.9 | 2 | 1.7942 | 4 | 11.3622 | 22.2483 | 11.3622 | 22.2483 | 0 | 0 | 0 | 0 | 0 | 0 | 0 | 0 | 68 | 48.9 | 0 | 2.5291 | 82.3698 | 0 | 1.4211e-14 | 0
7385 | 89.3916 | 0 | 89.3916 | 43.6953 | 2 | 7.9398 | 10 | 9.8863 | 13.1295 | 9.8863 | 13.1295 | 0 | 0 | 0 | 0 | 0 | 2.7406 | 0 | 2.7406 | 65.0274 | 55.6953 | 0 | 2.6817 | 68.5641 | 0 | 1.4211e-14 | 0
7386 | 91.8341 | 0 | 91.8341 | 42.9 | 2 | 9.5319 | 9.4369 | 12.1492 | 6.0089e-15 | 12.1492 | 6.0089e-15 | 0 | 0 | 0 | 5.8161 | 0 | 10 | 0 | 15.8161 | 47.7185 | 54.3369 | 0 | 2.755 | 56.8469 | 0 | 0 | 0
7387 | 97.0547 | 0 | 97.0547 | 44.8282 | 2 | 10.1261 | 10 | 12.4019 | 0 | 12.4019 | 0 | 0 | 0 | 0 | 12 | 0 | 5.6984 | 0 | 17.6984 | 28.2043 | 56.8282 | 0 | 2.9116 | 48.1718 | 0 | 0 | 0
7388 | 104.4341 | 0 | 104.4341 | 55 | 3.546 | 10.944 | 10 | 12.9441 | 0 | 12.9441 | 0 | 0 | 0 | 0 | 12 | 0 | 0 | 0 | 12 | 14.8709 | 68.546 | 0 | 3.133 | 36.454 | 0 | 0 | 0
7389 | 97.8849 | 0 | 97.8849 | 51.5886 | 2 | 10.2704 | 10 | 12.0259 | 0 | 12.0259 | 0 | 0 | 0 | 0 | 12 | 0 | 0 | 0 | 12 | 1.5376 | 63.5886 | 0 | 2.9365 | 41.4114 | 0 | 0 | 0
7390 | 93.6014 | 0 | 93.6014 | 55 | 5.111 | 9.7142 | 10 | 12.3923 | 0 | 12.3923 | 0 | 0 | 0 | 0 | 1.3839 | 0 | 0 | 0 | 1.3839 | 0 | 70.111 | 0 | 2.808 | 34.889 | 0 | 0 | 0
7391 | 88.7025 | 0 | 88.7025 | 54.8782 | 2 | 9.0869 | 10 | 12.7374 | 0 | 12.7374 | 0 | 0 | 0 | 0 | 0 | 0 | 0 | 0 | 0 | 0 | 66.8782 | 0 | 2.6611 | 38.1218 | 0 | 0 | 0
7392 | 84.818 | 0 | 84.818 | 50.0903 | 2 | 8.4364 | 10 | 14.2913 | 0 | 14.2913 | 0 | 0 | 0 | 0 | 0 | 0 | 0 | 0 | 0 | 0 | 62.0903 | 0 | 2.5445 | 42.9097 | 0 | 0 | 0
7393 | 87.0502 | 0 | 87.0502 | 51.0569 | 2 | 8.5677 | 10 | 15.4256 | 0 | 15.4256 | 0 | 0 | 0 | 0 | 0 | 0 | 0 | 0 | 0 | 0 | 63.0569 | 0 | 2.6115 | 41.9431 | 0 | 0 | 0
7394 | 88.2609 | 0 | 88.2609 | 52.6175 | 2 | 8.7798 | 10 | 14.8637 | 0 | 14.8637 | 0 | 0 | 0 | 0 | 0 | 0 | 0 | 0 | 0 | 0 | 64.6175 | 0 | 2.6478 | 40.3825 | 0 | 0 | 0
7395 | 87.8643 | 0 | 87.8643 | 52.2164 | 2 | 8.7253 | 10 | 14.9227 | 0 | 14.9227 | 0 | 0 | 0 | 0 | 0 | 0 | 0 | 0 | 0 | 0 | 64.2164 | 0 | 2.6359 | 40.7836 | 0 | 0 | 0
7396 | 89.4038 | 0 | 89.4038 | 55 | 2.3352 | 9.149 | 10 | 12.9196 | 0 | 12.9196 | 0 | 0 | 0 | 0 | 0 | 0 | 0 | 0 | 0 | 0 | 67.3352 | 0 | 2.6821 | 37.6648 | 0 | 0 | 0
7397 | 89.2575 | 0 | 89.2575 | 55 | 2.3331 | 9.1487 | 10 | 12.7757 | 0 | 12.7757 | 0 | 0 | 0 | 0 | 0 | 0 | 0 | 0 | 0 | 0 | 67.3331 | 0 | 2.6777 | 37.6669 | 0 | 0 | 0
7398 | 91.9448 | 0 | 91.9448 | 55 | 4.5534 | 9.4504 | 10 | 12.941 | 0 | 12.941 | 0 | 0 | 0 | 0 | 0 | 0 | 0 | 0 | 0 | 0 | 69.5534 | 0 | 2.7583 | 35.4466 | 0 | 0 | 0
7399 | 87.4655 | 0 | 87.4655 | 45.0028 | 2 | 7.7451 | 10 | 12.3883 | 10.3293 | 12.3883 | 10.3293 | 0 | 0 | 0 | 0 | 0 | 0 | 0 | 0 | 0 | 57.0028 | 0 | 2.624 | 47.9972 | 0 | 0 | 0
7400 | 90.5228 | 0 | 90.5228 | 42.9 | 2 | 6.8105 | 5.2244 | 13.3806 | 20.2073 | 13.3806 | 20.2073 | 0 | 0 | 0 | 0 | 0 | 0 | 0 | 0 | 0 | 50.1244 | 0 | 2.7157 | 54.8756 | 0 | 0 | 0
7401 | 88.1993 | 0 | 88.1993 | 42.9 | 2 | 0.83054 | 4 | 9.9614 | 28.5073 | 9.9614 | 28.5073 | 0 | 0 | 0 | 0 | 0 | 0 | 0 | 0 | 0 | 48.9 | 0 | 2.646 | 61.2182 | 0 | 1.4211e-14 | 0
7402 | 86.0169 | 0 | 86.0169 | 42.9 | 2 | 0 | 4 | 11.6763 | 32.933 | 11.6763 | 32.933 | 0 | 0 | 7.4924 | 0 | 0 | 0 | 7.4924 | 0 | 6.7431 | 48.9 | 0 | 2.5805 | 61.0532 | 0 | 0 | 0
7403 | 88.227 | 0 | 88.227 | 42.9 | 2 | 7.1054e-15 | 4 | 11.453 | 43.2098 | 11.453 | 43.2098 | 0 | 0 | 12 | 0 | 3.3358 | 0 | 15.3358 | 0 | 20.6186 | 48.9 | 0 | 2.6468 | 60.1149 | 0 | 0 | 0
7404 | 84.6241 | 0 | 84.6241 | 42.9 | 2 | 1.4211e-14 | 4 | 11.8377 | 42.9975 | 11.8377 | 42.9975 | 0 | 0 | 12 | 0 | 7.111 | 0 | 19.111 | 0 | 37.9747 | 48.9 | 0 | 2.5387 | 59.6633 | 0 | 0 | 0
7405 | 84.1888 | 0 | 84.1888 | 42.9 | 2 | 0 | 4 | 11.4193 | 40.598 | 11.4193 | 40.598 | 0 | 0 | 12 | 0 | 4.7285 | 0 | 16.7285 | 0 | 53.1342 | 48.9 | 0 | 2.5257 | 59.9483 | 0 | 0 | 0
7406 | 84.1719 | 0 | 84.1719 | 42.9 | 2 | 7.1054e-15 | 4 | 11.6363 | 34.0239 | 11.6363 | 34.0239 | 0 | 0 | 9.841 | 0 | 0.54737 | 0 | 10.3883 | 0 | 62.4957 | 48.9 | 0 | 2.5252 | 60.7068 | 0 | 1.4211e-14 | 0
7407 | 82.2768 | 0 | 82.2768 | 42.9 | 2 | 7.1054e-15 | 4 | 13.1478 | 30.1844 | 11.9386 | 27.4084 | 1.2091 | 2.7759 | 0 | 0 | 5.9702 | 0 | 5.9702 | 0 | 68 | 48.9 | 0 | 2.4683 | 72.7586 | 0 | 1.954e-14 | 0
7408 | 88.4953 | 0 | 88.4953 | 42.9 | 2 | 6.6682 | 4.1769 | 12.0294 | 20.7209 | 12.0294 | 20.7209 | 0 | 0 | 0 | 0 | 0 | 0 | 0 | 0 | 68 | 49.0769 | 0 | 2.6549 | 77.9231 | 0 | 0 | 0
7409 | 94.6801 | 0 | 94.6801 | 47.4603 | 2 | 8.6106 | 10 | 12.4533 | 10.2435 | 12.4533 | 10.2435 | 0 | 0 | 0 | 0 | 0 | 3.9125 | 0 | 3.9125 | 63.7563 | 59.4603 | 0 | 2.8404 | 63.6273 | 0 | 0 | 0
7410 | 98.6485 | 0 | 98.6485 | 46.0463 | 2 | 10.2003 | 10 | 13.3757 | 5.1885e-15 | 13.3757 | 5.1885e-15 | 0 | 0 | 0 | 7.0261 | 0 | 10 | 0 | 17.0261 | 45.103 | 58.0463 | 0 | 2.9595 | 51.9275 | 0 | 0 | 0
7411 | 104.2713 | 0 | 104.2713 | 50.9555 | 2 | 10.7994 | 10 | 13.9897 | 0 | 13.9897 | 0 | 0 | 0 | 0 | 12 | 0 | 4.5266 | 0 | 16.5266 | 26.8599 | 62.9555 | 0 | 3.1281 | 42.0445 | 0 | 0 | 0
7412 | 110.7859 | 0 | 110.7859 | 55 | 7.0572 | 11.4211 | 10 | 15.3075 | 0 | 15.3075 | 0 | 0 | 0 | 0 | 12 | 0 | 0 | 0 | 12 | 13.5265 | 72.0572 | 0 | 3.3236 | 32.9428 | 0 | 0 | 0
7413 | 105.959 | 0 | 105.959 | 55 | 5.4814 | 11.207 | 10 | 12.2706 | 0 | 12.2706 | 0 | 0 | 0 | 0 | 12 | 0 | 0 | 0 | 12 | 0.1932 | 70.4814 | 0 | 3.1788 | 34.5186 | 0 | 0 | 0
7414 | 101.37 | 0 | 101.37 | 55 | 10.7462 | 10.3155 | 10 | 15.1344 | 0 | 15.1344 | 0 | 0 | 0 | 0 | 0.17388 | 0 | 0 | 0 | 0.17388 | 0 | 75.7462 | 0 | 3.0411 | 29.2538 | 0 | 0 | 0
7415 | 95.7374 | 0 | 95.7374 | 55 | 7.4862 | 9.8489 | 10 | 13.4023 | 0 | 13.4023 | 0 | 0 | 0 | 0 | 0 | 0 | 0 | 0 | 0 | 0 | 72.4862 | 0 | 2.8721 | 32.5138 | 0 | 0 | 0
7416 | 92.528 | 0 | 92.528 | 55 | 5.7272 | 9.6099 | 10 | 12.1909 | 0 | 12.1909 | 0 | 0 | 0 | 0 | 0 | 0 | 0 | 0 | 0 | 0 | 70.7272 | 0 | 2.7758 | 34.2728 | 0 | 0 | 0
7417 | 89.8392 | 0 | 89.8392 | 55 | 3.1725 | 9.2628 | 10 | 12.404 | 0 | 12.404 | 0 | 0 | 0 | 0 | 0 | 0 | 0 | 0 | 0 | 0 | 68.1725 | 0 | 2.6952 | 36.8275 | 0 | 0 | 0
7418 | 92.4568 | 0 | 92.4568 | 55 | 5.4546 | 9.5729 | 10 | 12.4293 | 0 | 12.4293 | 0 | 0 | 0 | 0 | 0 | 0 | 0 | 0 | 0 | 0 | 70.4546 | 0 | 2.7737 | 34.5454 | 0 | 0 | 0
7419 | 94.497 | 0 | 94.497 | 55 | 8.0121 | 9.9203 | 10 | 11.5646 | 0 | 11.5646 | 0 | 0 | 0 | 0 | 0 | 0 | 0 | 0 | 0 | 0 | 73.0121 | 0 | 2.8349 | 31.9879 | 0 | 0 | 0
7420 | 94.618 | 0 | 94.618 | 55 | 8.0147 | 9.9207 | 10 | 11.6825 | 0 | 11.6825 | 0 | 0 | 0 | 0 | 0 | 0 | 0 | 0 | 0 | 0 | 73.0147 | 0 | 2.8385 | 31.9853 | 0 | 0 | 0
7421 | 93.729 | 0 | 93.729 | 55 | 7.4488 | 9.8438 | 10 | 11.4364 | 0 | 11.4364 | 0 | 0 | 0 | 0 | 0 | 0 | 0 | 0 | 0 | 0 | 72.4488 | 0 | 2.8119 | 32.5512 | 0 | 0 | 0
7422 | 95.8445 | 0 | 95.8445 | 55 | 10.1963 | 10.2171 | 10 | 10.4311 | 0 | 10.4311 | 0 | 0 | 0 | 0 | 0 | 0 | 0 | 0 | 0 | 0 | 75.1963 | 0 | 2.8753 | 29.8037 | 0 | 0 | -1.4211e-14
7423 | 94.4527 | 0 | 94.4527 | 52.2286 | 2 | 8.7269 | 10 | 9.1604 | 12.3369 | 9.1604 | 12.3369 | 0 | 0 | 0 | 0 | 0 | 0 | 0 | 0 | 0 | 64.2286 | 0 | 2.8336 | 40.7714 | 0 | 0 | -1.4211e-14
7424 | 91.4233 | 0 | 91.4233 | 42.9 | 2 | 6.3728 | 4 | 11.3113 | 24.8391 | 11.3113 | 24.8391 | 0 | 0 | 0 | 0 | 0 | 0 | 0 | 0 | 0 | 48.9 | 0 | 2.7427 | 56.3389 | 0 | 0 | 0
7425 | 91.6926 | 0 | 91.6926 | 42.9 | 2 | 1.4211e-14 | 4 | 10.5638 | 35.7859 | 10.5638 | 35.7859 | 0 | 0 | 3.557 | 0 | 0 | 0 | 3.557 | 0 | 3.2013 | 48.9 | 0 | 2.7508 | 61.5239 | 0 | 0 | 0
7426 | 92.7037 | 0 | 92.7037 | 42.9 | 2 | 0 | 4 | 9.1186 | 44.7845 | 9.1186 | 44.7845 | 0 | 0 | 10.0994 | 0 | 0 | 0 | 10.0994 | 0 | 12.2908 | 48.9 | 0 | 2.7811 | 60.7413 | 0 | 0 | 0
7427 | 89.5709 | 0 | 89.5709 | 42.9 | 2 | 0 | 4 | 8.4266 | 44.0571 | 8.4266 | 44.0571 | 0 | 0 | 11.8128 | 0 | 0 | 0 | 11.8128 | 0 | 22.9223 | 48.9 | 0 | 2.6871 | 60.5364 | 0 | 0 | 0
7428 | 89.2648 | 0 | 89.2648 | 42.9 | 2 | 7.1054e-15 | 4 | 8.9219 | 46.3383 | 8.9219 | 46.3383 | 0 | 0 | 12 | 0 | 2.8953 | 0 | 14.8953 | 0 | 36.3916 | 48.9 | 0 | 2.6779 | 60.1676 | 0 | 0 | 0
7429 | 87.287 | 0 | 87.287 | 42.9 | 2 | 1.4211e-14 | 4 | 8.3608 | 48.9979 | 8.3608 | 48.9979 | 0 | 0 | 12 | 0 | 6.9718 | 0 | 18.9718 | 0 | 53.6193 | 48.9 | 0 | 2.6186 | 59.68 | 0 | 0 | 0
7430 | 87.3737 | 0 | 87.3737 | 42.9 | 2 | 1.4211e-14 | 4 | 9.0463 | 40.8943 | 9.0463 | 40.8943 | 0 | 0 | 3.8641 | 0 | 7.6028 | 0 | 11.4669 | 0 | 64.1064 | 48.9 | 0 | 2.6212 | 60.5777 | 0 | 0 | 0
7431 | 89.2409 | 0 | 89.2409 | 42.9 | 2 | 0 | 4 | 9.8426 | 35.2367 | 9.7301 | 34.8339 | 0.11251 | 0.40279 | 0 | 0 | 4.2232 | 0 | 4.2232 | 0 | 68 | 48.9 | 0 | 2.6772 | 73.3826 | 0 | 7.9936e-15 | 0
7432 | 94.4185 | 0 | 94.4185 | 42.9 | 2 | 7.4243 | 9.7417 | 8.4076 | 23.9449 | 8.4076 | 23.9449 | 0 | 0 | 0 | 0 | 0 | 0 | 0 | 0 | 68 | 54.6417 | 0 | 2.8326 | 72.3583 | 0 | 0 | 0
7433 | 98.1248 | 0 | 98.1248 | 48.7738 | 2 | 9.1152 | 10 | 10.8581 | 11.0653 | 10.8581 | 11.0653 | 0 | 0 | 0 | 0 | 0 | 6.3124 | 0 | 6.3124 | 61.1532 | 60.7738 | 0 | 2.9437 | 59.9138 | 0 | 0 | 0
7434 | 101.156 | 0 | 101.156 | 46.9629 | 2 | 10.8502 | 10 | 10.4505 | 6.0335e-15 | 10.4505 | 6.0335e-15 | 0 | 0 | 0 | 10.8924 | 0 | 10 | 0 | 20.8924 | 38.204 | 58.9629 | 0 | 3.0347 | 47.1447 | 0 | 0 | 0
7435 | 107.0489 | 0 | 107.0489 | 55 | 6.0234 | 11.5696 | 10 | 10.3292 | 0 | 10.3292 | 0 | 0 | 0 | 0 | 12 | 0 | 2.1267 | 0 | 14.1267 | 22.564 | 71.0234 | 0 | 3.2115 | 33.9766 | 0 | 0 | 0
7436 | 110.1147 | 0 | 110.1147 | 55 | 9.9664 | 11.8164 | 10 | 11.332 | 0 | 11.332 | 0 | 0 | 0 | 0 | 12 | 0 | 0 | 0 | 12 | 9.2306 | 74.9664 | 0 | 3.3034 | 30.0336 | 0 | 0 | 0
7437 | 106.5139 | 0 | 106.5139 | 55 | 8.9236 | 11.173 | 10 | 13.1097 | 0 | 13.1097 | 0 | 0 | 0 | 0 | 8.3076 | 0 | 0 | 0 | 8.3076 | 0 | 73.9236 | 0 | 3.1954 | 31.0764 | 0 | 0 | 0
7438 | 104.454 | 0 | 104.454 | 55 | 16.6576 | 11.095 | 10 | 11.7013 | 0 | 11.7013 | 0 | 0 | 0 | 0 | 0 | 0 | 0 | 0 | 0 | 0 | 81.6576 | 0 | 3.1336 | 23.3424 | 0 | 0 | 0
7439 | 100.2922 | 0 | 100.2922 | 55 | 12.8845 | 10.5824 | 10 | 11.8252 | 0 | 11.8252 | 0 | 0 | 0 | 0 | 0 | 0 | 0 | 0 | 0 | 0 | 77.8845 | 0 | 3.0088 | 27.1155 | 0 | 0 | -1.4211e-14
7440 | 87.3125 | 0 | 87.3125 | 54.817 | 2 | 9.0786 | 10 | 11.4169 | 0 | 11.4169 | 0 | 0 | 0 | 0 | 0 | 0 | 0 | 0 | 0 | 0 | 66.817 | 0 | 2.6194 | 38.183 | 0 | 0 | 0
7441 | 91.3903 | 0 | 91.3903 | 55 | 4.629 | 9.4607 | 10 | 12.3006 | 0 | 12.3006 | 0 | 0 | 0 | 0 | 0 | 0 | 0 | 0 | 0 | 0 | 69.629 | 0 | 2.7417 | 35.371 | 0 | 0 | 0
7442 | 91.9099 | 0 | 91.9099 | 55 | 5.833 | 9.6243 | 10 | 11.4526 | 0 | 11.4526 | 0 | 0 | 0 | 0 | 0 | 0 | 0 | 0 | 0 | 0 | 70.833 | 0 | 2.7573 | 34.167 | 0 | 0 | 0
7443 | 88.6291 | 0 | 88.6291 | 55 | 2.196 | 9.1301 | 10 | 12.303 | 0 | 12.303 | 0 | 0 | 0 | 0 | 0 | 0 | 0 | 0 | 0 | 0 | 67.196 | 0 | 2.6589 | 37.804 | 0 | 0 | 0
7444 | 91.9963 | 0 | 91.9963 | 55 | 7.3205 | 9.8264 | 10 | 9.8494 | 0 | 9.8494 | 0 | 0 | 0 | 0 | 0 | 0 | 0 | 0 | 0 | 0 | 72.3205 | 0 | 2.7599 | 32.6795 | 0 | 0 | 0
7445 | 90.1174 | 0 | 90.1174 | 55 | 4.1953 | 9.4018 | 10 | 11.5203 | 0 | 11.5203 | 0 | 0 | 0 | 0 | 0 | 0 | 0 | 0 | 0 | 0 | 69.1953 | 0 | 2.7035 | 35.8047 | 0 | 0 | 0
7446 | 90.302 | 0 | 90.302 | 55 | 5.626 | 9.5961 | 10 | 10.0798 | 0 | 10.0798 | 0 | 0 | 0 | 0 | 0 | 0 | 0 | 0 | 0 | 0 | 70.626 | 0 | 2.7091 | 34.374 | 0 | 0 | 0
7447 | 90.9143 | 0 | 90.9143 | 51.0703 | 2 | 8.5695 | 10 | 7.5649 | 11.7096 | 7.5649 | 11.7096 | 0 | 0 | 0 | 0 | 0 | 0 | 0 | 0 | 0 | 63.0703 | 0 | 2.7274 | 41.9297 | 0 | 0 | 0
7448 | 93.3442 | 0 | 93.3442 | 45.6691 | 2 | 7.8357 | 10 | 8.2809 | 19.5586 | 8.2809 | 19.5586 | 0 | 0 | 0 | 0 | 0 | 0 | 0 | 0 | 0 | 57.6691 | 0 | 2.8003 | 47.3309 | 0 | 0 | 0
7449 | 92.227 | 0 | 92.227 | 42.9 | 2 | 2.2136 | 4 | 9.4505 | 31.6629 | 9.4505 | 31.6629 | 0 | 0 | 0 | 0 | 0 | 0 | 0 | 0 | 0 | 48.9 | 0 | 2.7668 | 60.0006 | 0 | 0 | 0
7450 | 89.7861 | 0 | 89.7861 | 42.9 | 2 | 0 | 4 | 7.0661 | 34.4133 | 7.0661 | 34.4133 | 0 | 0 | 0.5933 | 0 | 0 | 0 | 0.5933 | 0 | 0.53397 | 48.9 | 0 | 2.6936 | 61.8784 | 0 | 0 | 0
7451 | 89.2063 | 0 | 89.2063 | 42.9 | 2 | 7.1054e-15 | 4 | 8.7781 | 39.9706 | 8.7781 | 39.9706 | 0 | 0 | 8.4424 | 0 | 0 | 0 | 8.4424 | 0 | 8.1322 | 48.9 | 0 | 2.6762 | 60.9395 | 0 | 0 | 0
7452 | 88.7075 | 0 | 88.7075 | 42.9 | 2 | 0 | 4 | 10.0355 | 42.3003 | 10.0355 | 42.3003 | 0 | 0 | 12 | 0 | 0.52835 | 0 | 12.5284 | 0 | 19.4193 | 48.9 | 0 | 2.6612 | 60.4508 | 0 | 0 | 0
7453 | 86.015 | 0 | 86.015 | 42.9 | 2 | 7.1054e-15 | 4 | 7.5931 | 44.4336 | 7.5931 | 44.4336 | 0 | 0 | 12 | 0 | 2.9117 | 0 | 14.9117 | 0 | 32.9038 | 48.9 | 0 | 2.5804 | 60.1657 | 0 | 0 | 0
7454 | 86.1696 | 0 | 86.1696 | 42.9 | 2 | 7.1054e-15 | 4 | 9.062 | 36.9485 | 9.062 | 36.9485 | 0 | 0 | 8.7408 | 0 | 0 | 0 | 8.7408 | 0 | 40.7705 | 48.9 | 0 | 2.5851 | 63.8279 | 0 | 0 | 0
7455 | 84.2993 | 0 | 84.2993 | 42.9 | 2 | 0 | 4 | 9.9511 | 31.7181 | 9.9511 | 31.7181 | 0 | 0 | 6.2699 | 0 | 0 | 0 | 6.2699 | 0 | 46.4134 | 48.9 | 0 | 2.529 | 64.1235 | 0 | 0 | 0
7456 | 89.3017 | 0 | 89.3017 | 42.9 | 2 | 6.8657 | 5.6306 | 9.3867 | 22.5188 | 9.3867 | 22.5188 | 0 | 0 | 0 | 0 | 0 | 0 | 0 | 0 | 46.4134 | 50.5306 | 0 | 2.6791 | 69.3935 | 0 | 0 | 0
7457 | 94.1945 | 0 | 94.1945 | 46.0163 | 2 | 8.8973 | 10 | 9.6604 | 10.1544 | 9.6604 | 10.1544 | 0 | 0 | 0 | 4.5421 | 0 | 2.9241 | 0 | 7.4661 | 38.1951 | 58.0163 | 0 | 2.8258 | 54.4416 | 0 | 0 | 0
7458 | 100.6037 | 0 | 100.6037 | 55 | 3.1678 | 10.8926 | 10 | 9.5433 | 5.2977e-15 | 9.5433 | 5.2977e-15 | 0 | 0 | 0 | 12 | 0 | 0 | 0 | 12 | 24.8618 | 68.1678 | 0 | 3.0181 | 36.8322 | 0 | 0 | 0
7459 | 106.8895 | 0 | 106.8895 | 55 | 8.9275 | 11.6752 | 10 | 9.2867 | 0 | 9.2867 | 0 | 0 | 0 | 0 | 12 | 0 | 0 | 0 | 12 | 11.5284 | 73.9275 | 0 | 3.2067 | 31.0725 | 0 | 1.4211e-14 | 0
7460 | 111.5814 | 0 | 111.5814 | 55 | 13.589 | 12.0879 | 10 | 10.529 | 0 | 10.529 | 0 | 0 | 0 | 0 | 10.3756 | 0 | 0 | 0 | 10.3756 | 0 | 78.589 | 0 | 3.3474 | 26.411 | 0 | 0 | 0
7461 | 107.7884 | 0 | 107.7884 | 55 | 20.8896 | 11.6701 | 10 | 10.2287 | 0 | 10.2287 | 0 | 0 | 0 | 0 | 0 | 0 | 0 | 0 | 0 | 0 | 85.8896 | 0 | 3.2337 | 19.1104 | 0 | 0 | 0
7462 | 102.705 | 0 | 102.705 | 55 | 14.403 | 10.7887 | 10 | 12.5133 | 0 | 12.5133 | 0 | 0 | 0 | 0 | 0 | 0 | 0 | 0 | 0 | 0 | 79.403 | 0 | 3.0812 | 25.597 | 0 | 0 | 0
7463 | 98.7843 | 0 | 98.7843 | 55 | 11.7492 | 10.4281 | 10 | 11.607 | 0 | 11.607 | 0 | 0 | 0 | 0 | 0 | 0 | 0 | 0 | 0 | 0 | 76.7492 | 0 | 2.9635 | 28.2508 | 0 | 0 | 0
7464 | 84.6494 | 0 | 84.6494 | 50.0831 | 2 | 8.4354 | 10 | 14.1309 | 0 | 14.1309 | 0 | 0 | 0 | 0 | 0 | 0 | 0 | 0 | 0 | 0 | 62.0831 | 0 | 2.5395 | 42.9169 | 0 | 0 | 0
7465 | 86.6164 | 0 | 86.6164 | 51.9969 | 2 | 8.6954 | 10 | 13.9242 | 0 | 13.9242 | 0 | 0 | 0 | 0 | 0 | 0 | 0 | 0 | 0 | 0 | 63.9969 | 0 | 2.5985 | 41.0031 | 0 | 0 | 0
7466 | 90.808 | 0 | 90.808 | 55 | 2.6157 | 9.1871 | 10 | 14.0052 | 0 | 14.0052 | 0 | 0 | 0 | 0 | 0 | 0 | 0 | 0 | 0 | 0 | 67.6157 | 0 | 2.7242 | 37.3843 | 0 | 0 | 0
7467 | 88.8998 | 0 | 88.8998 | 54.7288 | 2 | 9.0666 | 10 | 13.1044 | 0 | 13.1044 | 0 | 0 | 0 | 0 | 0 | 0 | 0 | 0 | 0 | 0 | 66.7288 | 0 | 2.667 | 38.2712 | 0 | 0 | 0
7468 | 89.8939 | 0 | 89.8939 | 55 | 2.4788 | 9.1685 | 10 | 13.2465 | 0 | 13.2465 | 0 | 0 | 0 | 0 | 0 | 0 | 0 | 0 | 0 | 0 | 67.4788 | 0 | 2.6968 | 37.5212 | 0 | 0 | 0
7469 | 90.6327 | 0 | 90.6327 | 55 | 3.8241 | 9.3513 | 10 | 12.4573 | 0 | 12.4573 | 0 | 0 | 0 | 0 | 0 | 0 | 0 | 0 | 0 | 0 | 68.8241 | 0 | 2.719 | 36.1759 | 0 | 0 | 0
7470 | 91.3961 | 0 | 91.3961 | 55 | 3.9641 | 9.3703 | 10 | 13.0616 | 0 | 13.0616 | 0 | 0 | 0 | 0 | 0 | 0 | 0 | 0 | 0 | 0 | 68.9641 | 0 | 2.7419 | 36.0359 | 0 | 0 | 0
7471 | 89.5293 | 0 | 89.5293 | 47.0164 | 2 | 8.0187 | 10 | 12.0136 | 10.4806 | 12.0136 | 10.4806 | 0 | 0 | 0 | 0 | 0 | 0 | 0 | 0 | 0 | 59.0164 | 0 | 2.6859 | 45.9836 | 0 | 0 | 0
7472 | 87.7145 | 0 | 87.7145 | 42.9 | 2 | 3.9009 | 4 | 12.2082 | 22.7054 | 12.2082 | 22.7054 | 0 | 0 | 0 | 0 | 0 | 0 | 0 | 0 | 0 | 48.9 | 0 | 2.6314 | 58.5152 | 0 | 0 | 0
7473 | 89.5862 | 0 | 89.5862 | 42.9 | 2 | 1.2136 | 4 | 9.7057 | 29.7669 | 9.7057 | 29.7669 | 0 | 0 | 0 | 0 | 0 | 0 | 0 | 0 | 0 | 48.9 | 0 | 2.6876 | 60.881 | 0 | 0 | 0
7474 | 87.7644 | 0 | 87.7644 | 42.9 | 2 | 0 | 4 | 9.008 | 38.0894 | 9.008 | 38.0894 | 0 | 0 | 8.233 | 0 | 0 | 0 | 8.233 | 0 | 7.4097 | 48.9 | 0 | 2.6329 | 60.9646 | 0 | 0 | 0
7475 | 90.0836 | 0 | 90.0836 | 42.9 | 2 | 7.1054e-15 | 4 | 10.6917 | 40.9589 | 10.6917 | 40.9589 | 0 | 0 | 10.4671 | 0 | 0 | 0 | 10.4671 | 0 | 16.8301 | 48.9 | 0 | 2.7025 | 60.6973 | 0 | 0 | 0
7476 | 85.4128 | 0 | 85.4128 | 42.9 | 2 | 0 | 4 | 11.5072 | 48.5082 | 11.2191 | 47.2936 | 0.28813 | 1.2146 | 12 | 0 | 10 | 0 | 22 | 0 | 36.8497 | 48.9 | 0 | 2.5624 | 59.138 | 0 | 1.4211e-14 | 0
7477 | 84.2626 | 0 | 84.2626 | 42.9 | 2 | 7.1054e-15 | 4 | 9.8485 | 44.9755 | 9.8485 | 44.9755 | 0 | 0 | 12 | 0 | 7.4613 | 0 | 19.4613 | 0 | 54.5287 | 48.9 | 0 | 2.5279 | 59.6214 | 0 | 0 | 0
7478 | 85.9308 | 0 | 85.9308 | 42.9 | 2 | 0 | 4 | 11.6326 | 39.9114 | 11.6326 | 39.9114 | 0 | 0 | 10.6332 | 0 | 3.88 | 0 | 14.5132 | 0 | 67.6757 | 48.9 | 0 | 2.5779 | 60.2133 | 0 | 0 | 0
7479 | 84.3657 | 0 | 84.3657 | 42.9 | 2 | 0 | 4 | 10.7362 | 29.2884 | 9.6077 | 26.2098 | 1.1285 | 3.0786 | 0 | 0 | 0.35171 | 0 | 0.35171 | 0 | 68 | 48.9 | 0 | 2.531 | 73.4041 | 0 | 0 | -1.5543e-15
7480 | 88.1224 | 0 | 88.1224 | 42.9 | 2 | 6.4228 | 4 | 11.2972 | 21.5023 | 11.2972 | 21.5023 | 0 | 0 | 0 | 0 | 0 | 0 | 0 | 0 | 68 | 48.9 | 0 | 2.6437 | 78.2949 | 0 | 0 | 0
7481 | 94.8404 | 0 | 94.8404 | 42.9 | 2 | 8.8578 | 9.023 | 10.7138 | 10.0773 | 10.7138 | 10.0773 | 0 | 0 | 0 | 1.2686 | 0 | 10 | 0 | 11.2686 | 55.7439 | 53.923 | 0 | 2.8452 | 61.8084 | 0 | 1.4211e-14 | 0
7482 | 97.3635 | 0 | 97.3635 | 42.9 | 2 | 10.2128 | 9.8257 | 11.9859 | 5.4014e-15 | 11.9859 | 5.4014e-15 | 0 | 0 | 0 | 12 | 0 | 8.4391 | 0 | 20.4391 | 33.2571 | 54.7257 | 0 | 2.9209 | 50.2743 | 0 | 1.4211e-14 | 0
7483 | 102.5894 | 0 | 102.5894 | 55 | 3.1147 | 10.8854 | 10 | 11.5893 | 0 | 11.5893 | 0 | 0 | 0 | 0 | 12 | 0 | 0 | 0 | 12 | 19.9238 | 68.1147 | 0 | 3.0777 | 36.8853 | 0 | 0 | 0
7484 | 111.0587 | 0 | 111.0587 | 55 | 9.5805 | 11.7639 | 10 | 12.7143 | 0 | 12.7143 | 0 | 0 | 0 | 0 | 12 | 0 | 0 | 0 | 12 | 6.5904 | 74.5805 | 0 | 3.3318 | 30.4195 | 0 | 0 | 0
7485 | 102.4587 | 0 | 102.4587 | 55 | 6.6177 | 10.5368 | 10 | 14.3728 | 0 | 14.3728 | 0 | 0 | 0 | 0 | 5.9314 | 0 | 0 | 0 | 5.9314 | 0 | 71.6177 | 0 | 3.0738 | 33.3823 | 0 | 0 | 0
7486 | 101.2062 | 0 | 101.2062 | 55 | 11.232 | 10.3578 | 10 | 14.6164 | 0 | 14.6164 | 0 | 0 | 0 | 0 | 0 | 0 | 0 | 0 | 0 | 0 | 76.232 | 0 | 3.0362 | 28.768 | 0 | 0 | -1.4211e-14
7487 | 94.6985 | 0 | 94.6985 | 55 | 7.392 | 9.8361 | 10 | 12.4704 | 0 | 12.4704 | 0 | 0 | 0 | 0 | 0 | 0 | 0 | 0 | 0 | 0 | 72.392 | 0 | 2.841 | 32.608 | 0 | 0 | 0
7488 | 90.5306 | 0 | 90.5306 | 52.7542 | 2 | 8.7983 | 10 | 16.9781 | 0 | 16.9781 | 0 | 0 | 0 | 0 | 0 | 0 | 0 | 0 | 0 | 0 | 64.7542 | 0 | 2.7159 | 40.2458 | 0 | 0 | 0
7489 | 88.4598 | 0 | 88.4598 | 52.5018 | 2 | 8.764 | 10 | 15.194 | 0 | 15.194 | 0 | 0 | 0 | 0 | 0 | 0 | 0 | 0 | 0 | 0 | 64.5018 | 0 | 2.6538 | 40.4982 | 0 | 0 | -1.4211e-14
7490 | 92.383 | 0 | 92.383 | 55 | 2.6646 | 9.1938 | 10 | 15.5247 | 0 | 15.5247 | 0 | 0 | 0 | 0 | 0 | 0 | 0 | 0 | 0 | 0 | 67.6646 | 0 | 2.7715 | 37.3354 | 0 | 0 | 0
7491 | 90.47 | 0 | 90.47 | 54.063 | 2 | 8.9762 | 10 | 15.4308 | 0 | 15.4308 | 0 | 0 | 0 | 0 | 0 | 0 | 0 | 0 | 0 | 0 | 66.063 | 0 | 2.7141 | 38.937 | 0 | 0 | 0
7492 | 91.0324 | 0 | 91.0324 | 55 | 2.1762 | 9.1274 | 10 | 14.7288 | 0 | 14.7288 | 0 | 0 | 0 | 0 | 0 | 0 | 0 | 0 | 0 | 0 | 67.1762 | 0 | 2.731 | 37.8238 | 0 | 0 | 0
7493 | 92.7671 | 0 | 92.7671 | 55 | 2.0222 | 9.1065 | 10 | 16.6384 | 0 | 16.6384 | 0 | 0 | 0 | 0 | 0 | 0 | 0 | 0 | 0 | 0 | 67.0222 | 0 | 2.783 | 37.9778 | 0 | 0 | 0
7494 | 93.6319 | 0 | 93.6319 | 55 | 4.8463 | 9.4902 | 10 | 14.2954 | 0 | 14.2954 | 0 | 0 | 0 | 0 | 0 | 0 | 0 | 0 | 0 | 0 | 69.8463 | 0 | 2.809 | 35.1537 | 0 | 0 | 0
7495 | 92.1699 | 0 | 92.1699 | 46.0605 | 2 | 7.8888 | 10 | 13.6768 | 12.5437 | 13.6768 | 12.5437 | 0 | 0 | 0 | 0 | 0 | 0 | 0 | 0 | 0 | 58.0605 | 0 | 2.7651 | 46.9395 | 0 | 0 | 0
7496 | 89.1054 | 0 | 89.1054 | 42.9 | 2 | 0 | 4 | 13.5609 | 27.1455 | 13.5609 | 27.1455 | 0 | 0 | 0.50104 | 0 | 0 | 0 | 0.50104 | 0 | 0.45093 | 48.9 | 0 | 2.6732 | 61.8895 | 0 | 0 | 0
7497 | 91.4423 | 0 | 91.4423 | 42.9 | 2 | 0 | 4 | 13.9748 | 39.1749 | 13.9748 | 39.1749 | 0 | 0 | 10.6073 | 0 | 0 | 0 | 10.6073 | 0 | 9.9975 | 48.9 | 0 | 2.7433 | 60.6806 | 0 | 0 | 0
7498 | 88.229 | 0 | 88.229 | 42.9 | 2 | 1.4211e-14 | 4 | 13.8614 | 45.452 | 13.8614 | 45.452 | 0 | 0 | 12 | 0 | 7.9844 | 0 | 19.9844 | 0 | 28.1587 | 48.9 | 0 | 2.6469 | 59.5589 | 0 | 0 | 0
7499 | 89.6235 | 0 | 89.6235 | 42.9 | 2 | 0 | 4 | 13.0532 | 49.1211 | 13.0532 | 49.1211 | 0 | 0 | 12 | 0 | 9.4508 | 0 | 21.4508 | 0 | 47.6719 | 48.9 | 0 | 2.6887 | 59.3835 | 0 | 0 | 0
7500 | 89.093 | 0 | 89.093 | 42.9 | 2 | 1.4211e-14 | 4 | 12.5133 | 50.1214 | 11.2779 | 45.1731 | 1.2354 | 4.9483 | 12 | 0 | 4.2579 | 0 | 16.2579 | 0 | 62.3975 | 48.9 | 0 | 2.6728 | 59.2649 | 0 | 7.1054e-15 | 0
7501 | 87.1797 | 0 | 87.1797 | 42.9 | 2 | 0 | 4 | 11.6809 | 50.6714 | 8.3374 | 36.1673 | 3.3435 | 14.5041 | 6.225 | 0 | 0 | 0 | 6.225 | 0 | 68 | 48.9 | 0 | 2.6154 | 69.0698 | 0 | 9.77e-15 | 0
7502 | 89.1671 | 0 | 89.1671 | 42.9 | 2 | 0 | 4 | 12.6695 | 49.071 | 8.263 | 32.004 | 4.4065 | 17.067 | 0 | 0 | 0 | 0 | 0 | 0 | 68 | 48.9 | 0 | 2.675 | 81.3808 | 0 | 0 | 0
7503 | 87.428 | 0 | 87.428 | 42.9 | 2 | 0 | 4 | 13.544 | 40.1554 | 9.7175 | 28.8105 | 3.8265 | 11.3449 | 0 | 0 | 0 | 0 | 0 | 0 | 68 | 48.9 | 0 | 2.6228 | 82.1346 | 0 | 0 | 0
7504 | 91.3899 | 0 | 91.3899 | 42.9 | 2 | 0.23096 | 4 | 14.5995 | 27.6595 | 14.5995 | 27.6595 | 0 | 0 | 0 | 0 | 0 | 0 | 0 | 0 | 68 | 48.9 | 0 | 2.7417 | 83.7461 | 0 | 0 | 0
7505 | 95.1377 | 0 | 95.1377 | 42.9 | 2 | 8.1373 | 4.9484 | 13.0354 | 14.0758 | 13.0354 | 14.0758 | 0 | 0 | 0 | 0.040831 | 0 | 10 | 0 | 10.0408 | 57.1081 | 49.8484 | 0 | 2.8541 | 67.1108 | 0 | 1.4211e-14 | 0
7506 | 97.8664 | 0 | 97.8664 | 42.9 | 2 | 9.9733 | 8.063 | 14.491 | 6.0905e-15 | 14.491 | 6.0905e-15 | 0 | 0 | 0 | 12 | 0 | 8.4391 | 0 | 20.4391 | 34.6213 | 52.963 | 0 | 2.936 | 52.037 | 0 | 0 | 0
7507 | 106.0706 | 0 | 106.0706 | 55 | 4.9265 | 11.1316 | 10 | 13.0126 | 0 | 13.0126 | 0 | 0 | 0 | 0 | 12 | 0 | 0 | 0 | 12 | 21.288 | 69.9265 | 0 | 3.1821 | 35.0735 | 0 | 0 | 0
7508 | 109.9121 | 0 | 109.9121 | 55 | 6.0257 | 11.2809 | 10 | 15.6054 | 0 | 15.6054 | 0 | 0 | 0 | 0 | 12 | 0 | 0 | 0 | 12 | 7.9546 | 71.0257 | 0 | 3.2974 | 33.9743 | 0 | 0 | 0
7509 | 105.9377 | 0 | 105.9377 | 55 | 7.0902 | 10.7678 | 10 | 15.9205 | 0 | 15.9205 | 0 | 0 | 0 | 0 | 7.1592 | 0 | 0 | 0 | 7.1592 | 0 | 72.0902 | 0 | 3.1781 | 32.9098 | 0 | 0 | 0
7510 | 99.772 | 0 | 99.772 | 55 | 6.9705 | 9.7788 | 10 | 18.0227 | 0 | 18.0227 | 0 | 0 | 0 | 0 | 0 | 0 | 0 | 0 | 0 | 0 | 71.9705 | 0 | 2.9932 | 33.0295 | 0 | 0 | 0
7511 | 96.2438 | 0 | 96.2438 | 55 | 5.2699 | 9.5478 | 10 | 16.4262 | 0 | 16.4262 | 0 | 0 | 0 | 0 | 0 | 0 | 0 | 0 | 0 | 0 | 70.2699 | 0 | 2.8873 | 34.7301 | 0 | 1.4211e-14 | 0
7512 | 81.9101 | 0 | 81.9101 | 47.5619 | 2 | 8.0928 | 10 | 14.2554 | 0 | 14.2554 | 0 | 0 | 0 | 0 | 0 | 0 | 0 | 0 | 0 | 0 | 59.5619 | 0 | 2.4573 | 45.4381 | 0 | 0 | 0
7513 | 80.8292 | 0 | 80.8292 | 45.7415 | 2 | 7.8455 | 10 | 15.2422 | 0 | 15.2422 | 0 | 0 | 0 | 0 | 0 | 0 | 0 | 0 | 0 | 0 | 57.7415 | 0 | 2.4249 | 47.2585 | 0 | 1.4211e-14 | 0
7514 | 81.0005 | 0 | 81.0005 | 46.5362 | 2 | 7.9535 | 10 | 14.5108 | 0 | 14.5108 | 0 | 0 | 0 | 0 | 0 | 0 | 0 | 0 | 0 | 0 | 58.5362 | 0 | 2.43 | 46.4638 | 0 | 0 | 0
7515 | 84.1907 | 0 | 84.1907 | 50.1594 | 2 | 8.4458 | 10 | 13.5856 | 0 | 13.5856 | 0 | 0 | 0 | 0 | 0 | 0 | 0 | 0 | 0 | 0 | 62.1594 | 0 | 2.5257 | 42.8406 | 0 | 0 | 0
7516 | 82.6417 | 0 | 82.6417 | 49.2364 | 2 | 8.3204 | 10 | 13.085 | 0 | 13.085 | 0 | 0 | 0 | 0 | 0 | 0 | 0 | 0 | 0 | 0 | 61.2364 | 0 | 2.4793 | 43.7636 | 0 | 0 | 0
7517 | 83.1835 | 0 | 83.1835 | 48.5906 | 2 | 8.2326 | 10 | 14.3603 | 0 | 14.3603 | 0 | 0 | 0 | 0 | 0 | 0 | 0 | 0 | 0 | 0 | 60.5906 | 0 | 2.4955 | 44.4094 | 0 | 0 | 0
7518 | 85.0535 | 0 | 85.0535 | 51.6542 | 2 | 8.6489 | 10 | 12.7504 | 0 | 12.7504 | 0 | 0 | 0 | 0 | 0 | 0 | 0 | 0 | 0 | 0 | 63.6542 | 0 | 2.5516 | 41.3458 | 0 | 0 | 0
7519 | 84.1308 | 0 | 84.1308 | 42.9 | 2 | 6.957 | 6.3025 | 12.2262 | 13.7451 | 12.2262 | 13.7451 | 0 | 0 | 0 | 0 | 0 | 0 | 0 | 0 | 0 | 51.2025 | 0 | 2.5239 | 53.7975 | 0 | 0 | 0
7520 | 84.5296 | 0 | 84.5296 | 42.9 | 2 | 0 | 4 | 11.6589 | 26.7292 | 11.6589 | 26.7292 | 0 | 0 | 2.7586 | 0 | 0 | 0 | 2.7586 | 0 | 2.4827 | 48.9 | 0 | 2.5359 | 61.6194 | 0 | 0 | 0
7521 | 81.9918 | 0 | 81.9918 | 42.9 | 2 | 0 | 4 | 11.4513 | 37.1324 | 11.4513 | 37.1324 | 0 | 0 | 12 | 0 | 3.4918 | 0 | 15.4918 | 0 | 16.502 | 48.9 | 0 | 2.4598 | 60.0963 | 0 | 0 | 0
7522 | 82.803 | 0 | 82.803 | 42.9 | 2 | 7.1054e-15 | 4 | 10.4999 | 42.6625 | 10.4999 | 42.6625 | 0 | 0 | 12 | 0 | 7.2594 | 0 | 19.2594 | 0 | 33.9948 | 48.9 | 0 | 2.4841 | 59.6456 | 0 | 0 | 0
7523 | 80.1459 | 0 | 80.1459 | 42.9 | 2 | 0 | 4 | 11.805 | 50.4817 | 10.0915 | 43.1543 | 1.7135 | 7.3274 | 12 | 0 | 10 | 0 | 22 | 0 | 54.0144 | 48.9 | 0 | 2.4044 | 58.2363 | 0 | 0 | 0
7524 | 80.3679 | 0 | 80.3679 | 42.9 | 2 | 0 | 4 | 11.2542 | 51.3815 | 7.9794 | 36.4303 | 3.2748 | 14.9512 | 12 | 0 | 0.94185 | 0 | 12.9418 | 0 | 65.6827 | 48.9 | 0 | 2.411 | 58.2211 | 0 | 3.5527e-15 | 0
7525 | 82.6084 | 0 | 82.6084 | 42.9 | 2 | 7.1054e-15 | 4 | 10.4829 | 50.6296 | 6.2238 | 30.0593 | 4.2591 | 20.5703 | 2.5748 | 0 | 0 | 0 | 2.5748 | 0 | 68 | 48.9 | 0 | 2.4783 | 68.6713 | 0 | 1.1102e-14 | 0
7526 | 78.4475 | 0 | 78.4475 | 42.9 | 2 | 0 | 4 | 11.1606 | 46.0665 | 5.7625 | 23.785 | 5.3982 | 22.2815 | 0 | 0 | 0 | 0 | 0 | 0 | 68 | 48.9 | 0 | 2.3534 | 80.6384 | 0 | 1.4211e-14 | 0
7527 | 77.6891 | 0 | 77.6891 | 42.9 | 2 | 0 | 4 | 10.708 | 39.2449 | 6.1713 | 22.6178 | 4.5367 | 16.6271 | 0 | 0 | 0 | 0 | 0 | 0 | 68 | 48.9 | 0 | 2.3307 | 81.4178 | 0 | 0 | -1.4211e-14
7528 | 85.4769 | 0 | 85.4769 | 42.9 | 2 | 0 | 4 | 11.6921 | 26.8914 | 11.084 | 25.4929 | 0.60808 | 1.3986 | 0 | 0 | 0 | 0 | 0 | 0 | 68 | 48.9 | 0 | 2.5643 | 83.7094 | 0 | 0 | 0
7529 | 87.6985 | 0 | 87.6985 | 42.9 | 2 | 7.2683 | 6.332 | 12.0977 | 14.8393 | 12.0977 | 14.8393 | 0 | 0 | 0 | 0 | 0 | 2.2613 | 0 | 2.2613 | 65.5473 | 51.232 | 0 | 2.631 | 73.5068 | 0 | 1.4211e-14 | 0
7530 | 91.2265 | 0 | 91.2265 | 42.9 | 2 | 9.366 | 4.4205 | 12.928 | 6.6548e-15 | 12.928 | 6.6548e-15 | 0 | 0 | 0 | 9.612 | 0 | 10 | 0 | 19.612 | 44.0208 | 49.3205 | 0 | 2.7368 | 58.0675 | 0 | 1.4211e-14 | 0
7531 | 96.6024 | 0 | 96.6024 | 42.9 | 2 | 9.762 | 8.7692 | 14.9933 | 0 | 14.9933 | 0 | 0 | 0 | 0 | 12 | 0 | 6.1778 | 0 | 18.1778 | 23.9867 | 53.6692 | 0 | 2.8981 | 51.3308 | 0 | 0 | 0
7532 | 103.2007 | 0 | 103.2007 | 55 | 2.8815 | 10.8537 | 10 | 12.4655 | 0 | 12.4655 | 0 | 0 | 0 | 0 | 12 | 0 | 0 | 0 | 12 | 10.6534 | 67.8815 | 0 | 3.096 | 37.1185 | 0 | 0 | 0
7533 | 100.7503 | 0 | 100.7503 | 55 | 2.3753 | 10.4572 | 10 | 13.3297 | 0 | 13.3297 | 0 | 0 | 0 | 0 | 9.588 | 0 | 0 | 0 | 9.588 | 0 | 67.3753 | 0 | 3.0225 | 37.6247 | 0 | 0 | 0
7534 | 96.5743 | 0 | 96.5743 | 55 | 7.8738 | 9.9016 | 10 | 13.7989 | 0 | 13.7989 | 0 | 0 | 0 | 0 | 0 | 0 | 0 | 0 | 0 | 0 | 72.8738 | 0 | 2.8972 | 32.1262 | 0 | 0 | 0
7535 | 90.7704 | 0 | 90.7704 | 54.7282 | 2 | 9.0665 | 10 | 14.9757 | 0 | 14.9757 | 0 | 0 | 0 | 0 | 0 | 0 | 0 | 0 | 0 | 0 | 66.7282 | 0 | 2.7231 | 38.2718 | 0 | 0 | 0
7536 | 84.3369 | 0 | 84.3369 | 49.1287 | 2 | 8.3057 | 10 | 14.9024 | 0 | 14.9024 | 0 | 0 | 0 | 0 | 0 | 0 | 0 | 0 | 0 | 0 | 61.1287 | 0 | 2.5301 | 43.8713 | 0 | 0 | 0
7537 | 83.7523 | 0 | 83.7523 | 49.1479 | 2 | 8.3083 | 10 | 14.2962 | 0 | 14.2962 | 0 | 0 | 0 | 0 | 0 | 0 | 0 | 0 | 0 | 0 | 61.1479 | 0 | 2.5126 | 43.8521 | 0 | 0 | 0
7538 | 86.41 | 0 | 86.41 | 50.0807 | 2 | 8.4351 | 10 | 15.8942 | 0 | 15.8942 | 0 | 0 | 0 | 0 | 0 | 0 | 0 | 0 | 0 | 0 | 62.0807 | 0 | 2.5923 | 42.9193 | 0 | 0 | 0
7539 | 85.107 | 0 | 85.107 | 51.353 | 2 | 8.6079 | 10 | 13.1461 | 0 | 13.1461 | 0 | 0 | 0 | 0 | 0 | 0 | 0 | 0 | 0 | 0 | 63.353 | 0 | 2.5532 | 41.647 | 0 | 0 | 0
7540 | 85.0956 | 0 | 85.0956 | 52.3974 | 2 | 8.7499 | 10 | 11.9483 | 0 | 11.9483 | 0 | 0 | 0 | 0 | 0 | 0 | 0 | 0 | 0 | 0 | 64.3974 | 0 | 2.5529 | 40.6026 | 0 | 0 | 0
7541 | 84.8171 | 0 | 84.8171 | 51.0341 | 2 | 8.5646 | 10 | 13.2184 | 0 | 13.2184 | 0 | 0 | 0 | 0 | 0 | 0 | 0 | 0 | 0 | 0 | 63.0341 | 0 | 2.5445 | 41.9659 | 0 | 0 | 0
7542 | 86.7244 | 0 | 86.7244 | 52.8632 | 2 | 8.8131 | 10 | 13.0481 | 0 | 13.0481 | 0 | 0 | 0 | 0 | 0 | 0 | 0 | 0 | 0 | 0 | 64.8632 | 0 | 2.6017 | 40.1368 | 0 | 0 | 0
7543 | 85.6574 | 0 | 85.6574 | 42.9 | 2 | 7.0064 | 6.666 | 12.4575 | 14.6275 | 12.4575 | 14.6275 | 0 | 0 | 0 | 0 | 0 | 0 | 0 | 0 | 0 | 51.566 | 0 | 2.5697 | 53.434 | 0 | 1.4211e-14 | 0
7544 | 85.8945 | 0 | 85.8945 | 42.9 | 2 | 0 | 4 | 11.629 | 28.235 | 11.629 | 28.235 | 0 | 0 | 2.8695 | 0 | 0 | 0 | 2.8695 | 0 | 2.5826 | 48.9 | 0 | 2.5768 | 61.6061 | 0 | 0 | 0
7545 | 88.2694 | 0 | 88.2694 | 42.9 | 2 | 0 | 4 | 10.1316 | 38.1906 | 10.1316 | 38.1906 | 0 | 0 | 8.9529 | 0 | 0 | 0 | 8.9529 | 0 | 10.6402 | 48.9 | 0 | 2.6481 | 60.8785 | 0 | 0 | 0
7546 | 86.8981 | 0 | 86.8981 | 42.9 | 2 | 0 | 4 | 9.0436 | 48.9692 | 9.0436 | 48.9692 | 0 | 0 | 12 | 0 | 8.0147 | 0 | 20.0147 | 0 | 28.8294 | 48.9 | 0 | 2.6069 | 59.5552 | 0 | 0 | 0
7547 | 84.7244 | 0 | 84.7244 | 42.9 | 2 | 0 | 4 | 10.1802 | 55 | 9.0313 | 48.7931 | 1.1489 | 6.2069 | 12 | 0 | 10 | 0 | 22 | 0 | 48.8489 | 48.9 | 0 | 2.5417 | 58.4379 | 0 | 0 | 0
7548 | 81.9828 | 0 | 81.9828 | 42.9 | 2 | 7.1054e-15 | 4 | 8.2906 | 55 | 6.3873 | 42.3738 | 1.9032 | 12.6262 | 12 | 0 | 3.6783 | 0 | 15.6783 | 0 | 63.0402 | 48.9 | 0 | 2.4595 | 58.336 | 0 | 1.5987e-14 | 0
7549 | 80.664 | 0 | 80.664 | 42.9 | 2 | 7.1054e-15 | 4 | 10.0656 | 53.562 | 5.8967 | 31.3782 | 4.1688 | 22.1837 | 5.5109 | 0 | 0 | 0 | 5.5109 | 0 | 68 | 48.9 | 0 | 2.4199 | 68.1379 | 0 | 1.7764e-15 | 0
7550 | 84.1993 | 0 | 84.1993 | 42.9 | 2 | 0 | 4 | 9.2069 | 46.3768 | 5.847 | 29.4523 | 3.3599 | 16.9245 | 0 | 0 | 0 | 0 | 0 | 0 | 68 | 48.9 | 0 | 2.526 | 81.523 | 0 | 0 | 0
7551 | 82.8816 | 0 | 82.8816 | 42.9 | 2 | 0 | 4 | 10.2735 | 35.4953 | 7.6277 | 26.3539 | 2.6458 | 9.1414 | 0 | 0 | 0 | 0 | 0 | 0 | 68 | 48.9 | 0 | 2.4864 | 82.5394 | 0 | 0 | 0
7552 | 86.9284 | 0 | 86.9284 | 42.9 | 2 | 3.4848 | 4 | 10.4498 | 24.0937 | 10.4498 | 24.0937 | 0 | 0 | 0 | 0 | 0 | 0 | 0 | 0 | 68 | 48.9 | 0 | 2.6079 | 80.8814 | 0 | 0 | 0
7553 | 91.1057 | 0 | 91.1057 | 45.4294 | 2 | 7.8031 | 10 | 12.081 | 13.7922 | 12.081 | 13.7922 | 0 | 0 | 0 | 0 | 0 | 0 | 0 | 0 | 68 | 57.4294 | 0 | 2.7332 | 69.5706 | 0 | 0 | 0
7554 | 93.7269 | 0 | 93.7269 | 47.0204 | 2 | 9.8525 | 10 | 11.3619 | 6.3515e-15 | 11.3619 | 6.3515e-15 | 0 | 0 | 0 | 3.492 | 0 | 10 | 0 | 13.492 | 53.2735 | 59.0204 | 0 | 2.8118 | 54.4875 | 0 | 0 | 0
7555 | 100.3093 | 0 | 100.3093 | 46.5305 | 2 | 10.653 | 10 | 11.2517 | 0 | 11.2517 | 0 | 0 | 0 | 0 | 11.4349 | 0 | 8.4391 | 0 | 19.874 | 31.4145 | 58.5305 | 0 | 3.0093 | 47.0345 | 0 | 0 | 0
7556 | 105.0977 | 0 | 105.0977 | 55 | 4.1103 | 11.0207 | 10 | 12.9667 | 0 | 12.9667 | 0 | 0 | 0 | 0 | 12 | 0 | 0 | 0 | 12 | 18.0812 | 69.1103 | 0 | 3.1529 | 35.8897 | 0 | 0 | 0
7557 | 101.1088 | 0 | 101.1088 | 53.3142 | 2 | 10.5049 | 10 | 13.2897 | 0 | 13.2897 | 0 | 0 | 0 | 0 | 12 | 0 | 0 | 0 | 12 | 4.7479 | 65.3142 | 0 | 3.0333 | 39.6858 | 0 | 0 | 0
7558 | 95.863 | 0 | 95.863 | 55 | 2.9774 | 9.8169 | 10 | 13.7956 | 0 | 13.7956 | 0 | 0 | 0 | 0 | 4.2731 | 0 | 0 | 0 | 4.2731 | 0 | 67.9774 | 0 | 2.8759 | 37.0226 | 0 | 0 | 0
7559 | 95.0877 | 0 | 95.0877 | 55 | 6.7977 | 9.7554 | 10 | 13.5347 | 0 | 13.5347 | 0 | 0 | 0 | 0 | 0 | 0 | 0 | 0 | 0 | 0 | 71.7977 | 0 | 2.8526 | 33.2023 | 0 | 0 | 0
7560 | 87.2689 | 0 | 87.2689 | 53.222 | 2 | 8.8619 | 10 | 13.185 | 0 | 13.185 | 0 | 0 | 0 | 0 | 0 | 0 | 0 | 0 | 0 | 0 | 65.222 | 0 | 2.6181 | 39.778 | 0 | 0 | 0
7561 | 88.444 | 0 | 88.444 | 55 | 4.5492 | 9.4498 | 10 | 9.445 | 0 | 9.445 | 0 | 0 | 0 | 0 | 0 | 0 | 0 | 0 | 0 | 0 | 69.5492 | 0 | 2.6533 | 35.4508 | 0 | 0 | 0
7562 | 92.9648 | 0 | 92.9648 | 55 | 8.0716 | 9.9284 | 10 | 9.9648 | 0 | 9.9648 | 0 | 0 | 0 | 0 | 0 | 0 | 0 | 0 | 0 | 0 | 73.0716 | 0 | 2.7889 | 31.9284 | 0 | 0 | 0
7563 | 90.2383 | 0 | 90.2383 | 55 | 4.8018 | 9.4842 | 10 | 10.9523 | 0 | 10.9523 | 0 | 0 | 0 | 0 | 0 | 0 | 0 | 0 | 0 | 0 | 69.8018 | 0 | 2.7071 | 35.1982 | 0 | 0 | 0
7564 | 93.1266 | 0 | 93.1266 | 55 | 10.2696 | 10.2271 | 10 | 7.6299 | 0 | 7.6299 | 0 | 0 | 0 | 0 | 0 | 0 | 0 | 0 | 0 | 0 | 75.2696 | 0 | 2.7938 | 29.7304 | 0 | 0 | 0
7565 | 93.4972 | 0 | 93.4972 | 55 | 7.7989 | 9.8914 | 10 | 10.8069 | 0 | 10.8069 | 0 | 0 | 0 | 0 | 0 | 0 | 0 | 0 | 0 | 0 | 72.7989 | 0 | 2.8049 | 32.2011 | 0 | 0 | 0
7566 | 92.5735 | 0 | 92.5735 | 55 | 8.5977 | 9.9999 | 10 | 8.9759 | 0 | 8.9759 | 0 | 0 | 0 | 0 | 0 | 0 | 0 | 0 | 0 | 0 | 73.5977 | 0 | 2.7772 | 31.4023 | 0 | 0 | 0
7567 | 91.3349 | 0 | 91.3349 | 51.6938 | 2 | 8.6542 | 10 | 7.8033 | 11.1836 | 7.8033 | 11.1836 | 0 | 0 | 0 | 0 | 0 | 0 | 0 | 0 | 0 | 63.6938 | 0 | 2.74 | 41.3062 | 0 | 0 | 0
7568 | 90.7437 | 0 | 90.7437 | 42.9 | 2 | 7.0941 | 7.3115 | 9.1227 | 22.3154 | 9.1227 | 22.3154 | 0 | 0 | 0 | 0 | 0 | 0 | 0 | 0 | 0 | 52.2115 | 0 | 2.7223 | 52.7885 | 0 | 0 | 0
7569 | 92.3455 | 0 | 92.3455 | 42.9 | 2 | 4.776 | 4 | 9.5162 | 29.1533 | 9.5162 | 29.1533 | 0 | 0 | 0 | 0 | 0 | 0 | 0 | 0 | 0 | 48.9 | 0 | 2.7704 | 57.7447 | 0 | 0 | 0
7570 | 90.1753 | 0 | 90.1753 | 42.9 | 2 | 7.1054e-15 | 4 | 6.4465 | 39.6696 | 6.4465 | 39.6696 | 0 | 0 | 4.8408 | 0 | 0 | 0 | 4.8408 | 0 | 4.3567 | 48.9 | 0 | 2.7053 | 61.3704 | 0 | 0 | 0
7571 | 90.6373 | 0 | 90.6373 | 42.9 | 2 | 0 | 4 | 8.0321 | 41.3238 | 8.0321 | 41.3238 | 0 | 0 | 7.6186 | 0 | 0 | 0 | 7.6186 | 0 | 11.2135 | 48.9 | 0 | 2.7191 | 61.0381 | 0 | 0 | 0
7572 | 86.7298 | 0 | 86.7298 | 42.9 | 2 | 0 | 4 | 6.7957 | 44.5986 | 6.7957 | 44.5986 | 0 | 0 | 12 | 0 | 1.5645 | 0 | 13.5645 | 0 | 23.4559 | 48.9 | 0 | 2.6019 | 60.3268 | 0 | 0 | 0
7573 | 88.0269 | 0 | 88.0269 | 42.9 | 2 | 0 | 4 | 7.9276 | 42.955 | 7.9276 | 42.955 | 0 | 0 | 11.7558 | 0 | 0 | 0 | 11.7558 | 0 | 34.0361 | 48.9 | 0 | 2.6408 | 61.873 | 0 | 0 | 0
7574 | 88.201 | 0 | 88.201 | 42.9 | 2 | 0 | 4 | 8.9033 | 38.7393 | 8.9033 | 38.7393 | 0 | 0 | 8.3416 | 0 | 0 | 0 | 8.3416 | 0 | 41.5435 | 48.9 | 0 | 2.646 | 62.2814 | 0 | 0 | 0
7575 | 84.4117 | 0 | 84.4117 | 42.9 | 2 | 0.57893 | 4 | 6.6993 | 28.2335 | 6.6993 | 28.2335 | 0 | 0 | 0 | 0 | 0 | 0 | 0 | 0 | 41.5435 | 48.9 | 0 | 2.5324 | 74.7696 | 0 | 1.4211e-14 | 0
7576 | 92.2349 | 0 | 92.2349 | 42.9 | 2 | 7.3679 | 9.3262 | 7.9981 | 22.6428 | 7.9981 | 22.6428 | 0 | 0 | 0 | 0 | 0 | 0 | 0 | 0 | 41.5435 | 54.2262 | 0 | 2.767 | 64.1036 | 0 | 1.4211e-14 | 0
7577 | 96.2602 | 0 | 96.2602 | 42.9 | 2 | 9.0937 | 8.6983 | 9.3195 | 10.9188 | 9.3195 | 10.9188 | 0 | 0 | 0 | 12 | 0 | 1.3299 | 0 | 13.3299 | 26.7677 | 53.5983 | 0 | 2.8878 | 51.4017 | 0 | 0 | 0
7578 | 99.555 | 0 | 99.555 | 55 | 2.0766 | 10.7444 | 10 | 9.734 | 4.9874e-15 | 9.734 | 4.9874e-15 | 0 | 0 | 0 | 12 | 0 | 0 | 0 | 12 | 13.4344 | 67.0766 | 0 | 2.9866 | 37.9234 | 0 | 0 | -1.4211e-14
7579 | 104.5535 | 0 | 104.5535 | 55 | 6.4477 | 11.3383 | 10 | 9.7675 | 0 | 9.7675 | 0 | 0 | 0 | 0 | 12 | 0 | 0 | 0 | 12 | 0.10107 | 71.4477 | 0 | 3.1366 | 33.5523 | 0 | 0 | 0
7580 | 113.1711 | 0 | 113.1711 | 55 | 25.4938 | 12.308 | 10 | 10.2783 | 0 | 10.2783 | 0 | 0 | 0 | 0 | 0.090967 | 0 | 0 | 0 | 0.090967 | 0 | 90.4938 | 0 | 3.3951 | 14.5062 | 0 | 0 | 0
7581 | 106.1049 | 0 | 106.1049 | 55 | 20.3814 | 11.601 | 10 | 9.1225 | 0 | 9.1225 | 0 | 0 | 0 | 0 | 0 | 0 | 0 | 0 | 0 | 0 | 85.3814 | 0 | 3.1831 | 19.6186 | 0 | 0 | 0
7582 | 100.5965 | 0 | 100.5965 | 55 | 14.1322 | 10.7519 | 10 | 10.7123 | 0 | 10.7123 | 0 | 0 | 0 | 0 | 0 | 0 | 0 | 0 | 0 | 0 | 79.1322 | 0 | 3.0179 | 25.8678 | 0 | 0 | 0
7583 | 97.971 | 0 | 97.971 | 55 | 10.0956 | 10.2034 | 10 | 12.6719 | 0 | 12.6719 | 0 | 0 | 0 | 0 | 0 | 0 | 0 | 0 | 0 | 0 | 75.0956 | 0 | 2.9391 | 29.9044 | 0 | 0 | -1.4211e-14
7584 | 83.9125 | 0 | 83.9125 | 50.4194 | 2 | 8.4811 | 10 | 13.012 | 0 | 13.012 | 0 | 0 | 0 | 0 | 0 | 0 | 0 | 0 | 0 | 0 | 62.4194 | 0 | 2.5174 | 42.5806 | 0 | 0 | 0
7585 | 84.5306 | 0 | 84.5306 | 52.9428 | 2 | 8.824 | 10 | 10.7639 | 0 | 10.7639 | 0 | 0 | 0 | 0 | 0 | 0 | 0 | 0 | 0 | 0 | 64.9428 | 0 | 2.5359 | 40.0572 | 0 | 0 | 0
7586 | 81.8885 | 0 | 81.8885 | 49.64 | 2 | 8.3752 | 10 | 11.8733 | 0 | 11.8733 | 0 | 0 | 0 | 0 | 0 | 0 | 0 | 0 | 0 | 0 | 61.64 | 0 | 2.4567 | 43.36 | 0 | 1.4211e-14 | 0
7587 | 85.5226 | 0 | 85.5226 | 52.1219 | 2 | 8.7124 | 10 | 12.6882 | 0 | 12.6882 | 0 | 0 | 0 | 0 | 0 | 0 | 0 | 0 | 0 | 0 | 64.1219 | 0 | 2.5657 | 40.8781 | 0 | 0 | 0
7588 | 85.0959 | 0 | 85.0959 | 52.545 | 2 | 8.7699 | 10 | 11.781 | 0 | 11.781 | 0 | 0 | 0 | 0 | 0 | 0 | 0 | 0 | 0 | 0 | 64.545 | 0 | 2.5529 | 40.455 | 0 | 0 | 0
7589 | 86.004 | 0 | 86.004 | 53.7103 | 2 | 8.9282 | 10 | 11.3654 | 0 | 11.3654 | 0 | 0 | 0 | 0 | 0 | 0 | 0 | 0 | 0 | 0 | 65.7103 | 0 | 2.5801 | 39.2897 | 0 | 0 | 0
7590 | 87.4276 | 0 | 87.4276 | 54.5198 | 2 | 9.0382 | 10 | 11.8696 | 0 | 11.8696 | 0 | 0 | 0 | 0 | 0 | 0 | 0 | 0 | 0 | 0 | 66.5198 | 0 | 2.6228 | 38.4802 | 0 | 0 | 0
7591 | 86.321 | 0 | 86.321 | 43.3035 | 2 | 7.5142 | 10 | 10.578 | 12.9253 | 10.578 | 12.9253 | 0 | 0 | 0 | 0 | 0 | 0 | 0 | 0 | 0 | 55.3035 | 0 | 2.5896 | 49.6965 | 0 | 0 | 0
7592 | 83.9988 | 0 | 83.9988 | 42.9 | 2 | 0 | 4 | 9.8258 | 26.2305 | 9.8258 | 26.2305 | 0 | 0 | 0.95751 | 0 | 0 | 0 | 0.95751 | 0 | 0.86176 | 48.9 | 0 | 2.52 | 61.8349 | 0 | 0 | 0
7593 | 85.4549 | 0 | 85.4549 | 42.9 | 2 | 0 | 4 | 10.8399 | 36.108 | 10.8399 | 36.108 | 0 | 0 | 10.3929 | 0 | 0 | 0 | 10.3929 | 0 | 10.2154 | 48.9 | 0 | 2.5636 | 60.7062 | 0 | 0 | 0
7594 | 82.4714 | 0 | 82.4714 | 42.9 | 2 | 7.1054e-15 | 4 | 10.3375 | 41.4902 | 10.3375 | 41.4902 | 0 | 0 | 12 | 0 | 6.2563 | 0 | 18.2563 | 0 | 26.7835 | 48.9 | 0 | 2.4741 | 59.7656 | 0 | 0 | 0
7595 | 83.896 | 0 | 83.896 | 42.9 | 2 | 0 | 4 | 9.8831 | 50.8974 | 9.2677 | 47.7283 | 0.61536 | 3.1691 | 12 | 0 | 10 | 0 | 22 | 0 | 46.803 | 48.9 | 0 | 2.5169 | 58.8651 | 0 | 1.4211e-14 | 0
7596 | 82.9452 | 0 | 82.9452 | 42.9 | 2 | 7.1054e-15 | 4 | 8.5005 | 52.77 | 7.1424 | 44.3395 | 1.358 | 8.4305 | 12 | 0 | 5.4367 | 0 | 17.4367 | 0 | 62.6154 | 48.9 | 0 | 2.4884 | 58.6927 | 0 | 3.5527e-15 | 0
7597 | 80.6025 | 0 | 80.6025 | 42.9 | 2 | 0 | 4 | 8.855 | 47.3785 | 5.9343 | 31.7511 | 2.9208 | 15.6274 | 5.9829 | 0 | 0 | 0 | 5.9829 | 0 | 68 | 48.9 | 0 | 2.4181 | 69.015 | 0 | 0 | 0
7598 | 81.6794 | 0 | 81.6794 | 42.9 | 2 | 7.1054e-15 | 4 | 10.0635 | 45.7003 | 5.9156 | 26.8638 | 4.1479 | 18.8365 | 0 | 0 | 0 | 0 | 0 | 0 | 68 | 48.9 | 0 | 2.4504 | 81.2 | 0 | 0 | 0
7599 | 79.1515 | 0 | 79.1515 | 42.9 | 2 | 0 | 4 | 9.812 | 36.9544 | 6.347 | 23.9045 | 3.465 | 13.0499 | 0 | 0 | 0 | 0 | 0 | 0 | 68 | 48.9 | 0 | 2.3745 | 81.9739 | 0 | 0 | 0
7600 | 84.9693 | 0 | 84.9693 | 42.9 | 2 | 0.36304 | 4 | 9.4276 | 26.2787 | 9.4276 | 26.2787 | 0 | 0 | 0 | 0 | 0 | 0 | 0 | 0 | 68 | 48.9 | 0 | 2.5491 | 83.6298 | 0 | 0 | 0
7601 | 89.6028 | 0 | 89.6028 | 46.9883 | 2 | 8.0149 | 10 | 10.1368 | 12.4628 | 10.1368 | 12.4628 | 0 | 0 | 0 | 0 | 0 | 0 | 0 | 0 | 68 | 58.9883 | 0 | 2.6881 | 68.0117 | 0 | 0 | 0
7602 | 92.2905 | 0 | 92.2905 | 46.9191 | 2 | 9.6727 | 10 | 11.4284 | 6.2917e-15 | 11.4284 | 6.2917e-15 | 0 | 0 | 0 | 2.2703 | 0 | 10 | 0 | 12.2703 | 54.6309 | 58.9191 | 0 | 2.7687 | 55.8106 | 0 | 0 | 0
7603 | 98.2043 | 0 | 98.2043 | 46.6474 | 2 | 10.3344 | 10 | 11.81 | 0 | 11.81 | 0 | 0 | 0 | 0 | 8.9733 | 0 | 8.4391 | 0 | 17.4123 | 35.5071 | 58.6474 | 0 | 2.9461 | 49.3793 | 0 | 0 | 0
7604 | 102.8545 | 0 | 102.8545 | 55 | 3.6573 | 10.9591 | 10 | 11.2381 | 0 | 11.2381 | 0 | 0 | 0 | 0 | 12 | 0 | 0 | 0 | 12 | 22.1738 | 68.6573 | 0 | 3.0856 | 36.3427 | 0 | 0 | 0
7605 | 102.1087 | 0 | 102.1087 | 55 | 2.3727 | 10.7846 | 10 | 11.9513 | 0 | 11.9513 | 0 | 0 | 0 | 0 | 12 | 0 | 0 | 0 | 12 | 8.8405 | 67.3727 | 0 | 3.0633 | 37.6273 | 0 | 0 | 0
7606 | 97.683 | 0 | 97.683 | 55 | 3.5752 | 10.3986 | 10 | 10.7528 | 0 | 10.7528 | 0 | 0 | 0 | 0 | 7.9564 | 0 | 0 | 0 | 7.9564 | 0 | 68.5752 | 0 | 2.9305 | 36.4248 | 0 | 0 | 0
7607 | 93.7441 | 0 | 93.7441 | 55 | 7.066 | 9.7918 | 10 | 11.8863 | 0 | 11.8863 | 0 | 0 | 0 | 0 | 0 | 0 | 0 | 0 | 0 | 0 | 72.066 | 0 | 2.8123 | 32.934 | 0 | 0 | 0
7608 | 87.5383 | 0 | 87.5383 | 54.4844 | 2 | 9.0334 | 10 | 12.0205 | 0 | 12.0205 | 0 | 0 | 0 | 0 | 0 | 0 | 0 | 0 | 0 | 0 | 66.4844 | 0 | 2.6262 | 38.5156 | 0 | 0 | 0
7609 | 88.1368 | 0 | 88.1368 | 55 | 4.0561 | 9.3828 | 10 | 9.6979 | 0 | 9.6979 | 0 | 0 | 0 | 0 | 0 | 0 | 0 | 0 | 0 | 0 | 69.0561 | 0 | 2.6441 | 35.9439 | 0 | 0 | 0
7610 | 89.5314 | 0 | 89.5314 | 55 | 3.9923 | 9.3742 | 10 | 11.165 | 0 | 11.165 | 0 | 0 | 0 | 0 | 0 | 0 | 0 | 0 | 0 | 0 | 68.9923 | 0 | 2.6859 | 36.0077 | 0 | 0 | 0
7611 | 91.7118 | 0 | 91.7118 | 55 | 5.6949 | 9.6055 | 10 | 11.4114 | 0 | 11.4114 | 0 | 0 | 0 | 0 | 0 | 0 | 0 | 0 | 0 | 0 | 70.6949 | 0 | 2.7514 | 34.3051 | 0 | 0 | 0
7612 | 92.0092 | 0 | 92.0092 | 55 | 6.5512 | 9.7219 | 10 | 10.7361 | 0 | 10.7361 | 0 | 0 | 0 | 0 | 0 | 0 | 0 | 0 | 0 | 0 | 71.5512 | 0 | 2.7603 | 33.4488 | 0 | 0 | 0
7613 | 91.9616 | 0 | 91.9616 | 55 | 6.1197 | 9.6632 | 10 | 11.1788 | 0 | 11.1788 | 0 | 0 | 0 | 0 | 0 | 0 | 0 | 0 | 0 | 0 | 71.1197 | 0 | 2.7588 | 33.8803 | 0 | 0 | 0
7614 | 94.5792 | 0 | 94.5792 | 55 | 10.3937 | 10.2439 | 10 | 8.9416 | 0 | 8.9416 | 0 | 0 | 0 | 0 | 0 | 0 | 0 | 0 | 0 | 0 | 75.3937 | 0 | 2.8374 | 29.6063 | 0 | 0 | 0
7615 | 91.1712 | 0 | 91.1712 | 49.3924 | 2 | 8.3415 | 10 | 9.6154 | 11.8219 | 9.6154 | 11.8219 | 0 | 0 | 0 | 0 | 0 | 0 | 0 | 0 | 0 | 61.3924 | 0 | 2.7351 | 43.6076 | 0 | 1.4211e-14 | 0
7616 | 89.9102 | 0 | 89.9102 | 42.9 | 2 | 7.2538 | 8.4867 | 9.7573 | 19.5123 | 9.7573 | 19.5123 | 0 | 0 | 0 | 0 | 0 | 0 | 0 | 0 | 0 | 53.3867 | 0 | 2.6973 | 51.6133 | 0 | 0 | -1.4211e-14
7617 | 89.9595 | 0 | 89.9595 | 42.9 | 2 | 2.134 | 4 | 7.3382 | 31.5872 | 7.3382 | 31.5872 | 0 | 0 | 0 | 0 | 0 | 0 | 0 | 0 | 0 | 48.9 | 0 | 2.6988 | 60.0706 | 0 | 0 | 0
7618 | 89.0199 | 0 | 89.0199 | 42.9 | 2 | 1.4211e-14 | 4 | 9.9011 | 39.6498 | 9.9011 | 39.6498 | 0 | 0 | 9.431 | 0 | 0 | 0 | 9.431 | 0 | 8.4879 | 48.9 | 0 | 2.6706 | 60.8213 | 0 | 0 | 0
7619 | 90.9113 | 0 | 90.9113 | 42.9 | 2 | 0 | 4 | 7.4788 | 40.0497 | 7.4788 | 40.0497 | 0 | 0 | 5.5172 | 0 | 0 | 0 | 5.5172 | 0 | 13.4533 | 48.9 | 0 | 2.7273 | 61.2894 | 0 | 0 | 0
7620 | 90.044 | 0 | 90.044 | 42.9 | 2 | 1.4211e-14 | 4 | 9.0962 | 35.8309 | 9.0962 | 35.8309 | 0 | 0 | 3.7831 | 0 | 0 | 0 | 3.7831 | 0 | 16.8581 | 48.9 | 0 | 2.7013 | 61.4969 | 0 | 0 | 0
7621 | 86.4335 | 0 | 86.4335 | 42.9 | 2 | 1.4211e-14 | 4 | 9.5728 | 42.597 | 9.5728 | 42.597 | 0 | 0 | 12 | 0 | 2.6363 | 0 | 14.6363 | 0 | 30.0887 | 48.9 | 0 | 2.593 | 60.1986 | 0 | 0 | 0
7622 | 86.7986 | 0 | 86.7986 | 42.9 | 2 | 1.4211e-14 | 4 | 8.8571 | 38.1082 | 8.8571 | 38.1082 | 0 | 0 | 9.0668 | 0 | 0 | 0 | 9.0668 | 0 | 38.2487 | 48.9 | 0 | 2.604 | 63.1057 | 0 | 0 | 0
7623 | 86.2303 | 0 | 86.2303 | 42.9 | 2 | 0 | 4 | 9.3805 | 28.89 | 9.3805 | 28.89 | 0 | 0 | 0.94019 | 0 | 0 | 0 | 0.94019 | 0 | 39.0949 | 48.9 | 0 | 2.5869 | 64.0778 | 0 | 0 | 0
7624 | 91.6168 | 0 | 91.6168 | 42.9 | 2 | 7.2454 | 8.4248 | 9.4479 | 21.5987 | 9.4479 | 21.5987 | 0 | 0 | 0 | 0 | 0 | 0 | 0 | 0 | 39.0949 | 53.3248 | 0 | 2.7485 | 65.916 | 0 | 0 | 0
7625 | 97.0098 | 0 | 97.0098 | 44.3031 | 2 | 9.0986 | 10 | 9.5876 | 11.3593 | 9.5876 | 11.3593 | 0 | 0 | 0 | 8.4203 | 0 | 2.2409 | 0 | 10.6611 | 27.3085 | 56.3031 | 0 | 2.9103 | 52.2766 | 0 | 0 | 0
7626 | 99.1716 | 0 | 99.1716 | 55 | 2.4324 | 10.7927 | 10 | 8.9465 | 5.2451e-15 | 8.9465 | 5.2451e-15 | 0 | 0 | 0 | 12 | 0 | 0 | 0 | 12 | 13.9752 | 67.4324 | 0 | 2.9751 | 37.5676 | 0 | 0 | 0
7627 | 104.1142 | 0 | 104.1142 | 55 | 6.1347 | 11.2957 | 10 | 9.6838 | 0 | 9.6838 | 0 | 0 | 0 | 0 | 12 | 0 | 0 | 0 | 12 | 0.64185 | 71.1347 | 0 | 3.1234 | 33.8653 | 0 | 0 | 0
7628 | 111.9117 | 0 | 111.9117 | 55 | 25.0232 | 12.3102 | 10 | 9.0006 | 0 | 9.0006 | 0 | 0 | 0 | 0 | 0.57766 | 0 | 0 | 0 | 0.57766 | 0 | 90.0232 | 0 | 3.3574 | 14.9768 | 0 | 0 | 0
7629 | 104.3809 | 0 | 104.3809 | 55 | 17.3113 | 11.1839 | 10 | 10.8856 | 0 | 10.8856 | 0 | 0 | 0 | 0 | 0 | 0 | 0 | 0 | 0 | 0 | 82.3113 | 0 | 3.1314 | 22.6887 | 0 | 0 | 0
7630 | 102.4849 | 0 | 102.4849 | 55 | 15.1523 | 10.8905 | 10 | 11.4421 | 0 | 11.4421 | 0 | 0 | 0 | 0 | 0 | 0 | 0 | 0 | 0 | 0 | 80.1523 | 0 | 3.0745 | 24.8477 | 0 | 0 | 0
7631 | 97.1835 | 0 | 97.1835 | 55 | 9.389 | 10.1074 | 10 | 12.687 | 0 | 12.687 | 0 | 0 | 0 | 0 | 0 | 0 | 0 | 0 | 0 | 0 | 74.389 | 0 | 2.9155 | 30.611 | 0 | 0 | 0
7632 | 84.8415 | 0 | 84.8415 | 52.303 | 2 | 8.737 | 10 | 11.8015 | 0 | 11.8015 | 0 | 0 | 0 | 0 | 0 | 0 | 0 | 0 | 0 | 0 | 64.303 | 0 | 2.5452 | 40.697 | 0 | 1.4211e-14 | 0
7633 | 87.8812 | 0 | 87.8812 | 55 | 2.0556 | 9.111 | 10 | 11.7146 | 0 | 11.7146 | 0 | 0 | 0 | 0 | 0 | 0 | 0 | 0 | 0 | 0 | 67.0556 | 0 | 2.6364 | 37.9444 | 0 | 0 | 0
7634 | 86.5818 | 0 | 86.5818 | 52.4696 | 2 | 8.7597 | 10 | 13.3526 | 0 | 13.3526 | 0 | 0 | 0 | 0 | 0 | 0 | 0 | 0 | 0 | 0 | 64.4696 | 0 | 2.5975 | 40.5304 | 0 | 0 | 0
7635 | 87.6044 | 0 | 87.6044 | 55 | 2.7962 | 9.2117 | 10 | 10.5965 | 0 | 10.5965 | 0 | 0 | 0 | 0 | 0 | 0 | 0 | 0 | 0 | 0 | 67.7962 | 0 | 2.6281 | 37.2038 | 0 | 0 | 0
7636 | 88.6546 | 0 | 88.6546 | 55 | 3.2319 | 9.2709 | 10 | 11.1518 | 0 | 11.1518 | 0 | 0 | 0 | 0 | 0 | 0 | 0 | 0 | 0 | 0 | 68.2319 | 0 | 2.6596 | 36.7681 | 0 | 0 | 0
7637 | 86.452 | 0 | 86.452 | 53.4955 | 2 | 8.8991 | 10 | 12.0574 | 0 | 12.0574 | 0 | 0 | 0 | 0 | 0 | 0 | 0 | 0 | 0 | 0 | 65.4955 | 0 | 2.5936 | 39.5045 | 0 | 0 | 0
7638 | 85.9734 | 0 | 85.9734 | 54.5966 | 2 | 9.0487 | 10 | 10.3281 | 0 | 10.3281 | 0 | 0 | 0 | 0 | 0 | 0 | 0 | 0 | 0 | 0 | 66.5966 | 0 | 2.5792 | 38.4034 | 0 | 0 | 0
7639 | 89.6934 | 0 | 89.6934 | 46.282 | 2 | 7.9189 | 10 | 10.6417 | 12.8508 | 10.6417 | 12.8508 | 0 | 0 | 0 | 0 | 0 | 0 | 0 | 0 | 0 | 58.282 | 0 | 2.6908 | 46.718 | 0 | 0 | 0
7640 | 87.1083 | 0 | 87.1083 | 42.9 | 2 | 5.7837 | 4 | 8.8226 | 23.602 | 8.8226 | 23.602 | 0 | 0 | 0 | 0 | 0 | 0 | 0 | 0 | 0 | 48.9 | 0 | 2.6132 | 56.8575 | 0 | 0 | 0
7641 | 87.6568 | 0 | 87.6568 | 42.9 | 2 | 0 | 4 | 9.0171 | 33.6517 | 9.0171 | 33.6517 | 0 | 0 | 3.912 | 0 | 0 | 0 | 3.912 | 0 | 3.5208 | 48.9 | 0 | 2.6297 | 61.4815 | 0 | 0 | 0
7642 | 87.0513 | 0 | 87.0513 | 42.9 | 2 | 7.1054e-15 | 4 | 8.4561 | 41.7472 | 8.4561 | 41.7472 | 0 | 0 | 12 | 0 | 0.05193 | 0 | 12.0519 | 0 | 14.3687 | 48.9 | 0 | 2.6115 | 60.5078 | 0 | 0 | 0
7643 | 83.4201 | 0 | 83.4201 | 42.9 | 2 | 0 | 4 | 7.4071 | 45.415 | 7.4071 | 45.415 | 0 | 0 | 12 | 0 | 6.302 | 0 | 18.302 | 0 | 30.9788 | 48.9 | 0 | 2.5026 | 59.7601 | 0 | 0 | 0
7644 | 83.7658 | 0 | 83.7658 | 42.9 | 2 | 0 | 4 | 8.5614 | 50.6181 | 8.2267 | 48.6391 | 0.33472 | 1.979 | 12 | 0 | 10 | 0 | 22 | 0 | 50.9984 | 48.9 | 0 | 2.513 | 59.041 | 0 | 1.4211e-14 | 0
7645 | 85.8329 | 0 | 85.8329 | 42.9 | 2 | 0 | 4 | 9.857 | 44.9465 | 9.7614 | 44.5105 | 0.0956 | 0.43592 | 12 | 0 | 5.3391 | 0 | 17.3391 | 0 | 66.7208 | 48.9 | 0 | 2.575 | 59.8117 | 0 | 3.5527e-15 | 0
7646 | 83.0551 | 0 | 83.0551 | 42.9 | 2 | 0 | 4 | 9.0082 | 45.6134 | 5.8673 | 29.7092 | 3.1409 | 15.9042 | 1.4214 | 0 | 0 | 0 | 1.4214 | 0 | 68 | 48.9 | 0 | 2.4917 | 69.5012 | 0 | 0 | -1.5543e-15
7647 | 80.7969 | 0 | 80.7969 | 42.9 | 2 | 0 | 4 | 10.8602 | 33.4788 | 7.8127 | 24.0842 | 3.0475 | 9.3946 | 0 | 0 | 0 | 0 | 0 | 0 | 68 | 48.9 | 0 | 2.4239 | 82.4611 | 0 | 0 | 0
7648 | 88.6054 | 0 | 88.6054 | 42.9 | 2 | 6.7185 | 4.5472 | 8.0441 | 24.3956 | 8.0441 | 24.3956 | 0 | 0 | 0 | 0 | 0 | 0 | 0 | 0 | 68 | 49.4472 | 0 | 2.6582 | 77.5528 | 0 | 0 | 0
7649 | 91.5963 | 0 | 91.5963 | 42.9 | 2 | 8.2552 | 9.0032 | 9.6485 | 12.9357 | 9.6485 | 12.9357 | 0 | 0 | 0 | 0 | 0 | 6.8537 | 0 | 6.8537 | 60.5661 | 53.9032 | 0 | 2.7479 | 66.2431 | 0 | 0 | 0
7650 | 96.7509 | 0 | 96.7509 | 42.9 | 2 | 10.4088 | 9.7068 | 9.7354 | 5.8457e-15 | 9.7354 | 5.8457e-15 | 0 | 0 | 0 | 12 | 0 | 10 | 0 | 22 | 36.3863 | 54.6068 | 0 | 2.9025 | 50.3932 | 0 | 0 | 0
7651 | 103.4623 | 0 | 103.4623 | 55 | 2.8373 | 11.0631 | 10 | 10.9765 | 0 | 10.9765 | 0 | 0 | 0 | 0 | 12 | 0 | 1.5854 | 0 | 13.5854 | 21.3333 | 67.8373 | 0 | 3.1039 | 37.1627 | 0 | 0 | 0
7652 | 107.6536 | 0 | 107.6536 | 55 | 7.4978 | 11.4809 | 10 | 11.6748 | 0 | 11.6748 | 0 | 0 | 0 | 0 | 12 | 0 | 0 | 0 | 12 | 8 | 72.4978 | 0 | 3.2296 | 32.5022 | 0 | 0 | 0
7653 | 103.4288 | 0 | 103.4288 | 55 | 9.9409 | 11.1607 | 10 | 10.1272 | 0 | 10.1272 | 0 | 0 | 0 | 0 | 7.2 | 0 | 0 | 0 | 7.2 | 0 | 74.9409 | 0 | 3.1029 | 30.0591 | 0 | 0 | -1.4211e-14
7654 | 100.2295 | 0 | 100.2295 | 55 | 13.4847 | 10.6639 | 10 | 11.0808 | 0 | 11.0808 | 0 | 0 | 0 | 0 | 0 | 0 | 0 | 0 | 0 | 0 | 78.4847 | 0 | 3.0069 | 26.5153 | 0 | 0 | 0
7655 | 92.1744 | 0 | 92.1744 | 55 | 7.3105 | 9.825 | 10 | 10.0389 | 0 | 10.0389 | 0 | 0 | 0 | 0 | 0 | 0 | 0 | 0 | 0 | 0 | 72.3105 | 0 | 2.7652 | 32.6895 | 0 | 0 | 0
7656 | 84.3213 | 0 | 84.3213 | 49.8993 | 2 | 8.4104 | 10 | 14.0116 | 0 | 14.0116 | 0 | 0 | 0 | 0 | 0 | 0 | 0 | 0 | 0 | 0 | 61.8993 | 0 | 2.5296 | 43.1007 | 0 | 0 | 0
7657 | 84.7618 | 0 | 84.7618 | 53.072 | 2 | 8.8415 | 10 | 10.8483 | 0 | 10.8483 | 0 | 0 | 0 | 0 | 0 | 0 | 0 | 0 | 0 | 0 | 65.072 | 0 | 2.5429 | 39.928 | 0 | 0 | 0
7658 | 84.6859 | 0 | 84.6859 | 50.7582 | 2 | 8.5271 | 10 | 13.4006 | 0 | 13.4006 | 0 | 0 | 0 | 0 | 0 | 0 | 0 | 0 | 0 | 0 | 62.7582 | 0 | 2.5406 | 42.2418 | 0 | 0 | 0
7659 | 85.528 | 0 | 85.528 | 51.4423 | 2 | 8.6201 | 10 | 13.4656 | 0 | 13.4656 | 0 | 0 | 0 | 0 | 0 | 0 | 0 | 0 | 0 | 0 | 63.4423 | 0 | 2.5658 | 41.5577 | 0 | 0 | 0
7660 | 85.7258 | 0 | 85.7258 | 51.3614 | 2 | 8.6091 | 10 | 13.7553 | 0 | 13.7553 | 0 | 0 | 0 | 0 | 0 | 0 | 0 | 0 | 0 | 0 | 63.3614 | 0 | 2.5718 | 41.6386 | 0 | 0 | 0
7661 | 86.1021 | 0 | 86.1021 | 53.3259 | 2 | 8.876 | 10 | 11.9002 | 0 | 11.9002 | 0 | 0 | 0 | 0 | 0 | 0 | 0 | 0 | 0 | 0 | 65.3259 | 0 | 2.5831 | 39.6741 | 0 | 0 | 0
7662 | 87.7775 | 0 | 87.7775 | 54.0004 | 2 | 8.9677 | 10 | 12.8095 | 0 | 12.8095 | 0 | 0 | 0 | 0 | 0 | 0 | 0 | 0 | 0 | 0 | 66.0004 | 0 | 2.6333 | 38.9996 | 0 | 0 | 0
7663 | 84.3749 | 0 | 84.3749 | 42.9 | 2 | 7.074 | 7.1637 | 12.4056 | 12.8315 | 12.4056 | 12.8315 | 0 | 0 | 0 | 0 | 0 | 0 | 0 | 0 | 0 | 52.0637 | 0 | 2.5312 | 52.9363 | 0 | 0 | 0
7664 | 83.0646 | 0 | 83.0646 | 42.9 | 2 | 7.1054e-15 | 4 | 11.2571 | 23.3026 | 11.2571 | 23.3026 | 0 | 0 | 0.39513 | 0 | 0 | 0 | 0.39513 | 0 | 0.35562 | 48.9 | 0 | 2.4919 | 61.9021 | 0 | 0 | 0
7665 | 85.143 | 0 | 85.143 | 42.9 | 2 | 7.1054e-15 | 4 | 10.3127 | 35.4217 | 10.3127 | 35.4217 | 0 | 0 | 9.4913 | 0 | 0 | 0 | 9.4913 | 0 | 8.8978 | 48.9 | 0 | 2.5543 | 60.8141 | 0 | 0 | 0
7666 | 83.3599 | 0 | 83.3599 | 42.9 | 2 | 0 | 4 | 9.1587 | 42.8111 | 9.1587 | 42.8111 | 0 | 0 | 12 | 0 | 5.51 | 0 | 17.51 | 0 | 24.7777 | 48.9 | 0 | 2.5008 | 59.8549 | 0 | 0 | 0
7667 | 82.9402 | 0 | 82.9402 | 42.9 | 2 | 0 | 4 | 10.247 | 46.612 | 10.0994 | 45.9408 | 0.14755 | 0.67118 | 12 | 0 | 10 | 0 | 22 | 0 | 44.7973 | 48.9 | 0 | 2.4882 | 59.2198 | 0 | 1.4211e-14 | 0
7668 | 82.4823 | 0 | 82.4823 | 42.9 | 2 | 7.1054e-15 | 4 | 9.2269 | 46.2878 | 8.6037 | 43.1617 | 0.62315 | 3.1261 | 12 | 0 | 6.1831 | 0 | 18.1831 | 0 | 61.2978 | 48.9 | 0 | 2.4745 | 59.3259 | 0 | 0 | -1.0658e-14
7669 | 82.6155 | 0 | 82.6155 | 42.9 | 2 | 0 | 4 | 10.9824 | 49.9594 | 7.4179 | 33.7444 | 3.5645 | 16.215 | 7.4469 | 0 | 0 | 0 | 7.4469 | 0 | 68 | 48.9 | 0 | 2.4785 | 68.6926 | 0 | 0 | -4.4409e-15
7670 | 79.3188 | 0 | 79.3188 | 42.9 | 2 | 0 | 4 | 8.5791 | 38.082 | 5.5928 | 24.826 | 2.9863 | 13.256 | 0 | 0 | 0 | 0 | 0 | 0 | 68 | 48.9 | 0 | 2.3796 | 82.0065 | 0 | 0 | 0
7671 | 82.1784 | 0 | 82.1784 | 42.9 | 2 | 0 | 4 | 10.0477 | 32.4771 | 7.863 | 25.4154 | 2.1847 | 7.0617 | 0 | 0 | 0 | 0 | 0 | 0 | 68 | 48.9 | 0 | 2.4654 | 82.8434 | 0 | 0 | 0
7672 | 83.7477 | 0 | 83.7477 | 42.9 | 2 | 7.1054e-15 | 4 | 11.5537 | 23.6569 | 11.4346 | 23.4131 | 0.11906 | 0.24379 | 0 | 0 | 0 | 0 | 0 | 0 | 68 | 48.9 | 0 | 2.5124 | 83.906 | 0 | 0 | 0
7673 | 89.6568 | 0 | 89.6568 | 44.1898 | 2 | 7.6347 | 10 | 12.5434 | 13.2889 | 12.5434 | 13.2889 | 0 | 0 | 0 | 0 | 0 | 0 | 0 | 0 | 68 | 56.1898 | 0 | 2.6897 | 70.8102 | 0 | 0 | 0
7674 | 95.9265 | 0 | 95.9265 | 42.9 | 2 | 10.103 | 9.4128 | 11.4673 | 5.9645e-15 | 11.4673 | 5.9645e-15 | 0 | 0 | 0 | 10.0434 | 0 | 10 | 0 | 20.0434 | 45.9941 | 54.3128 | 0 | 2.8778 | 52.6438 | 0 | 0 | 0
7675 | 100.3873 | 0 | 100.3873 | 46.3641 | 2 | 10.7072 | 10 | 10.8769 | 0 | 10.8769 | 0 | 0 | 0 | 0 | 12 | 0 | 8.4391 | 0 | 20.4391 | 23.5073 | 58.3641 | 0 | 3.0116 | 46.6359 | 0 | 0 | -1.4211e-14
7676 | 106.4354 | 0 | 106.4354 | 55 | 6.6325 | 11.3634 | 10 | 11.4396 | 0 | 11.4396 | 0 | 0 | 0 | 0 | 12 | 0 | 0 | 0 | 12 | 10.174 | 71.6325 | 0 | 3.1931 | 33.3675 | 0 | 0 | 0
7677 | 101.7776 | 0 | 101.7776 | 55 | 4.9331 | 10.7461 | 10 | 11.9418 | 0 | 11.9418 | 0 | 0 | 0 | 0 | 9.1566 | 0 | 0 | 0 | 9.1566 | 0 | 69.9331 | 0 | 3.0533 | 35.0669 | 0 | 0 | 0
7678 | 97.478 | 0 | 97.478 | 55 | 9.19 | 10.0804 | 10 | 13.2077 | 0 | 13.2077 | 0 | 0 | 0 | 0 | 0 | 0 | 0 | 0 | 0 | 0 | 74.19 | 0 | 2.9243 | 30.81 | 0 | 0 | 0
7679 | 93.2911 | 0 | 93.2911 | 55 | 6.3644 | 9.6965 | 10 | 12.2302 | 0 | 12.2302 | 0 | 0 | 0 | 0 | 0 | 0 | 0 | 0 | 0 | 0 | 71.3644 | 0 | 2.7987 | 33.6356 | 0 | 0 | 0
7680 | 83.955 | 0 | 83.955 | 51.4941 | 2 | 8.6271 | 10 | 11.8339 | 0 | 11.8339 | 0 | 0 | 0 | 0 | 0 | 0 | 0 | 0 | 0 | 0 | 63.4941 | 0 | 2.5187 | 41.5059 | 0 | 0 | 0
7681 | 88.22 | 0 | 88.22 | 55 | 3.853 | 9.3552 | 10 | 10.0118 | 0 | 10.0118 | 0 | 0 | 0 | 0 | 0 | 0 | 0 | 0 | 0 | 0 | 68.853 | 0 | 2.6466 | 36.147 | 0 | 0 | 0
7682 | 87.4179 | 0 | 87.4179 | 55 | 2.0394 | 9.1088 | 10 | 11.2697 | 0 | 11.2697 | 0 | 0 | 0 | 0 | 0 | 0 | 0 | 0 | 0 | 0 | 67.0394 | 0 | 2.6225 | 37.9606 | 0 | 0 | 0
7683 | 86.849 | 0 | 86.849 | 52.6952 | 2 | 8.7903 | 10 | 13.3635 | 0 | 13.3635 | 0 | 0 | 0 | 0 | 0 | 0 | 0 | 0 | 0 | 0 | 64.6952 | 0 | 2.6055 | 40.3048 | 0 | 0 | 0
7684 | 90.8573 | 0 | 90.8573 | 55 | 6.7467 | 9.7484 | 10 | 9.3622 | 0 | 9.3622 | 0 | 0 | 0 | 0 | 0 | 0 | 0 | 0 | 0 | 0 | 71.7467 | 0 | 2.7257 | 33.2533 | 0 | 0 | 0
7685 | 88.2132 | 0 | 88.2132 | 55 | 3.6608 | 9.3291 | 10 | 10.2232 | 0 | 10.2232 | 0 | 0 | 0 | 0 | 0 | 0 | 0 | 0 | 0 | 0 | 68.6608 | 0 | 2.6464 | 36.3392 | 0 | 0 | 0
7686 | 88.6208 | 0 | 88.6208 | 55 | 5.2141 | 9.5402 | 10 | 8.8666 | 0 | 8.8666 | 0 | 0 | 0 | 0 | 0 | 0 | 0 | 0 | 0 | 0 | 70.2141 | 0 | 2.6586 | 34.7859 | 0 | 0 | 0
7687 | 88.3275 | 0 | 88.3275 | 45.6865 | 2 | 7.838 | 10 | 10.3636 | 12.4394 | 10.3636 | 12.4394 | 0 | 0 | 0 | 0 | 0 | 0 | 0 | 0 | 0 | 57.6865 | 0 | 2.6498 | 47.3135 | 0 | 0 | 0
7688 | 86.7687 | 0 | 86.7687 | 42.9 | 2 | 5.0877 | 4 | 8.3491 | 24.432 | 8.3491 | 24.432 | 0 | 0 | 0 | 0 | 0 | 0 | 0 | 0 | 0 | 48.9 | 0 | 2.6031 | 57.4703 | 0 | 0 | 0
7689 | 88.646 | 0 | 88.646 | 42.9 | 2 | 0 | 4 | 7.9752 | 33.1779 | 7.9752 | 33.1779 | 0 | 0 | 1.4071 | 0 | 0 | 0 | 1.4071 | 0 | 1.2664 | 48.9 | 0 | 2.6594 | 61.7811 | 0 | 0 | 0
7690 | 86.9745 | 0 | 86.9745 | 42.9 | 2 | 7.1054e-15 | 4 | 9.8815 | 40.5559 | 9.8815 | 40.5559 | 0 | 0 | 12 | 0 | 0.36291 | 0 | 12.3629 | 0 | 12.401 | 48.9 | 0 | 2.6092 | 60.4706 | 0 | 0 | 0
7691 | 85.1507 | 0 | 85.1507 | 42.9 | 2 | 0 | 4 | 7.3949 | 51.9432 | 7.2593 | 50.9913 | 0.13551 | 0.95186 | 12 | 0 | 10 | 0 | 22 | 0 | 32.4205 | 48.9 | 0 | 2.5545 | 59.1877 | 0 | 1.4211e-14 | 0
7692 | 86.0534 | 0 | 86.0534 | 42.9 | 2 | 0 | 4 | 9.3625 | 48.5052 | 9.3625 | 48.5052 | 0 | 0 | 12 | 0 | 8.7143 | 0 | 20.7143 | 0 | 51.2547 | 48.9 | 0 | 2.5816 | 59.4716 | 0 | 0 | 0
7693 | 83.0584 | 0 | 83.0584 | 42.9 | 2 | 0 | 4 | 9.1865 | 48.0297 | 7.8311 | 40.9432 | 1.3554 | 7.0864 | 12 | 0 | 2.6159 | 0 | 14.6159 | 0 | 64.4664 | 48.9 | 0 | 2.4918 | 59.1912 | 0 | 3.5527e-15 | 0
7694 | 85.4539 | 0 | 85.4539 | 42.9 | 2 | 0 | 4 | 7.2351 | 41.0651 | 6.0637 | 34.4165 | 1.1714 | 6.6487 | 3.9262 | 0 | 0 | 0 | 3.9262 | 0 | 68 | 48.9 | 0 | 2.5636 | 70.5443 | 0 | 0 | -3.1086e-15
7695 | 82.2036 | 0 | 82.2036 | 42.9 | 2 | 0 | 4 | 9.8984 | 33.8674 | 7.5322 | 25.7714 | 2.3662 | 8.0959 | 0 | 0 | 0 | 0 | 0 | 0 | 68 | 48.9 | 0 | 2.4661 | 82.6979 | 0 | 0 | 0
7696 | 89.2451 | 0 | 89.2451 | 42.9 | 2 | 5.5315 | 4 | 9.1483 | 25.6652 | 9.1483 | 25.6652 | 0 | 0 | 0 | 0 | 0 | 0 | 0 | 0 | 68 | 48.9 | 0 | 2.6774 | 79.0795 | 0 | 0 | 0
7697 | 90.8354 | 0 | 90.8354 | 46.646 | 2 | 8.2821 | 10 | 9.3797 | 12.219 | 9.3797 | 12.219 | 0 | 0 | 0 | 0 | 0 | 2.3087 | 0 | 2.3087 | 65.4958 | 58.646 | 0 | 2.7251 | 66.0453 | 0 | 0 | 0
7698 | 96.2037 | 0 | 96.2037 | 44.5534 | 2 | 10.418 | 10 | 9.1105 | 6.0996e-15 | 9.1105 | 6.0996e-15 | 0 | 0 | 0 | 10.1217 | 0 | 10 | 0 | 20.1217 | 43.403 | 56.5534 | 0 | 2.8861 | 50.3249 | 0 | 0 | 0
7699 | 102.8057 | 0 | 102.8057 | 52.6655 | 2 | 11.2497 | 10 | 8.7601 | 0 | 8.7601 | 0 | 0 | 0 | 0 | 12 | 0 | 6.1304 | 0 | 18.1304 | 23.4203 | 64.6655 | 0 | 3.0842 | 40.3345 | 0 | 0 | 0
7700 | 108.283 | 0 | 108.283 | 55 | 7.8846 | 11.5335 | 10 | 11.8649 | 0 | 11.8649 | 0 | 0 | 0 | 0 | 12 | 0 | 0 | 0 | 12 | 10.087 | 72.8846 | 0 | 3.2485 | 32.1154 | 0 | 0 | 0
7701 | 103.6493 | 0 | 103.6493 | 55 | 6.3591 | 10.9293 | 10 | 12.2826 | 0 | 12.2826 | 0 | 0 | 0 | 0 | 9.0783 | 0 | 0 | 0 | 9.0783 | 0 | 71.3591 | 0 | 3.1095 | 33.6409 | 0 | 0 | 0
7702 | 100.0264 | 0 | 100.0264 | 55 | 13.2615 | 10.6336 | 10 | 11.1313 | 0 | 11.1313 | 0 | 0 | 0 | 0 | 0 | 0 | 0 | 0 | 0 | 0 | 78.2615 | 0 | 3.0008 | 26.7385 | 0 | 0 | 0
7703 | 96.5038 | 0 | 96.5038 | 55 | 10.3688 | 10.2406 | 10 | 10.8944 | 0 | 10.8944 | 0 | 0 | 0 | 0 | 0 | 0 | 0 | 0 | 0 | 0 | 75.3688 | 0 | 2.8951 | 29.6312 | 0 | 0 | 0
7704 | 81.7749 | 0 | 81.7749 | 51.8694 | 2 | 8.6781 | 10 | 9.2274 | 0 | 9.2274 | 0 | 0 | 0 | 0 | 0 | 0 | 0 | 0 | 0 | 0 | 63.8694 | 0 | 2.4532 | 41.1306 | 0 | 1.4211e-14 | 0
7705 | 85.5771 | 0 | 85.5771 | 53.3174 | 2 | 8.8748 | 10 | 11.3849 | 0 | 11.3849 | 0 | 0 | 0 | 0 | 0 | 0 | 0 | 0 | 0 | 0 | 65.3174 | 0 | 2.5673 | 39.6826 | 0 | 0 | 0
7706 | 87.1325 | 0 | 87.1325 | 55 | 2.3464 | 9.1505 | 10 | 10.6355 | 0 | 10.6355 | 0 | 0 | 0 | 0 | 0 | 0 | 0 | 0 | 0 | 0 | 67.3464 | 0 | 2.614 | 37.6536 | 0 | 0 | 0
7707 | 87.1088 | 0 | 87.1088 | 55 | 2.8462 | 9.2184 | 10 | 10.0442 | 0 | 10.0442 | 0 | 0 | 0 | 0 | 0 | 0 | 0 | 0 | 0 | 0 | 67.8462 | 0 | 2.6133 | 37.1538 | 0 | 0 | 0
7708 | 85.7302 | 0 | 85.7302 | 55 | 2.1595 | 9.1251 | 10 | 9.4455 | 0 | 9.4455 | 0 | 0 | 0 | 0 | 0 | 0 | 0 | 0 | 0 | 0 | 67.1595 | 0 | 2.5719 | 37.8405 | 0 | 0 | 0
7709 | 87.1101 | 0 | 87.1101 | 55 | 4.4414 | 9.4352 | 10 | 8.2335 | 0 | 8.2335 | 0 | 0 | 0 | 0 | 0 | 0 | 0 | 0 | 0 | 0 | 69.4414 | 0 | 2.6133 | 35.5586 | 0 | 0 | 0
7710 | 85.5924 | 0 | 85.5924 | 54.7076 | 2 | 9.0637 | 10 | 9.821 | 0 | 9.821 | 0 | 0 | 0 | 0 | 0 | 0 | 0 | 0 | 0 | 0 | 66.7076 | 0 | 2.5678 | 38.2924 | 0 | 1.4211e-14 | 0
7711 | 88.2269 | 0 | 88.2269 | 48.5777 | 2 | 8.2309 | 10 | 7.9374 | 11.4809 | 7.9374 | 11.4809 | 0 | 0 | 0 | 0 | 0 | 0 | 0 | 0 | 0 | 60.5777 | 0 | 2.6468 | 44.4223 | 0 | 0 | 0
7712 | 85.9358 | 0 | 85.9358 | 42.9 | 2 | 7.0237 | 6.7934 | 5.9877 | 21.231 | 5.9877 | 21.231 | 0 | 0 | 0 | 0 | 0 | 0 | 0 | 0 | 0 | 51.6934 | 0 | 2.5781 | 53.3066 | 0 | 0 | 0
7713 | 85.7082 | 0 | 85.7082 | 42.9 | 2 | 0.24079 | 4 | 6.5739 | 29.9936 | 6.5739 | 29.9936 | 0 | 0 | 0 | 0 | 0 | 0 | 0 | 0 | 0 | 48.9 | 0 | 2.5712 | 61.7374 | 0 | 0 | 0
7714 | 85.4963 | 0 | 85.4963 | 42.9 | 2 | 0 | 4 | 6.1394 | 37.62 | 6.1394 | 37.62 | 0 | 0 | 7.1631 | 0 | 0 | 0 | 7.1631 | 0 | 6.4468 | 48.9 | 0 | 2.5649 | 61.0925 | 0 | 0 | 0
7715 | 86.2017 | 0 | 86.2017 | 42.9 | 2 | 0 | 4 | 6.8293 | 38.5683 | 6.8293 | 38.5683 | 0 | 0 | 8.0958 | 0 | 0 | 0 | 8.0958 | 0 | 13.7331 | 48.9 | 0 | 2.5861 | 60.981 | 0 | 0 | 0
7716 | 84.3643 | 0 | 84.3643 | 42.9 | 2 | 0 | 4 | 6.6934 | 43.2906 | 6.6934 | 43.2906 | 0 | 0 | 12 | 0 | 2.5198 | 0 | 14.5198 | 0 | 26.8562 | 48.9 | 0 | 2.5309 | 60.2125 | 0 | 0 | 0
7717 | 80.4174 | 0 | 80.4174 | 42.9 | 2 | 7.1054e-15 | 4 | 6.0575 | 42.8807 | 6.0575 | 42.8807 | 0 | 0 | 12 | 0 | 5.4208 | 0 | 17.4208 | 0 | 42.6539 | 48.9 | 0 | 2.4125 | 59.8655 | 0 | 0 | 0
7718 | 83.6065 | 0 | 83.6065 | 42.9 | 2 | 0 | 4 | 8.4662 | 35.8517 | 8.4662 | 35.8517 | 0 | 0 | 9.6115 | 0 | 0 | 0 | 9.6115 | 0 | 51.3042 | 48.9 | 0 | 2.5082 | 67.5492 | 0 | 0 | 0
7719 | 81.7005 | 0 | 81.7005 | 42.9 | 2 | 1.4211e-14 | 4 | 7.7825 | 30.3145 | 7.7825 | 30.3145 | 0 | 0 | 4.4629 | 0 | 0.83355 | 0 | 5.2965 | 0 | 56.0893 | 48.9 | 0 | 2.451 | 61.3158 | 0 | 0 | 0
7720 | 84.8845 | 0 | 84.8845 | 42.9 | 2 | 5.5154 | 4 | 8.2905 | 22.1786 | 8.2905 | 22.1786 | 0 | 0 | 0 | 0 | 0 | 0 | 0 | 0 | 56.0893 | 48.9 | 0 | 2.5465 | 76.5518 | 0 | 0 | 0
7721 | 88.8555 | 0 | 88.8555 | 47.377 | 2 | 8.4066 | 10 | 7.6369 | 10.9409 | 7.6369 | 10.9409 | 0 | 0 | 0 | 0 | 0 | 2.4941 | 0 | 2.4941 | 53.3842 | 59.377 | 0 | 2.6657 | 62.5869 | 0 | 0 | 0
7722 | 94.3256 | 0 | 94.3256 | 47.1121 | 2 | 10.3367 | 10 | 7.913 | 5.6221e-15 | 7.913 | 5.6221e-15 | 0 | 0 | 0 | 12 | 0 | 4.9639 | 0 | 16.9639 | 34.6667 | 59.1121 | 0 | 2.8298 | 45.8879 | 0 | 0 | 0
7723 | 100.1807 | 0 | 100.1807 | 55 | 3.943 | 10.9979 | 10 | 8.2398 | 0 | 8.2398 | 0 | 0 | 0 | 0 | 12 | 0 | 0 | 0 | 12 | 21.3333 | 68.943 | 0 | 3.0054 | 36.057 | 0 | 0 | 0
7724 | 107.1749 | 0 | 107.1749 | 55 | 7.5942 | 11.494 | 10 | 11.0866 | 0 | 11.0866 | 0 | 0 | 0 | 0 | 12 | 0 | 0 | 0 | 12 | 8 | 72.5942 | 0 | 3.2152 | 32.4058 | 0 | 0 | 0
7725 | 102.508 | 0 | 102.508 | 55 | 9.8489 | 11.1482 | 10 | 9.3109 | 0 | 9.3109 | 0 | 0 | 0 | 0 | 7.2 | 0 | 0 | 0 | 7.2 | 0 | 74.8489 | 0 | 3.0752 | 30.1511 | 0 | 0 | 0
7726 | 96.3328 | 0 | 96.3328 | 55 | 9.4103 | 10.1103 | 10 | 11.8121 | 0 | 11.8121 | 0 | 0 | 0 | 0 | 0 | 0 | 0 | 0 | 0 | 0 | 74.4103 | 0 | 2.89 | 30.5897 | 0 | 0 | 0
7727 | 90.6763 | 0 | 90.6763 | 55 | 5.1653 | 9.5335 | 10 | 10.9775 | 0 | 10.9775 | 0 | 0 | 0 | 0 | 0 | 0 | 0 | 0 | 0 | 0 | 70.1653 | 0 | 2.7203 | 34.8347 | 0 | 0 | 0
7728 | 87.7355 | 0 | 87.7355 | 55 | 3.0881 | 9.2513 | 10 | 10.3961 | 0 | 10.3961 | 0 | 0 | 0 | 0 | 0 | 0 | 0 | 0 | 0 | 0 | 68.0881 | 0 | 2.6321 | 36.9119 | 0 | 0 | 0
7729 | 85.8063 | 0 | 85.8063 | 54.5986 | 2 | 9.0489 | 10 | 10.1587 | 0 | 10.1587 | 0 | 0 | 0 | 0 | 0 | 0 | 0 | 0 | 0 | 0 | 66.5986 | 0 | 2.5742 | 38.4014 | 0 | 0 | 0
7730 | 86.1058 | 0 | 86.1058 | 55 | 2.2419 | 9.1363 | 10 | 9.7275 | 0 | 9.7275 | 0 | 0 | 0 | 0 | 0 | 0 | 0 | 0 | 0 | 0 | 67.2419 | 0 | 2.5832 | 37.7581 | 0 | 0 | 0
7731 | 88.2434 | 0 | 88.2434 | 55 | 2.4922 | 9.1703 | 10 | 11.5809 | 0 | 11.5809 | 0 | 0 | 0 | 0 | 0 | 0 | 0 | 0 | 0 | 0 | 67.4922 | 0 | 2.6473 | 37.5078 | 0 | 0 | 0
7732 | 90.215 | 0 | 90.215 | 55 | 5.0868 | 9.5229 | 10 | 10.6053 | 0 | 10.6053 | 0 | 0 | 0 | 0 | 0 | 0 | 0 | 0 | 0 | 0 | 70.0868 | 0 | 2.7064 | 34.9132 | 0 | 0 | 0
7733 | 90.1451 | 0 | 90.1451 | 55 | 5.3838 | 9.5632 | 10 | 10.198 | 0 | 10.198 | 0 | 0 | 0 | 0 | 0 | 0 | 0 | 0 | 0 | 0 | 70.3838 | 0 | 2.7044 | 34.6162 | 0 | 0 | 0
7734 | 87.8158 | 0 | 87.8158 | 55 | 2.9528 | 9.2329 | 10 | 10.63 | 0 | 10.63 | 0 | 0 | 0 | 0 | 0 | 0 | 0 | 0 | 0 | 0 | 67.9528 | 0 | 2.6345 | 37.0472 | 0 | 0 | 0
7735 | 87.7886 | 0 | 87.7886 | 48.4936 | 2 | 8.2194 | 10 | 8.9362 | 10.1394 | 8.9362 | 10.1394 | 0 | 0 | 0 | 0 | 0 | 0 | 0 | 0 | 0 | 60.4936 | 0 | 2.6337 | 44.5064 | 0 | 0 | -1.4211e-14
7736 | 91.0142 | 0 | 91.0142 | 42.9 | 2 | 7.4448 | 9.8924 | 7.9829 | 20.7942 | 7.9829 | 20.7942 | 0 | 0 | 0 | 0 | 0 | 0 | 0 | 0 | 0 | 54.7924 | 0 | 2.7304 | 50.2076 | 0 | 0 | 0
7737 | 86.6872 | 0 | 86.6872 | 42.9 | 2 | 1.4211e-14 | 4 | 8.1595 | 29.7235 | 8.1595 | 29.7235 | 0 | 0 | 0.095803 | 0 | 0 | 0 | 0.095803 | 0 | 0.086223 | 48.9 | 0 | 2.6006 | 61.9379 | 0 | 0 | 0
7738 | 90.2358 | 0 | 90.2358 | 42.9 | 2 | 7.1054e-15 | 4 | 9.3311 | 39.4594 | 9.3311 | 39.4594 | 0 | 0 | 7.4547 | 0 | 0 | 0 | 7.4547 | 0 | 6.7954 | 48.9 | 0 | 2.7071 | 61.0577 | 0 | 0 | 0
7739 | 88.642 | 0 | 88.642 | 42.9 | 2 | 7.1054e-15 | 4 | 9.0284 | 45.2298 | 9.0284 | 45.2298 | 0 | 0 | 12 | 0 | 2.5162 | 0 | 14.5162 | 0 | 19.9153 | 48.9 | 0 | 2.6593 | 60.213 | 0 | 0 | 0
7740 | 87.6663 | 0 | 87.6663 | 42.9 | 2 | 0 | 4 | 8.6149 | 40.8415 | 8.6149 | 40.8415 | 0 | 0 | 10.6901 | 0 | 0 | 0 | 10.6901 | 0 | 29.5364 | 48.9 | 0 | 2.63 | 62.8095 | 0 | 0 | 0
7741 | 84.618 | 0 | 84.618 | 42.9 | 2 | 0 | 4 | 6.8466 | 40.3586 | 6.8466 | 40.3586 | 0 | 0 | 11.4872 | 0 | 0 | 0 | 11.4872 | 0 | 39.8749 | 48.9 | 0 | 2.5385 | 62.7141 | 0 | 0 | 0
7742 | 82.7982 | 0 | 82.7982 | 42.9 | 2 | 0 | 4 | 7.6885 | 32.9564 | 7.6885 | 32.9564 | 0 | 0 | 6.7467 | 0 | 0 | 0 | 6.7467 | 0 | 45.9469 | 48.9 | 0 | 2.4839 | 63.2812 | 0 | 0 | 0
7743 | 86.2884 | 0 | 86.2884 | 42.9 | 2 | 7.1054e-15 | 4 | 8.591 | 29.246 | 8.591 | 29.246 | 0 | 0 | 0.44854 | 0 | 0 | 0 | 0.44854 | 0 | 46.3506 | 48.9 | 0 | 2.5887 | 64.0346 | 0 | 0 | 0
7744 | 91.1609 | 0 | 91.1609 | 42.9 | 2 | 7.188 | 8.0021 | 8.9933 | 22.0776 | 8.9933 | 22.0776 | 0 | 0 | 0 | 0 | 0 | 0 | 0 | 0 | 46.3506 | 52.9021 | 0 | 2.7348 | 66.2367 | 0 | 0 | 0
7745 | 92.4754 | 0 | 92.4754 | 46.8914 | 2 | 8.5995 | 10 | 8.6845 | 11.9006 | 8.6845 | 11.9006 | 0 | 0 | 0 | 2.2606 | 0 | 2.1388 | 0 | 4.3994 | 41.519 | 58.8914 | 0 | 2.7743 | 55.848 | 0 | 0 | 0
7746 | 99.6538 | 0 | 99.6538 | 54.1471 | 2 | 10.6181 | 10 | 10.8887 | 5.4271e-15 | 10.8887 | 5.4271e-15 | 0 | 0 | 0 | 12 | 0 | 0 | 0 | 12 | 28.1856 | 66.1471 | 0 | 2.9896 | 38.8529 | 0 | 0 | 0
7747 | 104.8716 | 0 | 104.8716 | 55 | 6.4839 | 11.3432 | 10 | 10.0445 | 0 | 10.0445 | 0 | 0 | 0 | 0 | 12 | 0 | 0 | 0 | 12 | 14.8523 | 71.4839 | 0 | 3.1461 | 33.5161 | 0 | 0 | 0
7748 | 107.2599 | 0 | 107.2599 | 55 | 8.6169 | 11.633 | 10 | 10.01 | 0 | 10.01 | 0 | 0 | 0 | 0 | 12 | 0 | 0 | 0 | 12 | 1.519 | 73.6169 | 0 | 3.2178 | 31.3831 | 0 | 0 | 0
7749 | 103.9759 | 0 | 103.9759 | 55 | 16.6717 | 11.2827 | 10 | 9.6544 | 0 | 9.6544 | 0 | 0 | 0 | 0 | 1.3671 | 0 | 0 | 0 | 1.3671 | 0 | 81.6717 | 0 | 3.1193 | 23.3283 | 0 | 0 | 0
7750 | 101.5184 | 0 | 101.5184 | 55 | 13.9257 | 10.7238 | 10 | 11.8689 | 0 | 11.8689 | 0 | 0 | 0 | 0 | 0 | 0 | 0 | 0 | 0 | 0 | 78.9257 | 0 | 3.0456 | 26.0743 | 0 | 0 | 0
7751 | 93.6589 | 0 | 93.6589 | 55 | 8.627 | 10.0039 | 10 | 10.0281 | 0 | 10.0281 | 0 | 0 | 0 | 0 | 0 | 0 | 0 | 0 | 0 | 0 | 73.627 | 0 | 2.8098 | 31.373 | 0 | 0 | 0
7752 | 86.9855 | 0 | 86.9855 | 53.2746 | 2 | 8.869 | 10 | 12.8418 | 0 | 12.8418 | 0 | 0 | 0 | 0 | 0 | 0 | 0 | 0 | 0 | 0 | 65.2746 | 0 | 2.6096 | 39.7254 | 0 | 0 | 0
7753 | 87.1751 | 0 | 87.1751 | 54.2306 | 2 | 8.9989 | 10 | 11.9456 | 0 | 11.9456 | 0 | 0 | 0 | 0 | 0 | 0 | 0 | 0 | 0 | 0 | 66.2306 | 0 | 2.6153 | 38.7694 | 0 | 0 | 0
7754 | 87.3873 | 0 | 87.3873 | 55 | 2.7913 | 9.211 | 10 | 10.385 | 0 | 10.385 | 0 | 0 | 0 | 0 | 0 | 0 | 0 | 0 | 0 | 0 | 67.7913 | 0 | 2.6216 | 37.2087 | 0 | 0 | 0
7755 | 88.8733 | 0 | 88.8733 | 55 | 3.9378 | 9.3668 | 10 | 10.5687 | 0 | 10.5687 | 0 | 0 | 0 | 0 | 0 | 0 | 0 | 0 | 0 | 0 | 68.9378 | 0 | 2.6662 | 36.0622 | 0 | 0 | 0
7756 | 91.5429 | 0 | 91.5429 | 55 | 6.3224 | 9.6908 | 10 | 10.5297 | 0 | 10.5297 | 0 | 0 | 0 | 0 | 0 | 0 | 0 | 0 | 0 | 0 | 71.3224 | 0 | 2.7463 | 33.6776 | 0 | 0 | 0
7757 | 90.8877 | 0 | 90.8877 | 55 | 6.2642 | 9.6829 | 10 | 9.9407 | 0 | 9.9407 | 0 | 0 | 0 | 0 | 0 | 0 | 0 | 0 | 0 | 0 | 71.2642 | 0 | 2.7266 | 33.7358 | 0 | 0 | 0
7758 | 90.0474 | 0 | 90.0474 | 55 | 5.307 | 9.5528 | 10 | 10.1876 | 0 | 10.1876 | 0 | 0 | 0 | 0 | 0 | 0 | 0 | 0 | 0 | 0 | 70.307 | 0 | 2.7014 | 34.693 | 0 | 0 | 0
7759 | 89.8165 | 0 | 89.8165 | 48.4245 | 2 | 8.21 | 10 | 8.4852 | 12.6967 | 8.4852 | 12.6967 | 0 | 0 | 0 | 0 | 0 | 0 | 0 | 0 | 0 | 60.4245 | 0 | 2.6945 | 44.5755 | 0 | 0 | 0
7760 | 88.8994 | 0 | 88.8994 | 42.9 | 2 | 6.87 | 5.6618 | 6.2468 | 25.2208 | 6.2468 | 25.2208 | 0 | 0 | 0 | 0 | 0 | 0 | 0 | 0 | 0 | 50.5618 | 0 | 2.667 | 54.4382 | 0 | 0 | 0
7761 | 90.4321 | 0 | 90.4321 | 42.9 | 2 | 0 | 4 | 7.3031 | 34.4522 | 7.3031 | 34.4522 | 0 | 0 | 0.22311 | 0 | 0 | 0 | 0.22311 | 0 | 0.2008 | 48.9 | 0 | 2.713 | 61.9227 | 0 | 0 | 0
7762 | 88.593 | 0 | 88.593 | 42.9 | 2 | 0 | 4 | 8.0917 | 38.6645 | 8.0917 | 38.6645 | 0 | 0 | 7.0633 | 0 | 0 | 0 | 7.0633 | 0 | 6.5577 | 48.9 | 0 | 2.6578 | 61.1045 | 0 | 0 | 0
7763 | 88.1946 | 0 | 88.1946 | 42.9 | 2 | 7.1054e-15 | 4 | 6.9613 | 46.4152 | 6.9613 | 46.4152 | 0 | 0 | 12 | 0 | 2.0819 | 0 | 14.0819 | 0 | 19.2771 | 48.9 | 0 | 2.6458 | 60.2649 | 0 | 1.4211e-14 | 0
7764 | 87.8861 | 0 | 87.8861 | 42.9 | 2 | 0 | 4 | 8.4686 | 44.1445 | 8.4686 | 44.1445 | 0 | 0 | 12 | 0 | 1.627 | 0 | 13.627 | 0 | 31.5771 | 48.9 | 0 | 2.6366 | 60.3193 | 0 | 0 | 0
7765 | 86.2228 | 0 | 86.2228 | 42.9 | 2 | 0 | 4 | 8.3569 | 47.6983 | 8.3569 | 47.6983 | 0 | 0 | 12 | 0 | 6.7325 | 0 | 18.7325 | 0 | 48.5842 | 48.9 | 0 | 2.5867 | 59.7086 | 0 | 0 | 0
7766 | 87.4989 | 0 | 87.4989 | 42.9 | 2 | 0 | 4 | 7.5604 | 42.4203 | 7.5604 | 42.4203 | 0 | 0 | 10.047 | 0 | 1.3348 | 0 | 11.3817 | 0 | 58.857 | 48.9 | 0 | 2.625 | 60.5879 | 0 | 0 | 0
7767 | 82.8974 | 0 | 82.8974 | 42.9 | 2 | 7.1054e-15 | 4 | 6.4478 | 33.9244 | 6.4478 | 33.9244 | 0 | 0 | 0 | 0 | 6.3748 | 0 | 6.3748 | 0 | 64.7342 | 48.9 | 0 | 2.4869 | 73.1869 | 0 | 1.4211e-14 | 0
7768 | 88.4349 | 0 | 88.4349 | 42.9 | 2 | 6.7065 | 4.459 | 7.3329 | 25.0365 | 7.3329 | 25.0365 | 0 | 0 | 0 | 0 | 0 | 0 | 0 | 0 | 64.7342 | 49.359 | 0 | 2.653 | 77.641 | 0 | 0 | 0
7769 | 94.9589 | 0 | 94.9589 | 44.694 | 2 | 8.7003 | 10 | 9.9381 | 12.2875 | 9.9381 | 12.2875 | 0 | 0 | 0 | 0 | 0 | 7.339 | 0 | 7.339 | 56.774 | 56.694 | 0 | 2.8488 | 62.9671 | 0 | 0 | -1.4211e-14
7770 | 99.1939 | 0 | 99.1939 | 47.0124 | 2 | 10.7478 | 10 | 9.3445 | 5.497e-15 | 9.3445 | 5.497e-15 | 0 | 0 | 0 | 12 | 0 | 8.0892 | 0 | 20.0892 | 34.6667 | 59.0124 | 0 | 2.9758 | 45.9876 | 0 | 0 | 0
7771 | 105.6694 | 0 | 105.6694 | 55 | 7.1533 | 11.4341 | 10 | 10.082 | 0 | 10.082 | 0 | 0 | 0 | 0 | 12 | 0 | 0 | 0 | 12 | 21.3333 | 72.1533 | 0 | 3.1701 | 32.8467 | 0 | 1.4211e-14 | 0
7772 | 107.8912 | 0 | 107.8912 | 55 | 9.13 | 11.7027 | 10 | 10.0585 | 0 | 10.0585 | 0 | 0 | 0 | 0 | 12 | 0 | 0 | 0 | 12 | 8 | 74.13 | 0 | 3.2367 | 30.87 | 0 | 0 | 0
7773 | 104.2417 | 0 | 104.2417 | 55 | 11.4932 | 11.3716 | 10 | 9.1769 | 0 | 9.1769 | 0 | 0 | 0 | 0 | 7.2 | 0 | 0 | 0 | 7.2 | 0 | 76.4932 | 0 | 3.1273 | 28.5068 | 0 | 0 | 0
7774 | 98.7287 | 0 | 98.7287 | 55 | 12.2591 | 10.4974 | 10 | 10.9722 | 0 | 10.9722 | 0 | 0 | 0 | 0 | 0 | 0 | 0 | 0 | 0 | 0 | 77.2591 | 0 | 2.9619 | 27.7409 | 0 | 0 | 0
7775 | 97.5683 | 0 | 97.5683 | 55 | 11.4394 | 10.386 | 10 | 10.7429 | 0 | 10.7429 | 0 | 0 | 0 | 0 | 0 | 0 | 0 | 0 | 0 | 0 | 76.4394 | 0 | 2.927 | 28.5606 | 0 | 0 | 0
7776 | 87.0909 | 0 | 87.0909 | 55 | 2.1753 | 9.1273 | 10 | 10.7884 | 0 | 10.7884 | 0 | 0 | 0 | 0 | 0 | 0 | 0 | 0 | 0 | 0 | 67.1753 | 0 | 2.6127 | 37.8247 | 0 | 0 | 0
7777 | 88.6697 | 0 | 88.6697 | 54.2603 | 2 | 9.003 | 10 | 13.4064 | 0 | 13.4064 | 0 | 0 | 0 | 0 | 0 | 0 | 0 | 0 | 0 | 0 | 66.2603 | 0 | 2.6601 | 38.7397 | 0 | 0 | 0
7778 | 91.1561 | 0 | 91.1561 | 55 | 4.6626 | 9.4652 | 10 | 12.0282 | 0 | 12.0282 | 0 | 0 | 0 | 0 | 0 | 0 | 0 | 0 | 0 | 0 | 69.6626 | 0 | 2.7347 | 35.3374 | 0 | 0 | 0
7779 | 91.4188 | 0 | 91.4188 | 55 | 6.3368 | 9.6927 | 10 | 10.3893 | 0 | 10.3893 | 0 | 0 | 0 | 0 | 0 | 0 | 0 | 0 | 0 | 0 | 71.3368 | 0 | 2.7426 | 33.6632 | 0 | 0 | 0
7780 | 89.0672 | 0 | 89.0672 | 55 | 3.8402 | 9.3535 | 10 | 10.8735 | 0 | 10.8735 | 0 | 0 | 0 | 0 | 0 | 0 | 0 | 0 | 0 | 0 | 68.8402 | 0 | 2.672 | 36.1598 | 0 | 0 | 0
7781 | 89.1067 | 0 | 89.1067 | 55 | 2.6856 | 9.1966 | 10 | 12.2244 | 0 | 12.2244 | 0 | 0 | 0 | 0 | 0 | 0 | 0 | 0 | 0 | 0 | 67.6856 | 0 | 2.6732 | 37.3144 | 0 | 0 | 0
7782 | 92.8694 | 0 | 92.8694 | 55 | 9.034 | 10.0592 | 10 | 8.7763 | 0 | 8.7763 | 0 | 0 | 0 | 0 | 0 | 0 | 0 | 0 | 0 | 0 | 74.034 | 0 | 2.7861 | 30.966 | 0 | 0 | 0
7783 | 89.2669 | 0 | 89.2669 | 45.8998 | 2 | 7.867 | 10 | 9.8149 | 13.6851 | 9.8149 | 13.6851 | 0 | 0 | 0 | 0 | 0 | 0 | 0 | 0 | 0 | 57.8998 | 0 | 2.678 | 47.1002 | 0 | 0 | 0
7784 | 92.7058 | 0 | 92.7058 | 42.9 | 2 | 6.8331 | 5.3902 | 12.6261 | 22.9565 | 12.6261 | 22.9565 | 0 | 0 | 0 | 0 | 0 | 0 | 0 | 0 | 0 | 50.2902 | 0 | 2.7812 | 54.7098 | 0 | 0 | 0
7785 | 88.8719 | 0 | 88.8719 | 42.9 | 2 | 7.1054e-15 | 4 | 10.426 | 38.8441 | 10.426 | 38.8441 | 0 | 0 | 9.2982 | 0 | 0 | 0 | 9.2982 | 0 | 8.3684 | 48.9 | 0 | 2.6662 | 60.8372 | 0 | 1.4211e-14 | 0
7786 | 87.6457 | 0 | 87.6457 | 42.9 | 2 | 7.1054e-15 | 4 | 8.1018 | 49.136 | 8.1018 | 49.136 | 0 | 0 | 12 | 0 | 6.4921 | 0 | 18.4921 | 0 | 25.1538 | 48.9 | 0 | 2.6294 | 59.7374 | 0 | 0 | 0
7787 | 89.8724 | 0 | 89.8724 | 42.9 | 2 | 0 | 4 | 9.4945 | 49.5572 | 9.4945 | 49.5572 | 0 | 0 | 12 | 0 | 6.0793 | 0 | 18.0793 | 0 | 41.5587 | 48.9 | 0 | 2.6962 | 59.7868 | 0 | 0 | 0
7788 | 89.4648 | 0 | 89.4648 | 42.9 | 2 | 0 | 4 | 8.8042 | 52.3819 | 8.8042 | 52.3819 | 0 | 0 | 12 | 0 | 8.6212 | 0 | 20.6212 | 0 | 60.3071 | 48.9 | 0 | 2.6839 | 59.4827 | 0 | 0 | 0
7789 | 87.5484 | 0 | 87.5484 | 42.9 | 2 | 7.1054e-15 | 4 | 9.347 | 55 | 6.8539 | 40.33 | 2.4931 | 14.67 | 8.0351 | 0 | 0.50036 | 0 | 8.5355 | 0 | 68 | 48.9 | 0 | 2.6265 | 58.8753 | 0 | 0 | 0
7790 | 84.436 | 0 | 84.436 | 42.9 | 2 | 7.1054e-15 | 4 | 8.0532 | 47.3442 | 5.166 | 30.3701 | 2.8873 | 16.9741 | 0 | 0 | 0 | 0 | 0 | 0 | 68 | 48.9 | 0 | 2.5331 | 81.5736 | 0 | 0 | 0
7791 | 83.3207 | 0 | 83.3207 | 42.9 | 2 | 0 | 4 | 10.0983 | 36.1399 | 7.5174 | 26.9033 | 2.5809 | 9.2366 | 0 | 0 | 0 | 0 | 0 | 0 | 68 | 48.9 | 0 | 2.4996 | 82.5358 | 0 | 1.4211e-14 | 0
7792 | 87.5461 | 0 | 87.5461 | 42.9 | 2 | 2.6997 | 4 | 11.1201 | 24.8263 | 11.1201 | 24.8263 | 0 | 0 | 0 | 0 | 0 | 0 | 0 | 0 | 68 | 48.9 | 0 | 2.6264 | 81.5726 | 0 | 0 | 0
7793 | 95.4969 | 0 | 95.4969 | 42.9 | 2 | 8.4216 | 8.8989 | 11.8701 | 13.2234 | 11.8701 | 13.2234 | 0 | 0 | 0 | 0 | 0 | 8.1828 | 0 | 8.1828 | 59.1245 | 53.7989 | 0 | 2.8649 | 65.0183 | 0 | 1.4211e-14 | 0
7794 | 98.9084 | 0 | 98.9084 | 44.3777 | 2 | 10.6494 | 10 | 9.8814 | 5.789e-15 | 9.8814 | 5.789e-15 | 0 | 0 | 0 | 12 | 0 | 10 | 0 | 22 | 34.9447 | 56.3777 | 0 | 2.9673 | 48.6223 | 0 | 0 | 0
7795 | 105.9064 | 0 | 105.9064 | 55 | 6.2256 | 11.3429 | 10 | 11.0815 | 0 | 11.0815 | 0 | 0 | 0 | 0 | 12 | 0 | 0.25632 | 0 | 12.2563 | 21.3333 | 71.2256 | 0 | 3.1772 | 33.7744 | 0 | 0 | 0
7796 | 108.8016 | 0 | 108.8016 | 55 | 7.3239 | 11.4573 | 10 | 13.0203 | 0 | 13.0203 | 0 | 0 | 0 | 0 | 12 | 0 | 0 | 0 | 12 | 8 | 72.3239 | 0 | 3.264 | 32.6761 | 0 | 0 | 0
7797 | 106.473 | 0 | 106.473 | 55 | 11.9336 | 11.4315 | 10 | 10.9079 | 0 | 10.9079 | 0 | 0 | 0 | 0 | 7.2 | 0 | 0 | 0 | 7.2 | 0 | 76.9336 | 0 | 3.1942 | 28.0664 | 0 | 0 | 0
7798 | 99.2632 | 0 | 99.2632 | 55 | 12.1989 | 10.4892 | 10 | 11.575 | 0 | 11.575 | 0 | 0 | 0 | 0 | 0 | 0 | 0 | 0 | 0 | 0 | 77.1989 | 0 | 2.9779 | 27.8011 | 0 | 0 | 0
7799 | 95.7162 | 0 | 95.7162 | 55 | 8.4257 | 9.9766 | 10 | 12.3139 | 0 | 12.3139 | 0 | 0 | 0 | 0 | 0 | 0 | 0 | 0 | 0 | 0 | 73.4257 | 0 | 2.8715 | 31.5743 | 0 | 0 | 0
7800 | 81.8259 | 0 | 81.8259 | 47.7123 | 2 | 8.1133 | 10 | 14.0004 | 0 | 14.0004 | 0 | 0 | 0 | 0 | 0 | 0 | 0 | 0 | 0 | 0 | 59.7123 | 0 | 2.4548 | 45.2877 | 0 | 0 | 0
7801 | 85.4235 | 0 | 85.4235 | 49.6617 | 2 | 8.3781 | 10 | 15.3836 | 0 | 15.3836 | 0 | 0 | 0 | 0 | 0 | 0 | 0 | 0 | 0 | 0 | 61.6617 | 0 | 2.5627 | 43.3383 | 0 | 0 | 0
7802 | 82.3776 | 0 | 82.3776 | 47.5439 | 2 | 8.0904 | 10 | 14.7432 | 0 | 14.7432 | 0 | 0 | 0 | 0 | 0 | 0 | 0 | 0 | 0 | 0 | 59.5439 | 0 | 2.4713 | 45.4561 | 0 | 0 | 0
7803 | 85.1199 | 0 | 85.1199 | 51.9044 | 2 | 8.6829 | 10 | 12.5327 | 0 | 12.5327 | 0 | 0 | 0 | 0 | 0 | 0 | 0 | 0 | 0 | 0 | 63.9044 | 0 | 2.5536 | 41.0956 | 0 | 0 | 0
7804 | 86.1929 | 0 | 86.1929 | 51.9914 | 2 | 8.6947 | 10 | 13.5068 | 0 | 13.5068 | 0 | 0 | 0 | 0 | 0 | 0 | 0 | 0 | 0 | 0 | 63.9914 | 0 | 2.5858 | 41.0086 | 0 | 0 | 0
7805 | 85.9623 | 0 | 85.9623 | 51.8929 | 2 | 8.6813 | 10 | 13.3881 | 0 | 13.3881 | 0 | 0 | 0 | 0 | 0 | 0 | 0 | 0 | 0 | 0 | 63.8929 | 0 | 2.5789 | 41.1071 | 0 | 1.4211e-14 | 0
7806 | 88.3428 | 0 | 88.3428 | 55 | 2.6759 | 9.1953 | 10 | 11.4716 | 0 | 11.4716 | 0 | 0 | 0 | 0 | 0 | 0 | 0 | 0 | 0 | 0 | 67.6759 | 0 | 2.6503 | 37.3241 | 0 | 0 | 0
7807 | 87.5811 | 0 | 87.5811 | 45.3108 | 2 | 7.787 | 10 | 10.4369 | 12.0464 | 10.4369 | 12.0464 | 0 | 0 | 0 | 0 | 0 | 0 | 0 | 0 | 0 | 57.3108 | 0 | 2.6274 | 47.6892 | 0 | 0 | 0
7808 | 85.9273 | 0 | 85.9273 | 42.9 | 2 | 7.1054e-15 | 4 | 12.2362 | 24.8437 | 12.2362 | 24.8437 | 0 | 0 | 0.052578 | 0 | 0 | 0 | 0.052578 | 0 | 0.04732 | 48.9 | 0 | 2.5778 | 61.9431 | 0 | 0 | 0
7809 | 85.0014 | 0 | 85.0014 | 42.9 | 2 | 0 | 4 | 13.2461 | 32.1935 | 13.2461 | 32.1935 | 0 | 0 | 9.3382 | 0 | 0 | 0 | 9.3382 | 0 | 8.4517 | 48.9 | 0 | 2.55 | 60.8324 | 0 | 0 | 0
7810 | 82.2073 | 0 | 82.2073 | 42.9 | 2 | 1.4211e-14 | 4 | 11.4997 | 44.9205 | 11.2728 | 44.0345 | 0.2268 | 0.88595 | 12 | 0 | 10 | 0 | 22 | 0 | 28.4713 | 48.9 | 0 | 2.4662 | 59.1847 | 0 | 1.4211e-14 | 0
7811 | 81.6259 | 0 | 81.6259 | 42.9 | 2 | 0 | 4 | 11.5257 | 42.1238 | 11.5257 | 42.1238 | 0 | 0 | 12 | 0 | 8.9236 | 0 | 20.9236 | 0 | 47.4984 | 48.9 | 0 | 2.4488 | 59.4465 | 0 | 0 | 0
7812 | 80.5689 | 0 | 80.5689 | 42.9 | 2 | 0 | 4 | 9.4748 | 49.9344 | 7.4062 | 39.0322 | 2.0686 | 10.9022 | 12 | 0 | 2.7694 | 0 | 14.7694 | 0 | 60.8517 | 48.9 | 0 | 2.4171 | 58.6311 | 0 | 7.1054e-15 | 0
7813 | 83.9536 | 0 | 83.9536 | 42.9 | 2 | 7.1054e-15 | 4 | 10.5912 | 44.2591 | 8.3023 | 34.6938 | 2.289 | 9.5653 | 7.9425 | 0 | 0 | 0 | 7.9425 | 0 | 68 | 48.9 | 0 | 2.5186 | 69.5813 | 0 | 1.7764e-15 | 0
7814 | 82.264 | 0 | 82.264 | 42.9 | 2 | 0 | 4 | 9.4557 | 41.1968 | 6.2283 | 27.1356 | 3.2274 | 14.0611 | 0 | 0 | 0 | 0 | 0 | 0 | 68 | 48.9 | 0 | 2.4679 | 81.8814 | 0 | 0 | 0
7815 | 79.7312 | 0 | 79.7312 | 42.9 | 2 | 0 | 4 | 12.9207 | 31.5373 | 8.9604 | 21.8708 | 3.9603 | 9.6665 | 0 | 0 | 0 | 0 | 0 | 0 | 68 | 48.9 | 0 | 2.3919 | 82.3194 | 0 | 0 | 0
7816 | 87.159 | 0 | 87.159 | 42.9 | 2 | 3.0649 | 4 | 13.5463 | 21.6477 | 13.5463 | 21.6477 | 0 | 0 | 0 | 0 | 0 | 0 | 0 | 0 | 68 | 48.9 | 0 | 2.6148 | 81.2511 | 0 | 0 | 0
7817 | 89.8312 | 0 | 89.8312 | 42.9 | 2 | 7.5365 | 5.8931 | 13.8361 | 12.9909 | 13.8361 | 12.9909 | 0 | 0 | 0 | 0 | 0 | 4.6745 | 0 | 4.6745 | 62.9298 | 50.7931 | 0 | 2.6949 | 71.5324 | 0 | 0 | 0
7818 | 94.6485 | 0 | 94.6485 | 42.9 | 2 | 9.8406 | 5.5252 | 12.3827 | 6.2786e-15 | 12.3827 | 6.2786e-15 | 0 | 0 | 0 | 12 | 0 | 10 | 0 | 22 | 38.7499 | 50.4252 | 0 | 2.8395 | 54.5748 | 0 | 0 | 0
7819 | 101.4847 | 0 | 101.4847 | 50.6557 | 2 | 10.6552 | 10 | 12.4092 | 0 | 12.4092 | 0 | 0 | 0 | 0 | 12 | 0 | 3.7646 | 0 | 15.7646 | 21.3333 | 62.6557 | 0 | 3.0445 | 42.3443 | 0 | 0 | 0
7820 | 105.8896 | 0 | 105.8896 | 55 | 3.3949 | 10.9235 | 10 | 14.5711 | 0 | 14.5711 | 0 | 0 | 0 | 0 | 12 | 0 | 0 | 0 | 12 | 8 | 68.3949 | 0 | 3.1767 | 36.6051 | 0 | 0 | 0
7821 | 99.401 | 0 | 99.401 | 55 | 3.1276 | 10.235 | 10 | 13.8384 | 0 | 13.8384 | 0 | 0 | 0 | 0 | 7.2 | 0 | 0 | 0 | 7.2 | 0 | 68.1276 | 0 | 2.982 | 36.8724 | 0 | 0 | 0
7822 | 97.7209 | 0 | 97.7209 | 55 | 8.5995 | 10.0002 | 10 | 14.1212 | 0 | 14.1212 | 0 | 0 | 0 | 0 | 0 | 0 | 0 | 0 | 0 | 0 | 73.5995 | 0 | 2.9316 | 31.4005 | 0 | 0 | 0
7823 | 89.84 | 0 | 89.84 | 53.9986 | 2 | 8.9674 | 10 | 14.874 | 0 | 14.874 | 0 | 0 | 0 | 0 | 0 | 0 | 0 | 0 | 0 | 0 | 65.9986 | 0 | 2.6952 | 39.0014 | 0 | 0 | 0
7824 | 83.9626 | 0 | 83.9626 | 48.4322 | 2 | 8.2111 | 10 | 15.3193 | 0 | 15.3193 | 0 | 0 | 0 | 0 | 0 | 0 | 0 | 0 | 0 | 0 | 60.4322 | 0 | 2.5189 | 44.5678 | 0 | 0 | 0
7825 | 82.0017 | 0 | 82.0017 | 48.0277 | 2 | 8.1561 | 10 | 13.8179 | 0 | 13.8179 | 0 | 0 | 0 | 0 | 0 | 0 | 0 | 0 | 0 | 0 | 60.0277 | 0 | 2.4601 | 44.9723 | 0 | 0 | 0
7826 | 83.6293 | 0 | 83.6293 | 48.9292 | 2 | 8.2786 | 10 | 14.4215 | 0 | 14.4215 | 0 | 0 | 0 | 0 | 0 | 0 | 0 | 0 | 0 | 0 | 60.9292 | 0 | 2.5089 | 44.0708 | 0 | 0 | 0
7827 | 82.1093 | 0 | 82.1093 | 48.1513 | 2 | 8.1729 | 10 | 13.785 | 0 | 13.785 | 0 | 0 | 0 | 0 | 0 | 0 | 0 | 0 | 0 | 0 | 60.1513 | 0 | 2.4633 | 44.8487 | 0 | 0 | 0
7828 | 86.2015 | 0 | 86.2015 | 51.4674 | 2 | 8.6235 | 10 | 14.1107 | 0 | 14.1107 | 0 | 0 | 0 | 0 | 0 | 0 | 0 | 0 | 0 | 0 | 63.4674 | 0 | 2.586 | 41.5326 | 0 | 0 | 0
7829 | 84.3889 | 0 | 84.3889 | 51.2773 | 2 | 8.5977 | 10 | 12.514 | 0 | 12.514 | 0 | 0 | 0 | 0 | 0 | 0 | 0 | 0 | 0 | 0 | 63.2773 | 0 | 2.5317 | 41.7227 | 0 | 0 | -1.4211e-14
7830 | 83.3624 | 0 | 83.3624 | 50.3758 | 2 | 8.4752 | 10 | 12.5114 | 0 | 12.5114 | 0 | 0 | 0 | 0 | 0 | 0 | 0 | 0 | 0 | 0 | 62.3758 | 0 | 2.5009 | 42.6242 | 0 | 0 | 0
7831 | 83.2053 | 0 | 83.2053 | 42.9 | 2 | 6.972 | 6.4129 | 10.3879 | 14.5325 | 10.3879 | 14.5325 | 0 | 0 | 0 | 0 | 0 | 0 | 0 | 0 | 0 | 51.3129 | 0 | 2.4962 | 53.6871 | 0 | 0 | 0
7832 | 83.9704 | 0 | 83.9704 | 42.9 | 2 | 7.1054e-15 | 4 | 9.3964 | 26.2458 | 9.3964 | 26.2458 | 0 | 0 | 0.57184 | 0 | 0 | 0 | 0.57184 | 0 | 0.51466 | 48.9 | 0 | 2.5191 | 61.881 | 0 | 0 | 0
7833 | 84.3507 | 0 | 84.3507 | 42.9 | 2 | 0 | 4 | 10.6384 | 35.8864 | 10.6384 | 35.8864 | 0 | 0 | 11.0741 | 0 | 0 | 0 | 11.0741 | 0 | 10.4813 | 48.9 | 0 | 2.5305 | 60.6247 | 0 | 0 | 0
7834 | 85.275 | 0 | 85.275 | 42.9 | 2 | 7.1054e-15 | 4 | 12.0548 | 43.73 | 12.0548 | 43.73 | 0 | 0 | 12 | 0 | 7.4098 | 0 | 19.4098 | 0 | 28.1128 | 48.9 | 0 | 2.5582 | 59.6276 | 0 | 1.4211e-14 | 0
7835 | 84.3186 | 0 | 84.3186 | 42.9 | 2 | 1.4211e-14 | 4 | 11.5615 | 46.027 | 11.5274 | 45.8912 | 0.034111 | 0.1358 | 12 | 0 | 10 | 0 | 22 | 0 | 48.1323 | 48.9 | 0 | 2.5296 | 59.2974 | 0 | 0 | 0
7836 | 82.9654 | 0 | 82.9654 | 42.9 | 2 | 0 | 4 | 10.1915 | 51.3964 | 8.3317 | 42.017 | 1.8599 | 9.3795 | 12 | 0 | 4.2832 | 0 | 16.2832 | 0 | 62.8813 | 48.9 | 0 | 2.489 | 58.6572 | 0 | 0 | 0
7837 | 83.0585 | 0 | 83.0585 | 42.9 | 2 | 0 | 4 | 10.3578 | 52.3865 | 6.5777 | 33.2682 | 3.78 | 19.1183 | 5.6874 | 0 | 0 | 0 | 5.6874 | 0 | 68 | 48.9 | 0 | 2.4918 | 68.53 | 0 | 0 | -6.2172e-15
7838 | 79.3725 | 0 | 79.3725 | 42.9 | 2 | 7.1054e-15 | 4 | 9.6785 | 43.6336 | 5.5321 | 24.9404 | 4.1464 | 18.6932 | 0 | 0 | 0 | 0 | 0 | 0 | 68 | 48.9 | 0 | 2.3812 | 81.2173 | 0 | 0 | 0
7839 | 77.4196 | 0 | 77.4196 | 42.9 | 2 | 7.1054e-15 | 4 | 11.4306 | 36.2884 | 6.8316 | 21.688 | 4.599 | 14.6003 | 0 | 0 | 0 | 0 | 0 | 0 | 68 | 48.9 | 0 | 2.3226 | 81.6528 | 0 | 0 | 0
7840 | 83.4529 | 0 | 83.4529 | 42.9 | 2 | 0 | 4 | 12.5882 | 28.0328 | 10.7077 | 23.8452 | 1.8805 | 4.1876 | 0 | 0 | 0 | 0 | 0 | 0 | 68 | 48.9 | 0 | 2.5036 | 83.2235 | 0 | 0 | 0
7841 | 90.3589 | 0 | 90.3589 | 42.9 | 2 | 8.0516 | 8.1768 | 10.4068 | 12.642 | 10.4068 | 12.642 | 0 | 0 | 0 | 0 | 0 | 6.1816 | 0 | 6.1816 | 61.2951 | 53.0768 | 0 | 2.7108 | 67.7416 | 0 | 0 | 0
7842 | 93.8577 | 0 | 93.8577 | 42.9 | 2 | 9.844 | 6.3134 | 11.5637 | 6.8069e-15 | 11.5637 | 6.8069e-15 | 0 | 0 | 0 | 11.2365 | 0 | 10 | 0 | 21.2365 | 37.9635 | 51.2134 | 0 | 2.8157 | 54.55 | 0 | 0 | 0
7843 | 100.6571 | 0 | 100.6571 | 50.7991 | 2 | 10.4699 | 10 | 13.1306 | 0 | 13.1306 | 0 | 0 | 0 | 0 | 12 | 0 | 2.2575 | 0 | 14.2575 | 22.1816 | 62.7991 | 0 | 3.0197 | 42.2009 | 0 | 0 | 0
7844 | 103.3661 | 0 | 103.3661 | 55 | 3.2419 | 10.9027 | 10 | 12.2215 | 0 | 12.2215 | 0 | 0 | 0 | 0 | 12 | 0 | 0 | 0 | 12 | 8.8483 | 68.2419 | 0 | 3.101 | 36.7581 | 0 | 0 | 0
7845 | 99.5101 | 0 | 99.5101 | 55 | 4.015 | 10.4593 | 10 | 12.0724 | 0 | 12.0724 | 0 | 0 | 0 | 0 | 7.9635 | 0 | 0 | 0 | 7.9635 | 0 | 69.015 | 0 | 2.9853 | 35.985 | 0 | 0 | -1.4211e-14
7846 | 97.0476 | 0 | 97.0476 | 55 | 9.7735 | 10.1597 | 10 | 12.1144 | 0 | 12.1144 | 0 | 0 | 0 | 0 | 0 | 0 | 0 | 0 | 0 | 0 | 74.7735 | 0 | 2.9114 | 30.2265 | 0 | 0 | 0
7847 | 91.5176 | 0 | 91.5176 | 55 | 3.0537 | 9.2466 | 10 | 14.2172 | 0 | 14.2172 | 0 | 0 | 0 | 0 | 0 | 0 | 0 | 0 | 0 | 0 | 68.0537 | 0 | 2.7455 | 36.9463 | 0 | 0 | 0
7848 | 85.8253 | 0 | 85.8253 | 50.4545 | 2 | 8.4859 | 10 | 14.885 | 0 | 14.885 | 0 | 0 | 0 | 0 | 0 | 0 | 0 | 0 | 0 | 0 | 62.4545 | 0 | 2.5748 | 42.5455 | 0 | 0 | 0
7849 | 88.5587 | 0 | 88.5587 | 52.7972 | 2 | 8.8042 | 10 | 14.9572 | 0 | 14.9572 | 0 | 0 | 0 | 0 | 0 | 0 | 0 | 0 | 0 | 0 | 64.7972 | 0 | 2.6568 | 40.2028 | 0 | 0 | 0
7850 | 86.4257 | 0 | 86.4257 | 50.9364 | 2 | 8.5513 | 10 | 14.938 | 0 | 14.938 | 0 | 0 | 0 | 0 | 0 | 0 | 0 | 0 | 0 | 0 | 62.9364 | 0 | 2.5928 | 42.0636 | 0 | 0 | 0
7851 | 86.7417 | 0 | 86.7417 | 52.2894 | 2 | 8.7352 | 10 | 13.7171 | 0 | 13.7171 | 0 | 0 | 0 | 0 | 0 | 0 | 0 | 0 | 0 | 0 | 64.2894 | 0 | 2.6023 | 40.7106 | 0 | 0 | 0
7852 | 88.4996 | 0 | 88.4996 | 54.2157 | 2 | 8.9969 | 10 | 13.287 | 0 | 13.287 | 0 | 0 | 0 | 0 | 0 | 0 | 0 | 0 | 0 | 0 | 66.2157 | 0 | 2.655 | 38.7843 | 0 | 0 | 0
7853 | 88.7424 | 0 | 88.7424 | 54.5696 | 2 | 9.045 | 10 | 13.1277 | 0 | 13.1277 | 0 | 0 | 0 | 0 | 0 | 0 | 0 | 0 | 0 | 0 | 66.5696 | 0 | 2.6623 | 38.4304 | 0 | 0 | 0
7854 | 90.1616 | 0 | 90.1616 | 55 | 2.3953 | 9.1572 | 10 | 13.6091 | 0 | 13.6091 | 0 | 0 | 0 | 0 | 0 | 0 | 0 | 0 | 0 | 0 | 67.3953 | 0 | 2.7048 | 37.6047 | 0 | 0 | 0
7855 | 88.7543 | 0 | 88.7543 | 44.9017 | 2 | 7.7314 | 10 | 10.6631 | 13.4581 | 10.6631 | 13.4581 | 0 | 0 | 0 | 0 | 0 | 0 | 0 | 0 | 0 | 56.9017 | 0 | 2.6626 | 48.0983 | 0 | 0 | 0
7856 | 89.3635 | 0 | 89.3635 | 42.9 | 2 | 3.1845 | 4 | 12.41 | 24.8691 | 12.41 | 24.8691 | 0 | 0 | 0 | 0 | 0 | 0 | 0 | 0 | 0 | 48.9 | 0 | 2.6809 | 59.1459 | 0 | 0 | 0
7857 | 89.3057 | 0 | 89.3057 | 42.9 | 2 | 0 | 4 | 10.5106 | 37.3015 | 10.5106 | 37.3015 | 0 | 0 | 7.4064 | 0 | 0 | 0 | 7.4064 | 0 | 6.6657 | 48.9 | 0 | 2.6792 | 61.0635 | 0 | 0 | 0
7858 | 88.5893 | 0 | 88.5893 | 42.9 | 2 | 0 | 4 | 10.5748 | 40.5933 | 10.5748 | 40.5933 | 0 | 0 | 11.4788 | 0 | 0 | 0 | 11.4788 | 0 | 16.9967 | 48.9 | 0 | 2.6577 | 60.5763 | 0 | 0 | 0
7859 | 86.0547 | 0 | 86.0547 | 42.9 | 2 | 1.4211e-14 | 4 | 10.5143 | 49.7336 | 10.3235 | 48.8312 | 0.19078 | 0.90239 | 12 | 0 | 10 | 0 | 22 | 0 | 37.0162 | 48.9 | 0 | 2.5816 | 59.187 | 0 | 1.4211e-14 | 0
7860 | 83.7803 | 0 | 83.7803 | 42.9 | 2 | 0 | 4 | 12.8136 | 55 | 10.7477 | 46.1326 | 2.0659 | 8.8674 | 12 | 0 | 10 | 0 | 22 | 0 | 57.0358 | 48.9 | 0 | 2.5134 | 58.0099 | 0 | 0 | 0
7861 | 85.5596 | 0 | 85.5596 | 42.9 | 2 | 0 | 4 | 13.2746 | 51.3074 | 10.0308 | 38.77 | 3.2438 | 12.5374 | 10.4481 | 0 | 1.693 | 0 | 12.1412 | 0 | 68 | 48.9 | 0 | 2.5668 | 58.6093 | 0 | 3.5527e-15 | 0
7862 | 84.2187 | 0 | 84.2187 | 42.9 | 2 | 7.1054e-15 | 4 | 10.7788 | 45.0856 | 6.8146 | 28.5041 | 3.9642 | 16.5815 | 0 | 0 | 0 | 0 | 0 | 0 | 68 | 48.9 | 0 | 2.5266 | 81.4917 | 0 | 1.4211e-14 | 0
7863 | 84.639 | 0 | 84.639 | 42.9 | 2 | 0 | 4 | 10.7504 | 37.706 | 7.9289 | 27.81 | 2.8214 | 9.896 | 0 | 0 | 0 | 0 | 0 | 0 | 68 | 48.9 | 0 | 2.5392 | 82.4281 | 0 | 0 | -1.4211e-14
7864 | 86.3387 | 0 | 86.3387 | 42.9 | 2 | 0.88181 | 4 | 10.3612 | 26.1956 | 10.3612 | 26.1956 | 0 | 0 | 0 | 0 | 0 | 0 | 0 | 0 | 68 | 48.9 | 0 | 2.5902 | 83.1731 | 0 | 1.4211e-14 | 0
7865 | 90.4024 | 0 | 90.4024 | 42.9 | 2 | 7.8476 | 8.596 | 11.6497 | 13.1477 | 11.6497 | 13.1477 | 0 | 0 | 0 | 0 | 0 | 4.2613 | 0 | 4.2613 | 63.378 | 53.496 | 0 | 2.7121 | 69.2427 | 0 | 1.4211e-14 | 0
7866 | 97.0813 | 0 | 97.0813 | 42.9 | 2 | 10.1133 | 7.5322 | 12.5358 | 6.611e-15 | 12.5358 | 6.611e-15 | 0 | 0 | 0 | 12 | 0 | 10 | 0 | 22 | 39.1982 | 52.4322 | 0 | 2.9124 | 52.5678 | 0 | 0 | 0
7867 | 104.5619 | 0 | 104.5619 | 54.3466 | 2 | 11.2128 | 10 | 10.8247 | 0 | 10.8247 | 0 | 0 | 0 | 0 | 12 | 0 | 4.1778 | 0 | 16.1778 | 21.3333 | 66.3466 | 0 | 3.1369 | 38.6534 | 0 | 0 | 0
7868 | 107.6106 | 0 | 107.6106 | 55 | 5.7448 | 11.2428 | 10 | 13.623 | 0 | 13.623 | 0 | 0 | 0 | 0 | 12 | 0 | 0 | 0 | 12 | 8 | 70.7448 | 0 | 3.2283 | 34.2552 | 0 | 0 | 0
7869 | 104.2785 | 0 | 104.2785 | 55 | 7.4419 | 10.8212 | 10 | 13.8154 | 0 | 13.8154 | 0 | 0 | 0 | 0 | 7.2 | 0 | 0 | 0 | 7.2 | 0 | 72.4419 | 0 | 3.1284 | 32.5581 | 0 | 0 | 0
7870 | 98.6597 | 0 | 98.6597 | 55 | 8.7463 | 10.0201 | 10 | 14.8933 | 0 | 14.8933 | 0 | 0 | 0 | 0 | 0 | 0 | 0 | 0 | 0 | 0 | 73.7463 | 0 | 2.9598 | 31.2537 | 0 | 0 | 0
7871 | 95.4737 | 0 | 95.4737 | 55 | 6.5864 | 9.7266 | 10 | 14.1606 | 0 | 14.1606 | 0 | 0 | 0 | 0 | 0 | 0 | 0 | 0 | 0 | 0 | 71.5864 | 0 | 2.8642 | 33.4136 | 0 | 0 | 0
7872 | 78.2044 | 0 | 78.2044 | 42.9 | 2 | 7.2759 | 8.6493 | 17.3792 | 0 | 17.3792 | 0 | 0 | 0 | 0 | 0 | 0 | 0 | 0 | 0 | 0 | 53.5493 | 0 | 2.3461 | 51.4507 | 0 | 0 | 0
7873 | 81.3568 | 0 | 81.3568 | 45.6051 | 2 | 7.827 | 10 | 15.9248 | 0 | 15.9248 | 0 | 0 | 0 | 0 | 0 | 0 | 0 | 0 | 0 | 0 | 57.6051 | 0 | 2.4407 | 47.3949 | 0 | 0 | 0
7874 | 80.8349 | 0 | 80.8349 | 47.291 | 2 | 8.056 | 10 | 13.4879 | 0 | 13.4879 | 0 | 0 | 0 | 0 | 0 | 0 | 0 | 0 | 0 | 0 | 59.291 | 0 | 2.425 | 45.709 | 0 | 0 | 0
7875 | 84.3432 | 0 | 84.3432 | 50.0604 | 2 | 8.4323 | 10 | 13.8505 | 0 | 13.8505 | 0 | 0 | 0 | 0 | 0 | 0 | 0 | 0 | 0 | 0 | 62.0604 | 0 | 2.5303 | 42.9396 | 0 | 0 | 0
7876 | 82.3425 | 0 | 82.3425 | 46.9384 | 2 | 8.0081 | 10 | 15.396 | 0 | 15.396 | 0 | 0 | 0 | 0 | 0 | 0 | 0 | 0 | 0 | 0 | 58.9384 | 0 | 2.4703 | 46.0616 | 0 | 0 | 0
7877 | 82.0439 | 0 | 82.0439 | 49.6823 | 2 | 8.3809 | 10 | 11.9807 | 0 | 11.9807 | 0 | 0 | 0 | 0 | 0 | 0 | 0 | 0 | 0 | 0 | 61.6823 | 0 | 2.4613 | 43.3177 | 0 | 0 | 0
7878 | 82.2449 | 0 | 82.2449 | 46.5695 | 2 | 7.958 | 10 | 15.7175 | 0 | 15.7175 | 0 | 0 | 0 | 0 | 0 | 0 | 0 | 0 | 0 | 0 | 58.5695 | 0 | 2.4673 | 46.4305 | 0 | 0 | 0
7879 | 82.6283 | 0 | 82.6283 | 42.9 | 2 | 6.8611 | 5.5965 | 14.5523 | 10.7184 | 14.5523 | 10.7184 | 0 | 0 | 0 | 0 | 0 | 0 | 0 | 0 | 0 | 50.4965 | 0 | 2.4788 | 54.5035 | 0 | 0 | -1.4211e-14
7880 | 85.3574 | 0 | 85.3574 | 42.9 | 2 | 4.9438 | 4 | 11.9438 | 19.5698 | 11.9438 | 19.5698 | 0 | 0 | 0 | 0 | 0 | 0 | 0 | 0 | 0 | 48.9 | 0 | 2.5607 | 57.597 | 0 | 0 | -1.4211e-14
7881 | 83.9516 | 0 | 83.9516 | 42.9 | 2 | 0 | 4 | 12.9992 | 26.4898 | 12.9992 | 26.4898 | 0 | 0 | 4.4373 | 0 | 0 | 0 | 4.4373 | 0 | 3.9936 | 48.9 | 0 | 2.5185 | 61.4186 | 0 | 0 | 0
7882 | 81.2999 | 0 | 81.2999 | 42.9 | 2 | 0 | 4 | 10.3232 | 33.1367 | 10.3232 | 33.1367 | 0 | 0 | 11.06 | 0 | 0 | 0 | 11.06 | 0 | 13.9476 | 48.9 | 0 | 2.439 | 60.6264 | 0 | 0 | 0
7883 | 81.0053 | 0 | 81.0053 | 42.9 | 2 | 0 | 4 | 11.4244 | 40.7893 | 11.4244 | 40.7893 | 0 | 0 | 12 | 0 | 8.1084 | 0 | 20.1084 | 0 | 32.2231 | 48.9 | 0 | 2.4302 | 59.544 | 0 | 0 | 0
7884 | 79.9695 | 0 | 79.9695 | 42.9 | 2 | 7.1054e-15 | 4 | 12.281 | 34.4044 | 12.281 | 34.4044 | 0 | 0 | 12 | 0 | 3.616 | 0 | 15.616 | 0 | 46.3569 | 48.9 | 0 | 2.3991 | 60.0814 | 0 | 0 | 0
7885 | 78.3469 | 0 | 78.3469 | 42.9 | 2 | 1.4211e-14 | 4 | 12.258 | 36.4635 | 12.258 | 36.4635 | 0 | 0 | 12 | 0 | 7.2746 | 0 | 19.2746 | 0 | 63.8637 | 48.9 | 0 | 2.3504 | 59.6438 | 0 | 0 | 0
7886 | 81.2034 | 0 | 81.2034 | 42.9 | 2 | 7.1054e-15 | 4 | 12.0124 | 31.7623 | 10.1077 | 26.7259 | 1.9048 | 5.0364 | 1.836 | 0 | 2.6941 | 0 | 4.5301 | 0 | 68 | 48.9 | 0 | 2.4361 | 60.5772 | 0 | 1.7764e-15 | 0
7887 | 77.7185 | 0 | 77.7185 | 42.9 | 2 | 7.1054e-15 | 4 | 11.5423 | 27.9069 | 8.4319 | 20.3866 | 3.1104 | 7.5203 | 0 | 0 | 0 | 0 | 0 | 0 | 68 | 48.9 | 0 | 2.3316 | 82.6778 | 0 | 0 | 0
7888 | 84.3754 | 0 | 84.3754 | 42.9 | 2 | 1.3933 | 4 | 12.9027 | 21.1794 | 12.9027 | 21.1794 | 0 | 0 | 0 | 0 | 0 | 0 | 0 | 0 | 68 | 48.9 | 0 | 2.5313 | 82.7227 | 0 | 0 | 0
7889 | 85.17 | 0 | 85.17 | 42.9 | 2 | 7.295 | 5.6675 | 13.9667 | 10.2182 | 13.9667 | 10.2182 | 0 | 0 | 0 | 0 | 0 | 3.1226 | 0 | 3.1226 | 64.613 | 50.5675 | 0 | 2.5551 | 73.3098 | 0 | 0 | 0
7890 | 93.7161 | 0 | 93.7161 | 42.9 | 2 | 9.671 | 4.2769 | 12.8682 | 5.2156e-15 | 12.8682 | 5.2156e-15 | 0 | 0 | 0 | 12 | 0 | 10 | 0 | 22 | 40.4332 | 49.1769 | 0 | 2.8115 | 55.8231 | 0 | 0 | -1.4211e-14
7891 | 97.1988 | 0 | 97.1988 | 44.3395 | 2 | 10.0078 | 10 | 13.535 | 0 | 13.535 | 0 | 0 | 0 | 0 | 12 | 0 | 5.3165 | 0 | 17.3165 | 21.3333 | 56.3395 | 0 | 2.916 | 48.6605 | 0 | 0 | 0
7892 | 101.4503 | 0 | 101.4503 | 52.3049 | 2 | 10.3678 | 10 | 14.7777 | 0 | 14.7777 | 0 | 0 | 0 | 0 | 12 | 0 | 0 | 0 | 12 | 8 | 64.3049 | 0 | 3.0435 | 40.6951 | 0 | 0 | 0
7893 | 97.6335 | 0 | 97.6335 | 55 | 2.5355 | 10.1545 | 10 | 12.7435 | 0 | 12.7435 | 0 | 0 | 0 | 0 | 7.2 | 0 | 0 | 0 | 7.2 | 0 | 67.5355 | 0 | 2.929 | 37.4645 | 0 | 0 | 0
7894 | 92.8482 | 0 | 92.8482 | 55 | 2.7941 | 9.2114 | 10 | 15.8428 | 0 | 15.8428 | 0 | 0 | 0 | 0 | 0 | 0 | 0 | 0 | 0 | 0 | 67.7941 | 0 | 2.7854 | 37.2059 | 0 | 0 | 0
7895 | 91.2683 | 0 | 91.2683 | 55 | 2.1009 | 9.1172 | 10 | 15.0502 | 0 | 15.0502 | 0 | 0 | 0 | 0 | 0 | 0 | 0 | 0 | 0 | 0 | 67.1009 | 0 | 2.738 | 37.8991 | 0 | 0 | 0
7896 | 83.2691 | 0 | 83.2691 | 47.757 | 2 | 8.1193 | 10 | 15.3927 | 0 | 15.3927 | 0 | 0 | 0 | 0 | 0 | 0 | 0 | 0 | 0 | 0 | 59.757 | 0 | 2.4981 | 45.243 | 0 | 0 | 0
7897 | 85.0128 | 0 | 85.0128 | 49.3429 | 2 | 8.3348 | 10 | 15.3351 | 0 | 15.3351 | 0 | 0 | 0 | 0 | 0 | 0 | 0 | 0 | 0 | 0 | 61.3429 | 0 | 2.5504 | 43.6571 | 0 | 0 | 0
7898 | 89.1234 | 0 | 89.1234 | 52.4288 | 2 | 8.7541 | 10 | 15.9405 | 0 | 15.9405 | 0 | 0 | 0 | 0 | 0 | 0 | 0 | 0 | 0 | 0 | 64.4288 | 0 | 2.6737 | 40.5712 | 0 | 0 | 0
7899 | 88.6932 | 0 | 88.6932 | 53.3111 | 2 | 8.874 | 10 | 14.5081 | 0 | 14.5081 | 0 | 0 | 0 | 0 | 0 | 0 | 0 | 0 | 0 | 0 | 65.3111 | 0 | 2.6608 | 39.6889 | 0 | 0 | 0
7900 | 87.8156 | 0 | 87.8156 | 51.9649 | 2 | 8.6911 | 10 | 15.1596 | 0 | 15.1596 | 0 | 0 | 0 | 0 | 0 | 0 | 0 | 0 | 0 | 0 | 63.9649 | 0 | 2.6345 | 41.0351 | 0 | 1.4211e-14 | 0
7901 | 86.2135 | 0 | 86.2135 | 51.5541 | 2 | 8.6353 | 10 | 14.0241 | 0 | 14.0241 | 0 | 0 | 0 | 0 | 0 | 0 | 0 | 0 | 0 | 0 | 63.5541 | 0 | 2.5864 | 41.4459 | 0 | 0 | 0
7902 | 90.6076 | 0 | 90.6076 | 55 | 3.0409 | 9.2449 | 10 | 13.3219 | 0 | 13.3219 | 0 | 0 | 0 | 0 | 0 | 0 | 0 | 0 | 0 | 0 | 68.0409 | 0 | 2.7182 | 36.9591 | 0 | 0 | 0
7903 | 86.6331 | 0 | 86.6331 | 42.9 | 2 | 6.9292 | 6.0976 | 14.4788 | 14.2275 | 14.4788 | 14.2275 | 0 | 0 | 0 | 0 | 0 | 0 | 0 | 0 | 0 | 50.9976 | 0 | 2.599 | 54.0024 | 0 | 0 | 0
7904 | 88.8597 | 0 | 88.8597 | 42.9 | 2 | 7.1054e-15 | 4 | 15.4891 | 26.5454 | 15.4891 | 26.5454 | 0 | 0 | 2.0748 | 0 | 0 | 0 | 2.0748 | 0 | 1.8673 | 48.9 | 0 | 2.6658 | 61.7012 | 0 | 0 | 0
7905 | 88.1908 | 0 | 88.1908 | 42.9 | 2 | 0 | 4 | 13.474 | 38.1166 | 13.474 | 38.1166 | 0 | 0 | 12 | 0 | 0.2998 | 0 | 12.2998 | 0 | 12.9437 | 48.9 | 0 | 2.6457 | 60.4781 | 0 | 0 | 0
7906 | 89.2995 | 0 | 89.2995 | 42.9 | 2 | 0 | 4 | 13.0203 | 48.8367 | 13.0203 | 48.8367 | 0 | 0 | 12 | 0 | 9.4575 | 0 | 21.4575 | 0 | 32.463 | 48.9 | 0 | 2.679 | 59.3827 | 0 | 0 | 0
7907 | 88.4628 | 0 | 88.4628 | 42.9 | 2 | 0 | 4 | 12.0799 | 52.8978 | 11.4451 | 50.1178 | 0.63486 | 2.78 | 12 | 0 | 10 | 0 | 22 | 0 | 52.4826 | 48.9 | 0 | 2.6539 | 58.9093 | 0 | 0 | 0
7908 | 86.6653 | 0 | 86.6653 | 42.9 | 2 | 0 | 4 | 12.9146 | 54.4169 | 9.9166 | 41.7845 | 2.998 | 12.6324 | 12 | 0 | 1.9358 | 0 | 13.9358 | 0 | 65.0673 | 48.9 | 0 | 2.6 | 58.4127 | 0 | 3.5527e-15 | 0
7909 | 83.4402 | 0 | 83.4402 | 42.9 | 2 | 7.1054e-15 | 4 | 13.5228 | 55 | 7.4595 | 30.3392 | 6.0633 | 24.6608 | 3.2586 | 0 | 0 | 0 | 3.2586 | 0 | 68 | 48.9 | 0 | 2.5032 | 67.8844 | 0 | 6.2172e-15 | 0
7910 | 86.1065 | 0 | 86.1065 | 42.9 | 2 | 7.1054e-15 | 4 | 12.0662 | 50.7155 | 7.1508 | 30.0557 | 4.9154 | 20.6598 | 0 | 0 | 0 | 0 | 0 | 0 | 68 | 48.9 | 0 | 2.5832 | 80.8901 | 0 | 0 | 0
7911 | 84.4038 | 0 | 84.4038 | 42.9 | 2 | 0 | 4 | 13.9022 | 38.2571 | 9.463 | 26.0409 | 4.4393 | 12.2163 | 0 | 0 | 0 | 0 | 0 | 0 | 68 | 48.9 | 0 | 2.5321 | 81.9571 | 0 | 1.4211e-14 | 0
7912 | 88.414 | 0 | 88.414 | 42.9 | 2 | 0.36423 | 4 | 12.3953 | 26.7544 | 12.3953 | 26.7544 | 0 | 0 | 0 | 0 | 0 | 0 | 0 | 0 | 68 | 48.9 | 0 | 2.6524 | 83.6287 | 0 | 0 | 0
7913 | 93.1057 | 0 | 93.1057 | 42.9 | 2 | 7.745 | 5.4078 | 13.7412 | 14.6174 | 13.7412 | 14.6174 | 0 | 0 | 0 | 0 | 0 | 6.6941 | 0 | 6.6941 | 60.7392 | 50.3078 | 0 | 2.7932 | 69.998 | 0 | 0 | 0
7914 | 97.6467 | 0 | 97.6467 | 42.9 | 2 | 10.0796 | 7.2842 | 13.3828 | 6.5737e-15 | 13.3828 | 6.5737e-15 | 0 | 0 | 0 | 12 | 0 | 10 | 0 | 22 | 36.5594 | 52.1842 | 0 | 2.9294 | 52.8158 | 0 | 0 | 0
7915 | 102.5708 | 0 | 102.5708 | 49.989 | 2 | 10.2902 | 10 | 16.5466 | 0 | 16.5466 | 0 | 0 | 0 | 0 | 12 | 0 | 1.745 | 0 | 13.745 | 21.3333 | 61.989 | 0 | 3.0771 | 43.011 | 0 | 0 | 0
7916 | 106.5887 | 0 | 106.5887 | 55 | 2.9934 | 10.8689 | 10 | 15.7264 | 0 | 15.7264 | 0 | 0 | 0 | 0 | 12 | 0 | 0 | 0 | 12 | 8 | 67.9934 | 0 | 3.1977 | 37.0066 | 0 | 0 | 0
7917 | 101.3778 | 0 | 101.3778 | 55 | 3.1115 | 10.2328 | 10 | 15.8336 | 0 | 15.8336 | 0 | 0 | 0 | 0 | 7.2 | 0 | 0 | 0 | 7.2 | 0 | 68.1115 | 0 | 3.0413 | 36.8885 | 0 | 0 | 0
7918 | 100.2953 | 0 | 100.2953 | 55 | 10.1672 | 10.2132 | 10 | 14.915 | 0 | 14.915 | 0 | 0 | 0 | 0 | 0 | 0 | 0 | 0 | 0 | 0 | 75.1672 | 0 | 3.0089 | 29.8328 | 0 | 0 | 0
7919 | 95.4292 | 0 | 95.4292 | 55 | 4.6414 | 9.4624 | 10 | 16.3255 | 0 | 16.3255 | 0 | 0 | 0 | 0 | 0 | 0 | 0 | 0 | 0 | 0 | 69.6414 | 0 | 2.8629 | 35.3586 | 0 | 0 | 0
7920 | 84.3605 | 0 | 84.3605 | 47.2925 | 2 | 8.0562 | 10 | 17.0117 | 0 | 17.0117 | 0 | 0 | 0 | 0 | 0 | 0 | 0 | 0 | 0 | 0 | 59.2925 | 0 | 2.5308 | 45.7075 | 0 | 1.4211e-14 | 0
7921 | 83.6707 | 0 | 83.6707 | 46.4192 | 2 | 7.9376 | 10 | 17.3139 | 0 | 17.3139 | 0 | 0 | 0 | 0 | 0 | 0 | 0 | 0 | 0 | 0 | 58.4192 | 0 | 2.5101 | 46.5808 | 0 | 0 | -1.4211e-14
7922 | 85.3873 | 0 | 85.3873 | 50.4859 | 2 | 8.4901 | 10 | 14.4112 | 0 | 14.4112 | 0 | 0 | 0 | 0 | 0 | 0 | 0 | 0 | 0 | 0 | 62.4859 | 0 | 2.5616 | 42.5141 | 0 | 1.4211e-14 | 0
7923 | 85.0998 | 0 | 85.0998 | 49.0174 | 2 | 8.2906 | 10 | 15.7918 | 0 | 15.7918 | 0 | 0 | 0 | 0 | 0 | 0 | 0 | 0 | 0 | 0 | 61.0174 | 0 | 2.553 | 43.9826 | 0 | 0 | 0
7924 | 87.0764 | 0 | 87.0764 | 51.1196 | 2 | 8.5762 | 10 | 15.3806 | 0 | 15.3806 | 0 | 0 | 0 | 0 | 0 | 0 | 0 | 0 | 0 | 0 | 63.1196 | 0 | 2.6123 | 41.8804 | 0 | 0 | 0
7925 | 88.544 | 0 | 88.544 | 52.1113 | 2 | 8.711 | 10 | 15.7217 | 0 | 15.7217 | 0 | 0 | 0 | 0 | 0 | 0 | 0 | 0 | 0 | 0 | 64.1113 | 0 | 2.6563 | 40.8887 | 0 | 0 | 0
7926 | 87.5088 | 0 | 87.5088 | 51.4788 | 2 | 8.625 | 10 | 15.4049 | 0 | 15.4049 | 0 | 0 | 0 | 0 | 0 | 0 | 0 | 0 | 0 | 0 | 63.4788 | 0 | 2.6253 | 41.5212 | 0 | 0 | 0
7927 | 88.7654 | 0 | 88.7654 | 42.9 | 2 | 7.3779 | 9.3999 | 14.3573 | 12.7303 | 14.3573 | 12.7303 | 0 | 0 | 0 | 0 | 0 | 0 | 0 | 0 | 0 | 54.2999 | 0 | 2.663 | 50.7001 | 0 | 0 | 0
7928 | 84.0571 | 0 | 84.0571 | 42.9 | 2 | 0 | 4 | 14.6035 | 24.4076 | 14.6035 | 24.4076 | 0 | 0 | 3.8539 | 0 | 0 | 0 | 3.8539 | 0 | 3.4685 | 48.9 | 0 | 2.5217 | 61.4884 | 0 | 0 | 0
7929 | 84.8701 | 0 | 84.8701 | 42.9 | 2 | 0 | 4 | 15.5753 | 38.8031 | 15.5753 | 38.8031 | 0 | 0 | 12 | 0 | 6.4082 | 0 | 18.4082 | 0 | 20.1766 | 48.9 | 0 | 2.5461 | 59.7474 | 0 | 0 | 0
7930 | 83.8591 | 0 | 83.8591 | 42.9 | 2 | 0 | 4 | 13.8102 | 41.3286 | 13.8102 | 41.3286 | 0 | 0 | 12 | 0 | 8.1797 | 0 | 20.1797 | 0 | 38.5179 | 48.9 | 0 | 2.5158 | 59.5355 | 0 | 0 | 0
7931 | 84.5694 | 0 | 84.5694 | 42.9 | 2 | 0 | 4 | 14.4181 | 55 | 11.3766 | 43.3979 | 3.0414 | 11.6021 | 12 | 0 | 7.1051 | 0 | 19.1051 | 0 | 55.8685 | 48.9 | 0 | 2.5371 | 57.9124 | 0 | 3.5527e-15 | 0
7932 | 83.7817 | 0 | 83.7817 | 42.9 | 2 | 0 | 4 | 12.6096 | 49.756 | 9.4789 | 37.4028 | 3.1307 | 12.3532 | 12 | 0 | 0 | 0 | 12 | 0 | 66.6685 | 48.9 | 0 | 2.5135 | 68.6618 | 0 | 0 | 0
7933 | 81.8137 | 0 | 81.8137 | 42.9 | 2 | 0 | 4 | 14.8737 | 47.7534 | 8.1682 | 26.2249 | 6.7055 | 21.5285 | 1.4794 | 0 | 0 | 0 | 1.4794 | 0 | 68 | 48.9 | 0 | 2.4544 | 68.3951 | 0 | 0 | -4.6629e-15
7934 | 80.5891 | 0 | 80.5891 | 42.9 | 2 | 7.1054e-15 | 4 | 13.8726 | 46.0254 | 7.3393 | 24.3498 | 6.5333 | 21.6756 | 0 | 0 | 0 | 0 | 0 | 0 | 68 | 48.9 | 0 | 2.4177 | 80.5751 | 0 | 0 | 0
7935 | 82.9012 | 0 | 82.9012 | 42.9 | 2 | 7.1054e-15 | 4 | 13.997 | 35.5535 | 9.6047 | 24.3966 | 4.3924 | 11.1569 | 0 | 0 | 0 | 0 | 0 | 0 | 68 | 48.9 | 0 | 2.487 | 82.0894 | 0 | 0 | 0
7936 | 87.124 | 0 | 87.124 | 42.9 | 2 | 2.0994 | 4 | 10.7491 | 25.3754 | 10.7491 | 25.3754 | 0 | 0 | 0 | 0 | 0 | 0 | 0 | 0 | 68 | 48.9 | 0 | 2.6137 | 82.1011 | 0 | 0 | 0
7937 | 91.4027 | 0 | 91.4027 | 42.9 | 2 | 7.7747 | 9.4724 | 14.5743 | 11.8335 | 14.5743 | 11.8335 | 0 | 0 | 0 | 0 | 0 | 2.8479 | 0 | 2.8479 | 64.911 | 54.3724 | 0 | 2.7421 | 69.7797 | 0 | 0 | 0
7938 | 93.7574 | 0 | 93.7574 | 42.9 | 2 | 9.5386 | 7.6944 | 14.016 | 6.2428e-15 | 14.016 | 6.2428e-15 | 0 | 0 | 0 | 7.6084 | 0 | 10 | 0 | 17.6084 | 45.6107 | 52.5944 | 0 | 2.8127 | 56.7973 | 0 | 0 | -1.4211e-14
7939 | 101.3039 | 0 | 101.3039 | 46.0019 | 2 | 10.271 | 10 | 15.4398 | 0 | 15.4398 | 0 | 0 | 0 | 0 | 12 | 0 | 5.5912 | 0 | 17.5912 | 26.2129 | 58.0019 | 0 | 3.0391 | 46.9981 | 0 | 0 | -1.4211e-14
7940 | 104.7023 | 0 | 104.7023 | 55 | 3.3554 | 10.9181 | 10 | 13.4288 | 0 | 13.4288 | 0 | 0 | 0 | 0 | 12 | 0 | 0 | 0 | 12 | 12.8796 | 68.3554 | 0 | 3.1411 | 36.6446 | 0 | 0 | 0
7941 | 101.0824 | 0 | 101.0824 | 51.8456 | 2 | 10.2499 | 10 | 15.3953 | 0 | 15.3953 | 0 | 0 | 0 | 0 | 11.5916 | 0 | 0 | 0 | 11.5916 | 0 | 63.8456 | 0 | 3.0325 | 41.1544 | 0 | 0 | 0
7942 | 98.2115 | 0 | 98.2115 | 55 | 7.5185 | 9.8533 | 10 | 15.8397 | 0 | 15.8397 | 0 | 0 | 0 | 0 | 0 | 0 | 0 | 0 | 0 | 0 | 72.5185 | 0 | 2.9463 | 32.4815 | 0 | 0 | 0
7943 | 91.235 | 0 | 91.235 | 53.0727 | 2 | 8.8416 | 10 | 17.3208 | 0 | 17.3208 | 0 | 0 | 0 | 0 | 0 | 0 | 0 | 0 | 0 | 0 | 65.0727 | 0 | 2.7371 | 39.9273 | 0 | 0 | 0
7944 | 82.8667 | 0 | 82.8667 | 47.5449 | 2 | 8.0905 | 10 | 15.2313 | 0 | 15.2313 | 0 | 0 | 0 | 0 | 0 | 0 | 0 | 0 | 0 | 0 | 59.5449 | 0 | 2.486 | 45.4551 | 0 | 0 | 0
7945 | 82.9727 | 0 | 82.9727 | 47.6684 | 2 | 8.1073 | 10 | 15.197 | 0 | 15.197 | 0 | 0 | 0 | 0 | 0 | 0 | 0 | 0 | 0 | 0 | 59.6684 | 0 | 2.4892 | 45.3316 | 0 | 0 | 0
7946 | 84.3513 | 0 | 84.3513 | 50.4008 | 2 | 8.4786 | 10 | 13.472 | 0 | 13.472 | 0 | 0 | 0 | 0 | 0 | 0 | 0 | 0 | 0 | 0 | 62.4008 | 0 | 2.5305 | 42.5992 | 0 | 0 | 0
7947 | 83.9672 | 0 | 83.9672 | 49.6699 | 2 | 8.3793 | 10 | 13.918 | 0 | 13.918 | 0 | 0 | 0 | 0 | 0 | 0 | 0 | 0 | 0 | 0 | 61.6699 | 0 | 2.519 | 43.3301 | 0 | 0 | 0
7948 | 88.3482 | 0 | 88.3482 | 53.5204 | 2 | 8.9024 | 10 | 13.9254 | 0 | 13.9254 | 0 | 0 | 0 | 0 | 0 | 0 | 0 | 0 | 0 | 0 | 65.5204 | 0 | 2.6504 | 39.4796 | 0 | 0 | 0
7949 | 84.5196 | 0 | 84.5196 | 50.5657 | 2 | 8.501 | 10 | 13.4529 | 0 | 13.4529 | 0 | 0 | 0 | 0 | 0 | 0 | 0 | 0 | 0 | 0 | 62.5657 | 0 | 2.5356 | 42.4343 | 0 | 0 | 0
7950 | 86.8399 | 0 | 86.8399 | 53.2321 | 2 | 8.8633 | 10 | 12.7446 | 0 | 12.7446 | 0 | 0 | 0 | 0 | 0 | 0 | 0 | 0 | 0 | 0 | 65.2321 | 0 | 2.6052 | 39.7679 | 0 | 0 | 0
7951 | 85.9581 | 0 | 85.9581 | 43.914 | 2 | 7.5972 | 10 | 11.7341 | 10.7128 | 11.7341 | 10.7128 | 0 | 0 | 0 | 0 | 0 | 0 | 0 | 0 | 0 | 55.914 | 0 | 2.5787 | 49.086 | 0 | 0 | 0
7952 | 86.0245 | 0 | 86.0245 | 42.9 | 2 | 5.3872 | 4 | 12.4543 | 19.283 | 12.4543 | 19.283 | 0 | 0 | 0 | 0 | 0 | 0 | 0 | 0 | 0 | 48.9 | 0 | 2.5807 | 57.2066 | 0 | 0 | 0
7953 | 85.8895 | 0 | 85.8895 | 42.9 | 2 | 0 | 4 | 10.9781 | 26.5566 | 10.9781 | 26.5566 | 0 | 0 | 0.54528 | 0 | 0 | 0 | 0.54528 | 0 | 0.49076 | 48.9 | 0 | 2.5767 | 61.8842 | 0 | 0 | 0
7954 | 85.9042 | 0 | 85.9042 | 42.9 | 2 | 0 | 4 | 12.8647 | 37.2951 | 12.8647 | 37.2951 | 0 | 0 | 12 | 0 | 1.1556 | 0 | 13.1556 | 0 | 12.3561 | 48.9 | 0 | 2.5771 | 60.3757 | 0 | 0 | 0
7955 | 85.5636 | 0 | 85.5636 | 42.9 | 2 | 0 | 4 | 11.4438 | 41.6704 | 11.4438 | 41.6704 | 0 | 0 | 12 | 0 | 4.4506 | 0 | 16.4506 | 0 | 27.2594 | 48.9 | 0 | 2.5669 | 59.9816 | 0 | 0 | 0
7956 | 81.4597 | 0 | 81.4597 | 42.9 | 2 | 0 | 4 | 12.3333 | 37.9972 | 12.3333 | 37.9972 | 0 | 0 | 12 | 0 | 5.7707 | 0 | 17.7707 | 0 | 43.3798 | 48.9 | 0 | 2.4438 | 59.8237 | 0 | 0 | 0
7957 | 82.4921 | 0 | 82.4921 | 42.9 | 2 | 0 | 4 | 12.6513 | 35.0949 | 12.6513 | 35.0949 | 0 | 0 | 12 | 0 | 2.154 | 0 | 14.154 | 0 | 56.1657 | 48.9 | 0 | 2.4748 | 60.2563 | 0 | 0 | 0
7958 | 83.2773 | 0 | 83.2773 | 42.9 | 2 | 0 | 4 | 9.2986 | 33.6356 | 9.2986 | 33.6356 | 0 | 0 | 4.788 | 0 | 3.7688 | 0 | 8.5568 | 0 | 63.9496 | 48.9 | 0 | 2.4983 | 60.9258 | 0 | 0 | 0
7959 | 79.4754 | 0 | 79.4754 | 42.9 | 2 | 7.1054e-15 | 4 | 12.4339 | 28.3938 | 10.6496 | 24.3192 | 1.7843 | 4.0746 | 0 | 0 | 4.3933 | 0 | 4.3933 | 0 | 68 | 48.9 | 0 | 2.3843 | 72.723 | 0 | 5.3291e-15 | 0
7960 | 83.9477 | 0 | 83.9477 | 42.9 | 2 | 3.6445 | 4 | 10.5947 | 20.8086 | 10.5947 | 20.8086 | 0 | 0 | 0 | 0 | 0 | 0 | 0 | 0 | 68 | 48.9 | 0 | 2.5184 | 80.7409 | 0 | 0 | 0
7961 | 89.7774 | 0 | 89.7774 | 42.9 | 2 | 7.7344 | 8.6819 | 13.4476 | 11.6718 | 13.4476 | 11.6718 | 0 | 0 | 0 | 0 | 0 | 3.3417 | 0 | 3.3417 | 64.3754 | 53.5819 | 0 | 2.6933 | 70.0764 | 0 | 0 | -1.4211e-14
7962 | 94.2006 | 0 | 94.2006 | 42.9 | 2 | 9.8344 | 6.7359 | 11.9866 | 5.2504e-15 | 11.9866 | 5.2504e-15 | 0 | 0 | 0 | 10.7436 | 0 | 10 | 0 | 20.7436 | 41.5916 | 51.6359 | 0 | 2.826 | 54.6205 | 0 | 0 | -1.4211e-14
7963 | 102.2613 | 0 | 102.2613 | 49.1545 | 2 | 10.6323 | 10 | 13.3771 | 0 | 13.3771 | 0 | 0 | 0 | 0 | 12 | 0 | 5.0974 | 0 | 17.0974 | 22.7293 | 61.1545 | 0 | 3.0678 | 43.8455 | 0 | 0 | 0
7964 | 104.739 | 0 | 104.739 | 55 | 2.5363 | 10.8068 | 10 | 14.396 | 0 | 14.396 | 0 | 0 | 0 | 0 | 12 | 0 | 0 | 0 | 12 | 9.396 | 67.5363 | 0 | 3.1422 | 37.4637 | 0 | 0 | 0
7965 | 103.2695 | 0 | 103.2695 | 55 | 4.6322 | 10.6101 | 10 | 14.5708 | 0 | 14.5708 | 0 | 0 | 0 | 0 | 8.4564 | 0 | 0 | 0 | 8.4564 | 0 | 69.6322 | 0 | 3.0981 | 35.3678 | 0 | 0 | -1.4211e-14
7966 | 96.0935 | 0 | 96.0935 | 55 | 6.5962 | 9.728 | 10 | 14.7694 | 0 | 14.7694 | 0 | 0 | 0 | 0 | 0 | 0 | 0 | 0 | 0 | 0 | 71.5962 | 0 | 2.8828 | 33.4038 | 0 | 0 | 0
7967 | 92.7446 | 0 | 92.7446 | 55 | 2.9384 | 9.231 | 10 | 15.5752 | 0 | 15.5752 | 0 | 0 | 0 | 0 | 0 | 0 | 0 | 0 | 0 | 0 | 67.9384 | 0 | 2.7823 | 37.0616 | 0 | 1.4211e-14 | 0
7968 | 89.2917 | 0 | 89.2917 | 51.261 | 2 | 8.5954 | 10 | 17.4353 | 0 | 17.4353 | 0 | 0 | 0 | 0 | 0 | 0 | 0 | 0 | 0 | 0 | 63.261 | 0 | 2.6787 | 41.739 | 0 | 0 | 0
7969 | 89.8461 | 0 | 89.8461 | 53.768 | 2 | 8.9361 | 10 | 15.1421 | 0 | 15.1421 | 0 | 0 | 0 | 0 | 0 | 0 | 0 | 0 | 0 | 0 | 65.768 | 0 | 2.6954 | 39.232 | 0 | 0 | 0
7970 | 90.2682 | 0 | 90.2682 | 53.4195 | 2 | 8.8887 | 10 | 15.96 | 0 | 15.96 | 0 | 0 | 0 | 0 | 0 | 0 | 0 | 0 | 0 | 0 | 65.4195 | 0 | 2.708 | 39.5805 | 0 | 0 | -1.4211e-14
7971 | 87.2957 | 0 | 87.2957 | 50.7541 | 2 | 8.5266 | 10 | 16.015 | 0 | 16.015 | 0 | 0 | 0 | 0 | 0 | 0 | 0 | 0 | 0 | 0 | 62.7541 | 0 | 2.6189 | 42.2459 | 0 | 0 | -1.4211e-14
7972 | 90.316 | 0 | 90.316 | 55 | 2.4571 | 9.1656 | 10 | 13.6933 | 0 | 13.6933 | 0 | 0 | 0 | 0 | 0 | 0 | 0 | 0 | 0 | 0 | 67.4571 | 0 | 2.7095 | 37.5429 | 0 | 0 | 0
7973 | 91.4768 | 0 | 91.4768 | 54.5344 | 2 | 9.0402 | 10 | 15.9021 | 0 | 15.9021 | 0 | 0 | 0 | 0 | 0 | 0 | 0 | 0 | 0 | 0 | 66.5344 | 0 | 2.7443 | 38.4656 | 0 | 0 | 0
7974 | 89.4289 | 0 | 89.4289 | 54.4823 | 2 | 9.0331 | 10 | 13.9135 | 0 | 13.9135 | 0 | 0 | 0 | 0 | 0 | 0 | 0 | 0 | 0 | 0 | 66.4823 | 0 | 2.6829 | 38.5177 | 0 | 0 | 0
7975 | 90.5133 | 0 | 90.5133 | 43.142 | 2 | 7.4923 | 10 | 13.6202 | 14.2588 | 13.6202 | 14.2588 | 0 | 0 | 0 | 0 | 0 | 0 | 0 | 0 | 0 | 55.142 | 0 | 2.7154 | 49.858 | 0 | 0 | 0
7976 | 90.5207 | 0 | 90.5207 | 42.9 | 2 | 1.9846 | 4 | 14.5305 | 25.1057 | 14.5305 | 25.1057 | 0 | 0 | 0 | 0 | 0 | 0 | 0 | 0 | 0 | 48.9 | 0 | 2.7156 | 60.2022 | 0 | 0 | 0
7977 | 90.403 | 0 | 90.403 | 42.9 | 2 | 0 | 4 | 12.8523 | 37.1403 | 12.8523 | 37.1403 | 0 | 0 | 8.4896 | 0 | 0 | 0 | 8.4896 | 0 | 7.6406 | 48.9 | 0 | 2.7121 | 60.9339 | 0 | 0 | 0
7978 | 89.8287 | 0 | 89.8287 | 42.9 | 2 | 0 | 4 | 14.66 | 46.1917 | 14.66 | 46.1917 | 0 | 0 | 12 | 0 | 7.923 | 0 | 19.923 | 0 | 25.7453 | 48.9 | 0 | 2.6949 | 59.5662 | 0 | 0 | 0
7979 | 86.5016 | 0 | 86.5016 | 42.9 | 2 | 0 | 4 | 12.362 | 50.1808 | 11.7807 | 47.8209 | 0.58137 | 2.3599 | 12 | 0 | 10 | 0 | 22 | 0 | 45.7648 | 48.9 | 0 | 2.595 | 58.9659 | 0 | 1.4211e-14 | 0
7980 | 86.084 | 0 | 86.084 | 42.9 | 2 | 0 | 4 | 13.4638 | 47.7579 | 11.6456 | 41.3085 | 1.8182 | 6.4495 | 12 | 0 | 3.7701 | 0 | 15.7701 | 0 | 60.0406 | 48.9 | 0 | 2.5825 | 59.074 | 0 | 1.7764e-15 | 0
7981 | 84.4252 | 0 | 84.4252 | 42.9 | 2 | 1.4211e-14 | 4 | 13.1434 | 46.4206 | 9.7905 | 34.5785 | 3.353 | 11.8421 | 8.8438 | 0 | 0 | 0 | 8.8438 | 0 | 68 | 48.9 | 0 | 2.5328 | 69.0739 | 0 | 1.0658e-14 | 0
7982 | 87.0003 | 0 | 87.0003 | 42.9 | 2 | 0 | 4 | 13.3572 | 41.0549 | 9.353 | 28.7474 | 4.0043 | 12.3075 | 0 | 0 | 0 | 0 | 0 | 0 | 68 | 48.9 | 0 | 2.61 | 81.9982 | 0 | 1.4211e-14 | 0
7983 | 85.9695 | 0 | 85.9695 | 42.9 | 2 | 1.4211e-14 | 4 | 12.5851 | 35.8295 | 9.636 | 27.4335 | 2.9491 | 8.3961 | 0 | 0 | 0 | 0 | 0 | 0 | 68 | 48.9 | 0 | 2.5791 | 82.5923 | 0 | 0 | 0
7984 | 90.5495 | 0 | 90.5495 | 42.9 | 2 | 2.805 | 4 | 14.2542 | 24.5903 | 14.2542 | 24.5903 | 0 | 0 | 0 | 0 | 0 | 0 | 0 | 0 | 68 | 48.9 | 0 | 2.7165 | 81.48 | 0 | 1.4211e-14 | 0
7985 | 95.3587 | 0 | 95.3587 | 42.9 | 2 | 8.1766 | 7.6983 | 13.9349 | 13.0684 | 13.9349 | 13.0684 | 0 | 0 | 0 | 0 | 0 | 7.5804 | 0 | 7.5804 | 59.7779 | 52.5983 | 0 | 2.8608 | 66.8213 | 0 | 0 | 0
7986 | 96.8047 | 0 | 96.8047 | 42.9 | 2 | 9.8897 | 5.8865 | 14.1285 | 6.8986e-15 | 14.1285 | 6.8986e-15 | 0 | 0 | 0 | 12 | 0 | 10 | 0 | 22 | 35.598 | 50.7865 | 0 | 2.9041 | 54.2135 | 0 | 0 | 0
7987 | 103.3362 | 0 | 103.3362 | 52.9916 | 2 | 10.5777 | 10 | 14.9081 | 0 | 14.9081 | 0 | 0 | 0 | 0 | 12 | 0 | 0.85868 | 0 | 12.8587 | 21.3333 | 64.9916 | 0 | 3.1001 | 40.0084 | 0 | 0 | 0
7988 | 108.105 | 0 | 108.105 | 55 | 4.2309 | 11.0371 | 10 | 15.837 | 0 | 15.837 | 0 | 0 | 0 | 0 | 12 | 0 | 0 | 0 | 12 | 8 | 69.2309 | 0 | 3.2431 | 35.7691 | 0 | 0 | 0
7989 | 106.5744 | 0 | 106.5744 | 55 | 8.0809 | 10.908 | 10 | 15.3856 | 0 | 15.3856 | 0 | 0 | 0 | 0 | 7.2 | 0 | 0 | 0 | 7.2 | 0 | 73.0809 | 0 | 3.1972 | 31.9191 | 0 | 0 | 0
7990 | 100.6888 | 0 | 100.6888 | 55 | 9.543 | 10.1284 | 10 | 16.0175 | 0 | 16.0175 | 0 | 0 | 0 | 0 | 0 | 0 | 0 | 0 | 0 | 0 | 74.543 | 0 | 3.0207 | 30.457 | 0 | 0 | 0
7991 | 98.2021 | 0 | 98.2021 | 55 | 8.8174 | 10.0298 | 10 | 14.355 | 0 | 14.355 | 0 | 0 | 0 | 0 | 0 | 0 | 0 | 0 | 0 | 0 | 73.8174 | 0 | 2.9461 | 31.1826 | 0 | 0 | 0
7992 | 80.6421 | 0 | 80.6421 | 44.9842 | 2 | 7.7426 | 10 | 15.9153 | 0 | 15.9153 | 0 | 0 | 0 | 0 | 0 | 0 | 0 | 0 | 0 | 0 | 56.9842 | 0 | 2.4193 | 48.0158 | 0 | 0 | 0
7993 | 83.4857 | 0 | 83.4857 | 47.3871 | 2 | 8.0691 | 10 | 16.0295 | 0 | 16.0295 | 0 | 0 | 0 | 0 | 0 | 0 | 0 | 0 | 0 | 0 | 59.3871 | 0 | 2.5046 | 45.6129 | 0 | 0 | -1.4211e-14
7994 | 80.8331 | 0 | 80.8331 | 46.1314 | 2 | 7.8985 | 10 | 14.8032 | 0 | 14.8032 | 0 | 0 | 0 | 0 | 0 | 0 | 0 | 0 | 0 | 0 | 58.1314 | 0 | 2.425 | 46.8686 | 0 | 0 | 0
7995 | 82.4794 | 0 | 82.4794 | 47.8111 | 2 | 8.1267 | 10 | 14.5416 | 0 | 14.5416 | 0 | 0 | 0 | 0 | 0 | 0 | 0 | 0 | 0 | 0 | 59.8111 | 0 | 2.4744 | 45.1889 | 0 | 0 | 0
7996 | 83.7773 | 0 | 83.7773 | 47.4209 | 2 | 8.0737 | 10 | 16.2827 | 0 | 16.2827 | 0 | 0 | 0 | 0 | 0 | 0 | 0 | 0 | 0 | 0 | 59.4209 | 0 | 2.5133 | 45.5791 | 0 | 0 | 0
7997 | 84.4045 | 0 | 84.4045 | 48.1493 | 2 | 8.1727 | 10 | 16.0825 | 0 | 16.0825 | 0 | 0 | 0 | 0 | 0 | 0 | 0 | 0 | 0 | 0 | 60.1493 | 0 | 2.5321 | 44.8507 | 0 | 0 | 0
7998 | 83.3309 | 0 | 83.3309 | 50.4324 | 2 | 8.4829 | 10 | 12.4157 | 0 | 12.4157 | 0 | 0 | 0 | 0 | 0 | 0 | 0 | 0 | 0 | 0 | 62.4324 | 0 | 2.4999 | 42.5676 | 0 | 0 | 0
7999 | 85.2168 | 0 | 85.2168 | 42.9 | 2 | 7.3508 | 9.2007 | 13.3827 | 10.3826 | 13.3827 | 10.3826 | 0 | 0 | 0 | 0 | 0 | 0 | 0 | 0 | 0 | 54.1007 | 0 | 2.5565 | 50.8993 | 0 | 0 | -1.4211e-14
8000 | 85.4808 | 0 | 85.4808 | 42.9 | 2 | 0.48667 | 4 | 13.8224 | 22.2717 | 13.8224 | 22.2717 | 0 | 0 | 0 | 0 | 0 | 0 | 0 | 0 | 0 | 48.9 | 0 | 2.5644 | 61.521 | 0 | 0 | 0
8001 | 83.5021 | 0 | 83.5021 | 42.9 | 2 | 0 | 4 | 12.2983 | 28.5268 | 12.2983 | 28.5268 | 0 | 0 | 6.2231 | 0 | 0 | 0 | 6.2231 | 0 | 5.6008 | 48.9 | 0 | 2.5051 | 61.205 | 0 | 0 | 0
8002 | 82.0748 | 0 | 82.0748 | 42.9 | 2 | 0 | 4 | 12.7427 | 33.7905 | 12.7427 | 33.7905 | 0 | 0 | 12 | 0 | 1.3585 | 0 | 13.3585 | 0 | 17.6532 | 48.9 | 0 | 2.4622 | 60.3515 | 0 | 0 | 0
8003 | 82.8699 | 0 | 82.8699 | 42.9 | 2 | 0 | 4 | 12.3602 | 41.6198 | 12.3602 | 41.6198 | 0 | 0 | 12 | 0 | 8.0102 | 0 | 20.0102 | 0 | 35.8383 | 48.9 | 0 | 2.4861 | 59.5558 | 0 | 0 | 0
8004 | 82.2179 | 0 | 82.2179 | 42.9 | 2 | 7.1054e-15 | 4 | 11.8116 | 40.6528 | 11.8116 | 40.6528 | 0 | 0 | 12 | 0 | 7.1466 | 0 | 19.1466 | 0 | 53.2271 | 48.9 | 0 | 2.4665 | 59.6591 | 0 | 0 | 0
8005 | 78.841 | 0 | 78.841 | 42.9 | 2 | 0 | 4 | 12.96 | 38.6308 | 11.6131 | 34.6159 | 1.3469 | 4.0148 | 11.1103 | 0 | 5.1778 | 0 | 16.2881 | 0 | 68 | 48.9 | 0 | 2.3652 | 59.3597 | 0 | 1.4211e-14 | 0
8006 | 78.3386 | 0 | 78.3386 | 42.9 | 2 | 0 | 4 | 12.3517 | 36.1721 | 7.4936 | 21.945 | 4.8581 | 14.2271 | 0 | 0 | 0 | 0 | 0 | 0 | 68 | 48.9 | 0 | 2.3502 | 81.6664 | 0 | 0 | 0
8007 | 79.5324 | 0 | 79.5324 | 42.9 | 2 | 0 | 4 | 11.7971 | 28.515 | 8.9644 | 21.668 | 2.8327 | 6.847 | 0 | 0 | 0 | 0 | 0 | 0 | 68 | 48.9 | 0 | 2.386 | 82.7915 | 0 | 0 | 0
8008 | 84.7176 | 0 | 84.7176 | 42.9 | 2 | 1.3953 | 4 | 12.3977 | 22.0245 | 12.3977 | 22.0245 | 0 | 0 | 0 | 0 | 0 | 0 | 0 | 0 | 68 | 48.9 | 0 | 2.5415 | 82.721 | 0 | 0 | 0
8009 | 85.97 | 0 | 85.97 | 42.9 | 2 | 6.082 | 4 | 12.2736 | 11.7501 | 12.2736 | 11.7501 | 0 | 0 | 0 | 0 | 0 | 6.9643 | 0 | 6.9643 | 60.4462 | 48.9 | 0 | 2.5791 | 72.4637 | 0 | 0 | 0
8010 | 94.4775 | 0 | 94.4775 | 42.9 | 2 | 9.1966 | 4 | 14.3809 | 4.8797e-15 | 14.3809 | 4.8797e-15 | 0 | 0 | 0 | 12 | 0 | 10 | 0 | 22 | 36.2663 | 48.9 | 0 | 2.8343 | 56.4845 | 0 | 0 | 0
8011 | 97.2502 | 0 | 97.2502 | 48.7545 | 2 | 10.0857 | 10 | 12.9352 | 0 | 12.9352 | 0 | 0 | 0 | 0 | 12 | 0 | 1.4748 | 0 | 13.4748 | 21.3333 | 60.7545 | 0 | 2.9175 | 44.2455 | 0 | 0 | 0
8012 | 104.1051 | 0 | 104.1051 | 53.5963 | 2 | 10.5432 | 10 | 15.9655 | 0 | 15.9655 | 0 | 0 | 0 | 0 | 12 | 0 | -2.0472e-16 | 0 | 12 | 8 | 65.5963 | 0 | 3.1232 | 39.4037 | 0 | 0 | 0
8013 | 101.1244 | 0 | 101.1244 | 55 | 3.3475 | 10.2648 | 10 | 15.3121 | 0 | 15.3121 | 0 | 0 | 0 | 0 | 7.2 | 0 | 0 | 0 | 7.2 | 0 | 68.3475 | 0 | 3.0337 | 36.6525 | 0 | 0 | 0
8014 | 92.7157 | 0 | 92.7157 | 55 | 2.6107 | 9.1865 | 10 | 15.9185 | 0 | 15.9185 | 0 | 0 | 0 | 0 | 0 | 0 | 0 | 0 | 0 | 0 | 67.6107 | 0 | 2.7815 | 37.3893 | 0 | 0 | 0
8015 | 90.9979 | 0 | 90.9979 | 54.169 | 2 | 8.9906 | 10 | 15.8383 | 0 | 15.8383 | 0 | 0 | 0 | 0 | 0 | 0 | 0 | 0 | 0 | 0 | 66.169 | 0 | 2.7299 | 38.831 | 0 | 0 | 0
8016 | 79.7862 | 0 | 79.7862 | 43.7401 | 2 | 8.0406 | 10 | 16.0054 | 0 | 16.0054 | 0 | 0 | 0 | 0 | 0 | 0 | 0 | 0 | 0 | 0 | 55.7401 | 0 | 2.3936 | 49.2599 | 0 | 0 | 0
8017 | 81.2912 | 0 | 81.2912 | 45.167 | 2 | 8.2465 | 10 | 15.8777 | 0 | 15.8777 | 0 | 0 | 0 | 0 | 0 | 0 | 0 | 0 | 0 | 0 | 57.167 | 0 | 2.4387 | 47.833 | 0 | 0 | 0
8018 | 81.751 | 0 | 81.751 | 44.7223 | 2 | 8.1823 | 10 | 16.8465 | 0 | 16.8465 | 0 | 0 | 0 | 0 | 0 | 0 | 0 | 0 | 0 | 0 | 56.7223 | 0 | 2.4525 | 48.2777 | 0 | 0 | 0
8019 | 81.4323 | 0 | 81.4323 | 45.311 | 2 | 8.2672 | 10 | 15.854 | 0 | 15.854 | 0 | 0 | 0 | 0 | 0 | 0 | 0 | 0 | 0 | 0 | 57.311 | 0 | 2.443 | 47.689 | 0 | 0 | 0
8020 | 83.0699 | 0 | 83.0699 | 48.6472 | 2 | 8.7485 | 10 | 13.6743 | 0 | 13.6743 | 0 | 0 | 0 | 0 | 0 | 0 | 0 | 0 | 0 | 0 | 60.6472 | 0 | 2.4921 | 44.3528 | 0 | 0 | 0
8021 | 82.1891 | 0 | 82.1891 | 45.2367 | 2 | 8.2565 | 10 | 16.6958 | 0 | 16.6958 | 0 | 0 | 0 | 0 | 0 | 0 | 0 | 0 | 0 | 0 | 57.2367 | 0 | 2.4657 | 47.7633 | 0 | 0 | 0
8022 | 84.0682 | 0 | 84.0682 | 48.3587 | 2 | 8.7069 | 10 | 15.0026 | 0 | 15.0026 | 0 | 0 | 0 | 0 | 0 | 0 | 0 | 0 | 0 | 0 | 60.3587 | 0 | 2.522 | 44.6413 | 0 | 0 | 0
8023 | 81.4485 | 0 | 81.4485 | 42.9 | 2 | 2.5598 | 4 | 16.1016 | 13.8872 | 16.1016 | 13.8872 | 0 | 0 | 0 | 0 | 0 | 0 | 0 | 0 | 0 | 48.9 | 0 | 2.4435 | 60.0276 | 0 | 0 | 0
8024 | 84.1095 | 0 | 84.1095 | 42.9 | 2 | 7.1054e-15 | 4 | 14.0785 | 25.2554 | 14.0785 | 25.2554 | 0 | 0 | 4.1244 | 0 | 0 | 0 | 4.1244 | 0 | 3.7119 | 48.9 | 0 | 2.5233 | 61.7447 | 0 | 0 | 0
8025 | 80.4273 | 0 | 80.4273 | 42.9 | 2 | 0 | 4 | 13.7472 | 33.4236 | 13.7472 | 33.4236 | 0 | 0 | 12 | 0 | 3.6435 | 0 | 15.6435 | 0 | 17.8711 | 48.9 | 0 | 2.4128 | 60.2925 | 0 | 0 | 0
8026 | 80.9964 | 0 | 80.9964 | 42.9 | 2 | 0 | 4 | 14.9278 | 41.2144 | 14.3838 | 39.7126 | 0.54397 | 1.5019 | 12 | 0 | 10 | 0 | 22 | 0 | 37.8906 | 48.9 | 0 | 2.4299 | 59.2333 | 0 | 0 | 0
8027 | 78.407 | 0 | 78.407 | 42.9 | 2 | 7.1054e-15 | 4 | 13.4973 | 45.757 | 11.2883 | 38.2682 | 2.209 | 7.4888 | 12 | 0 | 8.0495 | 0 | 20.0495 | 0 | 56.1119 | 48.9 | 0 | 2.3522 | 58.5145 | 0 | 3.5527e-15 | 0
8028 | 79.7606 | 0 | 79.7606 | 42.9 | 2 | 7.1054e-15 | 4 | 14.241 | 44.6867 | 10.3581 | 32.5025 | 3.8829 | 12.1841 | 12 | 0 | 0 | 0 | 12 | 0 | 66.9119 | 48.9 | 0 | 2.3928 | 68.7263 | 0 | 1.4211e-14 | 0
8029 | 78.8628 | 0 | 78.8628 | 42.9 | 2 | 7.1054e-15 | 4 | 13.3034 | 47.0952 | 6.8659 | 24.3059 | 6.4375 | 22.7893 | 1.209 | 0 | 0 | 0 | 1.209 | 0 | 68 | 48.9 | 0 | 2.3659 | 68.4277 | 0 | 1.8874e-14 | 0
8030 | 79.3893 | 0 | 79.3893 | 42.9 | 2 | 0 | 4 | 14.1823 | 43.9105 | 7.4434 | 23.0459 | 6.7389 | 20.8646 | 0 | 0 | 0 | 0 | 0 | 0 | 68 | 48.9 | 0 | 2.3817 | 80.7848 | 0 | 1.4211e-14 | 0
8031 | 76.3524 | 0 | 76.3524 | 42.9 | 2 | 0 | 4 | 11.8361 | 36.3011 | 6.7501 | 20.7023 | 5.0861 | 15.5988 | 0 | 0 | 0 | 0 | 0 | 0 | 68 | 48.9 | 0 | 2.2906 | 81.657 | 0 | 0 | 0
8032 | 79.5313 | 0 | 79.5313 | 42.9 | 2 | 0 | 4 | 14.8167 | 23.3514 | 11.891 | 18.7403 | 2.9258 | 4.611 | 0 | 0 | 0 | 0 | 0 | 0 | 68 | 48.9 | 0 | 2.3859 | 83.3145 | 0 | 0 | 0
8033 | 83.9615 | 0 | 83.9615 | 42.9 | 2 | 6.7875 | 4 | 15.5145 | 12.7595 | 15.5145 | 12.7595 | 0 | 0 | 0 | 0 | 0 | 0 | 0 | 0 | 68 | 48.9 | 0 | 2.5188 | 78.3328 | 0 | 0 | 0
8034 | 91.5953 | 0 | 91.5953 | 42.9 | 2 | 9.5477 | 6.5561 | 15.8601 | 5.4874e-15 | 15.8601 | 5.4874e-15 | 0 | 0 | 0 | 4.7315 | 0 | 10 | 0 | 14.7315 | 51.8963 | 51.4561 | 0 | 2.7479 | 60.8125 | 0 | 0 | -1.4211e-14
8035 | 97.8933 | 0 | 97.8933 | 42.9 | 2 | 10.5897 | 8.0717 | 13.8929 | 0 | 13.8929 | 0 | 0 | 0 | 0 | 12 | 0 | 8.4391 | 0 | 20.4391 | 29.4095 | 52.9717 | 0 | 2.9368 | 52.0283 | 0 | 0 | -1.4211e-14
8036 | 100.9601 | 0 | 100.9601 | 51.3897 | 2 | 10.8751 | 10 | 14.6953 | 0 | 14.6953 | 0 | 0 | 0 | 0 | 12 | 0 | 0 | 0 | 12 | 16.0761 | 63.3897 | 0 | 3.0288 | 41.6103 | 0 | 0 | 0
8037 | 98.1312 | 0 | 98.1312 | 48.3541 | 2 | 10.4372 | 10 | 15.3398 | 0 | 15.3398 | 0 | 0 | 0 | 0 | 12 | 0 | 0 | 0 | 12 | 2.7428 | 60.3541 | 0 | 2.9439 | 44.6459 | 0 | 0 | 0
8038 | 90.9185 | 0 | 90.9185 | 50.4855 | 2 | 9.3698 | 10 | 16.5947 | 0 | 16.5947 | 0 | 0 | 0 | 0 | 2.4685 | 0 | 0 | 0 | 2.4685 | -4.4409e-16 | 62.4855 | 0 | 2.7276 | 42.5145 | 0 | 0 | 0
8039 | 88.658 | 0 | 88.658 | 50.3348 | 2 | 8.9919 | 10 | 17.3313 | 0 | 17.3313 | 0 | 0 | 0 | 0 | -3.9968e-16 | 0 | 0 | 0 | -3.9968e-16 | 0 | 62.3348 | 0 | 2.6597 | 42.6652 | 0 | 0 | 0
8040 | 84.9897 | 0 | 84.9897 | 50.5111 | 2 | 9.0174 | 10 | 13.4613 | 0 | 13.4613 | 0 | 0 | 0 | 0 | 0 | 0 | 0 | 0 | 0 | 0 | 62.5111 | 0 | 2.5497 | 42.4889 | 0 | 0 | 0
8041 | 88.6835 | 0 | 88.6835 | 52.895 | 2 | 9.3613 | 10 | 14.4272 | 0 | 14.4272 | 0 | 0 | 0 | 0 | 0 | 0 | 0 | 0 | 0 | 0 | 64.895 | 0 | 2.6605 | 40.105 | 0 | 0 | 0
8042 | 85.0059 | 0 | 85.0059 | 48.1517 | 2 | 8.677 | 10 | 16.1772 | 0 | 16.1772 | 0 | 0 | 0 | 0 | 0 | 0 | 0 | 0 | 0 | 0 | 60.1517 | 0 | 2.5502 | 44.8483 | 0 | 1.4211e-14 | 0
8043 | 88.0073 | 0 | 88.0073 | 51.7096 | 2 | 9.1903 | 10 | 15.1074 | 0 | 15.1074 | 0 | 0 | 0 | 0 | 0 | 0 | 0 | 0 | 0 | 0 | 63.7096 | 0 | 2.6402 | 41.2904 | 0 | 0 | 0
8044 | 87.6194 | 0 | 87.6194 | 52.7432 | 2 | 9.3394 | 10 | 13.5369 | 0 | 13.5369 | 0 | 0 | 0 | 0 | 0 | 0 | 0 | 0 | 0 | 0 | 64.7432 | 0 | 2.6286 | 40.2568 | 0 | 0 | 0
8045 | 87.5264 | 0 | 87.5264 | 53.8346 | 2 | 9.4968 | 10 | 12.195 | 0 | 12.195 | 0 | 0 | 0 | 0 | 0 | 0 | 0 | 0 | 0 | 0 | 65.8346 | 0 | 2.6258 | 39.1654 | 0 | 0 | 0
8046 | 90.0677 | 0 | 90.0677 | 55 | 2.1929 | 9.6927 | 10 | 13.1821 | 0 | 13.1821 | 0 | 0 | 0 | 0 | 0 | 0 | 0 | 0 | 0 | 0 | 67.1929 | 0 | 2.702 | 37.8071 | 0 | 0 | -1.4211e-14
8047 | 90.0417 | 0 | 90.0417 | 45.3423 | 2 | 8.2718 | 10 | 11.66 | 12.7677 | 11.66 | 12.7677 | 0 | 0 | 0 | 0 | 0 | 0 | 0 | 0 | 0 | 57.3423 | 0 | 2.7013 | 47.6577 | 0 | 0 | 0
8048 | 87.8175 | 0 | 87.8175 | 42.9 | 2 | 4.4034 | 4 | 9.2307 | 25.2835 | 9.2307 | 25.2835 | 0 | 0 | 0 | 0 | 0 | 0 | 0 | 0 | 0 | 48.9 | 0 | 2.6345 | 58.4164 | 0 | 0 | 0
8049 | 89.1259 | 0 | 89.1259 | 42.9 | 2 | 0 | 4 | 10.7974 | 33.7449 | 10.7974 | 33.7449 | 0 | 0 | 4.3164 | 0 | 0 | 0 | 4.3164 | 0 | 3.8848 | 48.9 | 0 | 2.6738 | 61.7205 | 0 | 0 | 0
8050 | 88.1496 | 0 | 88.1496 | 42.9 | 2 | 0 | 4 | 11.448 | 43.0151 | 11.448 | 43.0151 | 0 | 0 | 12 | 0 | 3.2134 | 0 | 15.2134 | 0 | 17.6474 | 48.9 | 0 | 2.6445 | 60.3468 | 0 | 0 | 0
8051 | 87.1773 | 0 | 87.1773 | 42.9 | 2 | 7.1054e-15 | 4 | 10.8399 | 44.2295 | 10.8399 | 44.2295 | 0 | 0 | 12 | 0 | 4.7921 | 0 | 16.7921 | 0 | 32.8655 | 48.9 | 0 | 2.6153 | 60.1477 | 0 | 0 | 0
8052 | 83.6218 | 0 | 83.6218 | 42.9 | 2 | 0 | 4 | 11.084 | 45.5326 | 11.084 | 45.5326 | 0 | 0 | 12 | 0 | 9.8948 | 0 | 21.8948 | 0 | 52.7881 | 48.9 | 0 | 2.5087 | 59.5045 | 0 | 0 | 0
8053 | 85.3764 | 0 | 85.3764 | 42.9 | 2 | 7.1054e-15 | 4 | 9.0907 | 50.9447 | 7.9147 | 44.3543 | 1.176 | 6.5904 | 12 | 0 | 3.7926 | 0 | 15.7926 | 0 | 67.0848 | 48.9 | 0 | 2.5613 | 59.2947 | 0 | 3.5527e-15 | 0
8054 | 82.3851 | 0 | 82.3851 | 42.9 | 2 | 7.1054e-15 | 4 | 11.3543 | 39.361 | 7.7244 | 26.7776 | 3.6299 | 12.5834 | 1.0169 | 0 | 0 | 0 | 1.0169 | 0 | 68 | 48.9 | 0 | 2.4716 | 70.0925 | 0 | 3.1086e-15 | 0
8055 | 83.0658 | 0 | 83.0658 | 42.9 | 2 | 7.1054e-15 | 4 | 11.2474 | 34.9491 | 8.3183 | 25.8475 | 2.9291 | 9.1016 | 0 | 0 | 0 | 0 | 0 | 0 | 68 | 48.9 | 0 | 2.492 | 82.748 | 0 | 0 | 0
8056 | 87.327 | 0 | 87.327 | 42.9 | 2 | 6.2006 | 4 | 9.2912 | 22.9352 | 9.2912 | 22.9352 | 0 | 0 | 0 | 0 | 0 | 0 | 0 | 0 | 68 | 48.9 | 0 | 2.6198 | 78.8457 | 0 | 0 | -1.4211e-14
8057 | 94.5786 | 0 | 94.5786 | 42.9 | 2 | 8.8945 | 5.7916 | 11.9265 | 12.0987 | 11.9265 | 12.0987 | 0 | 0 | 0 | 0.9674 | 0 | 10 | 0 | 10.9674 | 56.0786 | 50.6916 | 0 | 2.8374 | 65.341 | 0 | 0 | 0
8058 | 97.5373 | 0 | 97.5373 | 42.9 | 2 | 10.7037 | 8.8621 | 12.6325 | 6.4005e-15 | 12.6325 | 6.4005e-15 | 0 | 0 | 0 | 12 | 0 | 8.4391 | 0 | 20.4391 | 33.5918 | 53.7621 | 0 | 2.9261 | 51.2379 | 0 | 0 | 0
8059 | 102.2634 | 0 | 102.2634 | 54.3632 | 2 | 11.3041 | 10 | 12.5961 | 0 | 12.5961 | 0 | 0 | 0 | 0 | 12 | 0 | 0 | 0 | 12 | 20.2584 | 66.3632 | 0 | 3.0679 | 38.6368 | 0 | 0 | 0
8060 | 107.5263 | 0 | 107.5263 | 55 | 5.5856 | 11.9132 | 10 | 13.0275 | 0 | 13.0275 | 0 | 0 | 0 | 0 | 12 | 0 | 0 | 0 | 12 | 6.9251 | 70.5856 | 0 | 3.2258 | 34.4144 | 0 | 0 | 0
8061 | 104.7983 | 0 | 104.7983 | 55 | 8.0792 | 11.4409 | 10 | 14.0456 | 0 | 14.0456 | 0 | 0 | 0 | 0 | 6.2326 | 0 | 0 | 0 | 6.2326 | 0 | 73.0792 | 0 | 3.144 | 31.9208 | 0 | 0 | 0
8062 | 98.4084 | 0 | 98.4084 | 55 | 7.6787 | 10.4841 | 10 | 15.2456 | 0 | 15.2456 | 0 | 0 | 0 | 0 | 0 | 0 | 0 | 0 | 0 | 0 | 72.6787 | 0 | 2.9523 | 32.3213 | 0 | 1.4211e-14 | 0
8063 | 94.8259 | 0 | 94.8259 | 55 | 5.3597 | 10.1495 | 10 | 14.3167 | 0 | 14.3167 | 0 | 0 | 0 | 0 | 0 | 0 | 0 | 0 | 0 | 0 | 70.3597 | 0 | 2.8448 | 34.6403 | 0 | 0 | 0
8064 | 80.3056 | 0 | 80.3056 | 46.4953 | 2 | 8.4381 | 10 | 13.3723 | 0 | 13.3723 | 0 | 0 | 0 | 0 | 0 | 0 | 0 | 0 | 0 | 0 | 58.4953 | 0 | 2.4092 | 46.5047 | 0 | 0 | 0
8065 | 82.601 | 0 | 82.601 | 47.0828 | 2 | 8.5228 | 10 | 14.9954 | 0 | 14.9954 | 0 | 0 | 0 | 0 | 0 | 0 | 0 | 0 | 0 | 0 | 59.0828 | 0 | 2.478 | 45.9172 | 0 | 0 | 0
8066 | 85.8787 | 0 | 85.8787 | 53.7969 | 2 | 9.4914 | 10 | 10.5904 | 0 | 10.5904 | 0 | 0 | 0 | 0 | 0 | 0 | 0 | 0 | 0 | 0 | 65.7969 | 0 | 2.5764 | 39.2031 | 0 | 0 | 0
8067 | 82.193 | 0 | 82.193 | 47.4083 | 2 | 8.5698 | 10 | 14.215 | 0 | 14.215 | 0 | 0 | 0 | 0 | 0 | 0 | 0 | 0 | 0 | 0 | 59.4083 | 0 | 2.4658 | 45.5917 | 0 | 0 | 0
8068 | 83.4158 | 0 | 83.4158 | 49.2895 | 2 | 8.8412 | 10 | 13.2851 | 0 | 13.2851 | 0 | 0 | 0 | 0 | 0 | 0 | 0 | 0 | 0 | 0 | 61.2895 | 0 | 2.5025 | 43.7105 | 0 | 0 | 0
8069 | 86.0561 | 0 | 86.0561 | 51.9035 | 2 | 9.2182 | 10 | 12.9344 | 0 | 12.9344 | 0 | 0 | 0 | 0 | 0 | 0 | 0 | 0 | 0 | 0 | 63.9035 | 0 | 2.5817 | 41.0965 | 0 | 0 | 0
8070 | 87.2578 | 0 | 87.2578 | 52.8069 | 2 | 9.3485 | 10 | 13.1024 | 0 | 13.1024 | 0 | 0 | 0 | 0 | 0 | 0 | 0 | 0 | 0 | 0 | 64.8069 | 0 | 2.6177 | 40.1931 | 0 | 0 | 0
8071 | 84.2382 | 0 | 84.2382 | 42.9 | 2 | 7.5258 | 7.2714 | 11.8336 | 12.7075 | 11.8336 | 12.7075 | 0 | 0 | 0 | 0 | 0 | 0 | 0 | 0 | 0 | 52.1714 | 0 | 2.5271 | 52.8286 | 0 | 0 | 0
8072 | 86.7528 | 0 | 86.7528 | 42.9 | 2 | 0.40254 | 4 | 10.3802 | 27.07 | 10.3802 | 27.07 | 0 | 0 | 0 | 0 | 0 | 0 | 0 | 0 | 0 | 48.9 | 0 | 2.6026 | 61.9129 | 0 | 0 | 0
8073 | 83.0632 | 0 | 83.0632 | 42.9 | 2 | 7.1054e-15 | 4 | 11.5879 | 37.4734 | 11.5879 | 37.4734 | 0 | 0 | 12 | 0 | 2.8981 | 0 | 14.8981 | 0 | 13.4719 | 48.9 | 0 | 2.4919 | 60.3865 | 0 | 0 | 0
8074 | 81.4051 | 0 | 81.4051 | 42.9 | 2 | 0 | 4 | 9.1036 | 47.0141 | 8.842 | 45.6631 | 0.2616 | 1.351 | 12 | 0 | 10 | 0 | 22 | 0 | 33.4915 | 48.9 | 0 | 2.4422 | 59.2879 | 0 | 0 | 0
8075 | 84.7763 | 0 | 84.7763 | 42.9 | 2 | 7.1054e-15 | 4 | 10.0009 | 47.3147 | 9.8885 | 46.7828 | 0.11243 | 0.5319 | 12 | 0 | 8.7949 | 0 | 20.7949 | 0 | 52.4 | 48.9 | 0 | 2.5433 | 59.5619 | 0 | 0 | 0
8076 | 81.7084 | 0 | 81.7084 | 42.9 | 2 | 7.1054e-15 | 4 | 10.2934 | 46.5901 | 8.1084 | 36.7 | 2.1851 | 9.89 | 12 | 0 | 0 | 0 | 12 | 0 | 63.2 | 48.9 | 0 | 2.4513 | 69.2296 | 0 | 0 | 0
8077 | 83.1869 | 0 | 83.1869 | 42.9 | 2 | 0 | 4 | 9.3769 | 49.2928 | 6.3323 | 33.2879 | 3.0446 | 16.0049 | 5.3333 | 0 | 0 | 0 | 5.3333 | 0 | 68 | 48.9 | 0 | 2.4956 | 69.1908 | 0 | 0 | -1.7764e-15
8078 | 79.9883 | 0 | 79.9883 | 42.9 | 2 | 0 | 4 | 11.163 | 47.5665 | 5.9091 | 25.1792 | 5.2539 | 22.3873 | 0 | 0 | 0 | 0 | 0 | 0 | 68 | 48.9 | 0 | 2.3996 | 80.78 | 0 | 0 | 0
8079 | 79.8561 | 0 | 79.8561 | 42.9 | 2 | 0 | 4 | 11.1721 | 39.101 | 6.8793 | 24.0768 | 4.2928 | 15.0242 | 0 | 0 | 0 | 0 | 0 | 0 | 68 | 48.9 | 0 | 2.3957 | 81.8294 | 0 | 0 | 0
8080 | 82.173 | 0 | 82.173 | 42.9 | 2 | 0 | 4 | 9.5692 | 27.7339 | 8.5354 | 24.7376 | 1.0338 | 2.9963 | 0 | 0 | 0 | 0 | 0 | 0 | 68 | 48.9 | 0 | 2.4652 | 83.7566 | 0 | 0 | 0
8081 | 90.9548 | 0 | 90.9548 | 42.9 | 2 | 8.4728 | 7.4667 | 10.6305 | 13.1157 | 10.6305 | 13.1157 | 0 | 0 | 0 | 0 | 0 | 6.3692 | 0 | 6.3692 | 61.0916 | 52.3667 | 0 | 2.7286 | 68.2641 | 0 | 0 | 0
8082 | 94.8736 | 0 | 94.8736 | 42.9 | 2 | 10.6637 | 7.0239 | 10.286 | 6.2485e-15 | 10.286 | 6.2485e-15 | 0 | 0 | 0 | 12 | 0 | 10 | 0 | 22 | 36.9118 | 51.9239 | 0 | 2.8462 | 53.0761 | 0 | 0 | 0
8083 | 99.7671 | 0 | 99.7671 | 49.5024 | 2 | 10.9015 | 10 | 13.2933 | 0 | 13.2933 | 0 | 0 | 0 | 0 | 12 | 0 | 2.0699 | 0 | 14.0699 | 21.3333 | 61.5024 | 0 | 2.993 | 43.4976 | 0 | 0 | -1.4211e-14
8084 | 102.0236 | 0 | 102.0236 | 53.501 | 2 | 11.1797 | 10 | 13.3429 | 0 | 13.3429 | 0 | 0 | 0 | 0 | 12 | 0 | 0 | 0 | 12 | 8 | 65.501 | 0 | 3.0607 | 39.499 | 0 | 0 | 0
8085 | 100.6651 | 0 | 100.6651 | 55 | 3.403 | 10.9059 | 10 | 14.1562 | 0 | 14.1562 | 0 | 0 | 0 | 0 | 7.2 | 0 | 0 | 0 | 7.2 | 0 | 68.403 | 0 | 3.02 | 36.597 | 0 | 1.4211e-14 | 0
8086 | 95.755 | 0 | 95.755 | 55 | 7.116 | 10.4029 | 10 | 13.2361 | 0 | 13.2361 | 0 | 0 | 0 | 0 | 0 | 0 | 0 | 0 | 0 | 0 | 72.116 | 0 | 2.8727 | 32.884 | 0 | 0 | 0
8087 | 90.1688 | 0 | 90.1688 | 55 | 2.9669 | 9.8044 | 10 | 12.3976 | 0 | 12.3976 | 0 | 0 | 0 | 0 | 0 | 0 | 0 | 0 | 0 | 0 | 67.9669 | 0 | 2.7051 | 37.0331 | 0 | 0 | 0
8088 | 86.8476 | 0 | 86.8476 | 51.8553 | 2 | 9.2113 | 10 | 13.781 | 0 | 13.781 | 0 | 0 | 0 | 0 | 0 | 0 | 0 | 0 | 0 | 0 | 63.8553 | 0 | 2.6054 | 41.1447 | 0 | 0 | 0
8089 | 85.2327 | 0 | 85.2327 | 51.6603 | 2 | 9.1831 | 10 | 12.3893 | 0 | 12.3893 | 0 | 0 | 0 | 0 | 0 | 0 | 0 | 0 | 0 | 0 | 63.6603 | 0 | 2.557 | 41.3397 | 0 | 0 | 0
8090 | 85.9648 | 0 | 85.9648 | 51.9303 | 2 | 9.2221 | 10 | 12.8124 | 0 | 12.8124 | 0 | 0 | 0 | 0 | 0 | 0 | 0 | 0 | 0 | 0 | 63.9303 | 0 | 2.5789 | 41.0697 | 0 | 0 | 0
8091 | 86.2908 | 0 | 86.2908 | 52.0217 | 2 | 9.2353 | 10 | 13.0338 | 0 | 13.0338 | 0 | 0 | 0 | 0 | 0 | 0 | 0 | 0 | 0 | 0 | 64.0217 | 0 | 2.5887 | 40.9783 | 0 | 0 | 0
8092 | 86.313 | 0 | 86.313 | 51.5992 | 2 | 9.1743 | 10 | 13.5394 | 0 | 13.5394 | 0 | 0 | 0 | 0 | 0 | 0 | 0 | 0 | 0 | 0 | 63.5992 | 0 | 2.5894 | 41.4008 | 0 | 0 | 0
8093 | 87.9895 | 0 | 87.9895 | 53.7536 | 2 | 9.4851 | 10 | 12.7508 | 0 | 12.7508 | 0 | 0 | 0 | 0 | 0 | 0 | 0 | 0 | 0 | 0 | 65.7536 | 0 | 2.6397 | 39.2464 | 0 | 0 | 0
8094 | 89.2003 | 0 | 89.2003 | 55 | 2.9058 | 9.7956 | 10 | 11.4989 | 0 | 11.4989 | 0 | 0 | 0 | 0 | 0 | 0 | 0 | 0 | 0 | 0 | 67.9058 | 0 | 2.676 | 37.0942 | 0 | 0 | 0
8095 | 86.4469 | 0 | 86.4469 | 42.9 | 2 | 7.9047 | 9.8978 | 11.4393 | 12.3051 | 11.4393 | 12.3051 | 0 | 0 | 0 | 0 | 0 | 0 | 0 | 0 | 0 | 54.7978 | 0 | 2.5934 | 50.2022 | 0 | 0 | 0
8096 | 90.0629 | 0 | 90.0629 | 42.9 | 2 | 6.0637 | 4 | 11.2539 | 23.8453 | 11.2539 | 23.8453 | 0 | 0 | 0 | 0 | 0 | 0 | 0 | 0 | 0 | 48.9 | 0 | 2.7019 | 56.9654 | 0 | 0 | 0
8097 | 85.672 | 0 | 85.672 | 42.9 | 2 | 0 | 4 | 10.8876 | 38.629 | 10.8876 | 38.629 | 0 | 0 | 12 | 0 | 0.74453 | 0 | 12.7445 | 0 | 11.4864 | 48.9 | 0 | 2.5702 | 60.658 | 0 | 0 | 0
8098 | 85.2486 | 0 | 85.2486 | 42.9 | 2 | 7.1054e-15 | 4 | 10.566 | 46.6444 | 10.566 | 46.6444 | 0 | 0 | 12 | 0 | 8.8619 | 0 | 20.8619 | 0 | 30.4567 | 48.9 | 0 | 2.5575 | 59.6347 | 0 | 0 | 0
8099 | 86.7681 | 0 | 86.7681 | 42.9 | 2 | 7.1054e-15 | 4 | 10.6207 | 52.6061 | 10.0566 | 49.8116 | 0.56419 | 2.7945 | 12 | 0 | 10 | 0 | 22 | 0 | 50.4762 | 48.9 | 0 | 2.603 | 59.0678 | 0 | 0 | 0
8100 | 82.9679 | 0 | 82.9679 | 42.9 | 2 | 0 | 4 | 9.5052 | 51.1281 | 7.549 | 40.6056 | 1.9562 | 10.5225 | 12 | 0 | 2.0866 | 0 | 14.0866 | 0 | 63.2 | 48.9 | 0 | 2.489 | 58.9157 | 0 | 3.5527e-15 | 0
8101 | 84.8756 | 0 | 84.8756 | 42.9 | 2 | 0 | 4 | 8.7451 | 51.7874 | 5.9679 | 35.341 | 2.7772 | 16.4464 | 5.3333 | 0 | 0 | 0 | 5.3333 | 0 | 68 | 48.9 | 0 | 2.5463 | 69.1689 | 0 | 0 | -1.7764e-15
8102 | 84.18 | 0 | 84.18 | 42.9 | 2 | 7.1054e-15 | 4 | 10.6704 | 42.3899 | 7.0948 | 28.1852 | 3.5756 | 14.2048 | 0 | 0 | 0 | 0 | 0 | 0 | 68 | 48.9 | 0 | 2.5254 | 82.0231 | 0 | 1.4211e-14 | 0
8103 | 82.1878 | 0 | 82.1878 | 42.9 | 2 | 7.1054e-15 | 4 | 10.3935 | 37.7926 | 7.18 | 26.1078 | 3.2135 | 11.6847 | 0 | 0 | 0 | 0 | 0 | 0 | 68 | 48.9 | 0 | 2.4656 | 82.3865 | 0 | 0 | 0
8104 | 88.4731 | 0 | 88.4731 | 42.9 | 2 | 2.2638 | 4 | 11.4351 | 25.8742 | 11.4351 | 25.8742 | 0 | 0 | 0 | 0 | 0 | 0 | 0 | 0 | 68 | 48.9 | 0 | 2.6542 | 82.2863 | 0 | 0 | 0
8105 | 91.0277 | 0 | 91.0277 | 44.0257 | 2 | 8.6034 | 10 | 10.4784 | 12.3044 | 10.4784 | 12.3044 | 0 | 0 | 0 | 0 | 0 | 3.6157 | 0 | 3.6157 | 64.0783 | 56.0257 | 0 | 2.7308 | 67.3586 | 0 | 0 | 0
8106 | 94.5313 | 0 | 94.5313 | 42.9 | 2 | 10.4411 | 9.3079 | 11.7093 | 6.4124e-15 | 11.7093 | 6.4124e-15 | 0 | 0 | 0 | 8.173 | 0 | 10 | 0 | 18.173 | 44.1506 | 54.2079 | 0 | 2.8359 | 54.619 | 0 | 0 | 0
8107 | 100.5923 | 0 | 100.5923 | 45.7979 | 2 | 10.7643 | 10 | 15.2067 | 0 | 15.2067 | 0 | 0 | 0 | 0 | 12 | 0 | 4.8234 | 0 | 16.8234 | 25.5855 | 57.7979 | 0 | 3.0178 | 47.2021 | 0 | 1.4211e-14 | 0
8108 | 107.5653 | 0 | 107.5653 | 55 | 5.2407 | 11.8634 | 10 | 13.4611 | 0 | 13.4611 | 0 | 0 | 0 | 0 | 12 | 0 | 0 | 0 | 12 | 12.2522 | 70.2407 | 0 | 3.227 | 34.7593 | 0 | 0 | 0
8109 | 104.3669 | 0 | 104.3669 | 55 | 3.6517 | 11.4938 | 10 | 13.1944 | 0 | 13.1944 | 0 | 0 | 0 | 0 | 11.027 | 0 | 0 | 0 | 11.027 | 0 | 68.6517 | 0 | 3.131 | 36.3483 | 0 | 0 | 0
8110 | 98.9953 | 0 | 98.9953 | 55 | 9.9942 | 10.8181 | 10 | 13.1831 | 0 | 13.1831 | 0 | 0 | 0 | 0 | 0 | 0 | 0 | 0 | 0 | 0 | 74.9942 | 0 | 2.9699 | 30.0058 | 0 | 0 | -1.4211e-14
8111 | 94.379 | 0 | 94.379 | 55 | 7.0438 | 10.3925 | 10 | 11.9427 | 0 | 11.9427 | 0 | 0 | 0 | 0 | 0 | 0 | 0 | 0 | 0 | 0 | 72.0438 | 0 | 2.8314 | 32.9562 | 0 | 0 | 0
8112 | 87.1616 | 0 | 87.1616 | 53.9302 | 2 | 9.5106 | 10 | 11.7207 | 0 | 11.7207 | 0 | 0 | 0 | 0 | 0 | 0 | 0 | 0 | 0 | 0 | 65.9302 | 0 | 2.6148 | 39.0698 | 0 | 0 | 0
8113 | 89.6932 | 0 | 89.6932 | 54.7649 | 2 | 9.631 | 10 | 13.2973 | 0 | 13.2973 | 0 | 0 | 0 | 0 | 0 | 0 | 0 | 0 | 0 | 0 | 66.7649 | 0 | 2.6908 | 38.2351 | 0 | 0 | 0
8114 | 90.0773 | 0 | 90.0773 | 55 | 2.623 | 9.7548 | 10 | 12.6995 | 0 | 12.6995 | 0 | 0 | 0 | 0 | 0 | 0 | 0 | 0 | 0 | 0 | 67.623 | 0 | 2.7023 | 37.377 | 0 | 0 | 0
8115 | 87.2681 | 0 | 87.2681 | 53.9644 | 2 | 9.5155 | 10 | 11.7882 | 0 | 11.7882 | 0 | 0 | 0 | 0 | 0 | 0 | 0 | 0 | 0 | 0 | 65.9644 | 0 | 2.618 | 39.0356 | 0 | 0 | 0
8116 | 87.7792 | 0 | 87.7792 | 53.4279 | 2 | 9.4381 | 10 | 12.9132 | 0 | 12.9132 | 0 | 0 | 0 | 0 | 0 | 0 | 0 | 0 | 0 | 0 | 65.4279 | 0 | 2.6334 | 39.5721 | 0 | 0 | 0
8117 | 89.2564 | 0 | 89.2564 | 55 | 2.3307 | 9.7126 | 10 | 12.2131 | 0 | 12.2131 | 0 | 0 | 0 | 0 | 0 | 0 | 0 | 0 | 0 | 0 | 67.3307 | 0 | 2.6777 | 37.6693 | 0 | 1.4211e-14 | 0
8118 | 89.6296 | 0 | 89.6296 | 55 | 3.3488 | 9.8595 | 10 | 11.4214 | 0 | 11.4214 | 0 | 0 | 0 | 0 | 0 | 0 | 0 | 0 | 0 | 0 | 68.3488 | 0 | 2.6889 | 36.6512 | 0 | 0 | 0
8119 | 87.9378 | 0 | 87.9378 | 44.5591 | 2 | 8.1588 | 10 | 11.1429 | 12.0771 | 11.1429 | 12.0771 | 0 | 0 | 0 | 0 | 0 | 0 | 0 | 0 | 0 | 56.5591 | 0 | 2.6381 | 48.4409 | 0 | 0 | 0
8120 | 90.2992 | 0 | 90.2992 | 42.9 | 2 | 5.8715 | 4 | 10.867 | 24.6608 | 10.867 | 24.6608 | 0 | 0 | 0 | 0 | 0 | 0 | 0 | 0 | 0 | 48.9 | 0 | 2.709 | 57.1334 | 0 | 0 | 0
8121 | 87.5565 | 0 | 87.5565 | 42.9 | 2 | 0 | 4 | 8.3902 | 34.7895 | 8.3902 | 34.7895 | 0 | 0 | 4.5232 | 0 | 0 | 0 | 4.5232 | 0 | 4.0708 | 48.9 | 0 | 2.6267 | 61.6944 | 0 | 0 | 0
8122 | 89.3221 | 0 | 89.3221 | 42.9 | 2 | 0 | 4 | 7.9648 | 43.9607 | 7.9648 | 43.9607 | 0 | 0 | 11.5033 | 0 | 0 | 0 | 11.5033 | 0 | 14.4238 | 48.9 | 0 | 2.6797 | 60.8145 | 0 | 0 | 0
8123 | 88.5162 | 0 | 88.5162 | 42.9 | 2 | 7.1054e-15 | 4 | 7.5894 | 44.1545 | 7.5894 | 44.1545 | 0 | 0 | 12 | 0 | 0.12776 | 0 | 12.1278 | 0 | 25.3416 | 48.9 | 0 | 2.6555 | 60.7358 | 0 | 0 | 0
8124 | 86.5012 | 0 | 86.5012 | 42.9 | 2 | 0 | 4 | 10.3824 | 50.6073 | 10.146 | 49.4552 | 0.23636 | 1.1521 | 12 | 0 | 10 | 0 | 22 | 0 | 45.3611 | 48.9 | 0 | 2.595 | 59.3162 | 0 | 0 | 0
8125 | 87.9065 | 0 | 87.9065 | 42.9 | 2 | 0 | 4 | 8.9333 | 48.9445 | 8.9333 | 48.9445 | 0 | 0 | 12 | 0 | 6.8713 | 0 | 18.8713 | 0 | 62.4962 | 48.9 | 0 | 2.6372 | 59.8856 | 0 | 0 | 0
8126 | 87.7298 | 0 | 87.7298 | 42.9 | 2 | 7.1054e-15 | 4 | 7.9564 | 43.1589 | 6.9782 | 37.8525 | 0.97826 | 5.3065 | 1.3069 | 0 | 4.694 | 0 | 6.0009 | 0 | 68 | 48.9 | 0 | 2.6319 | 60.7159 | 0 | 0 | 0
8127 | 84.4724 | 0 | 84.4724 | 42.9 | 2 | 0 | 4 | 8.7294 | 35.7209 | 6.9859 | 28.5865 | 1.7435 | 7.1344 | 0 | 0 | 0 | 0 | 0 | 0 | 68 | 48.9 | 0 | 2.5342 | 83.1455 | 0 | 0 | 0
8128 | 89.3177 | 0 | 89.3177 | 42.9 | 2 | 7.0721 | 4.1258 | 10.998 | 22.2217 | 10.998 | 22.2217 | 0 | 0 | 0 | 0 | 0 | 0 | 0 | 0 | 68 | 49.0258 | 0 | 2.6795 | 77.9742 | 0 | 1.4211e-14 | 0
8129 | 91.958 | 0 | 91.958 | 43.5283 | 2 | 8.6637 | 10 | 10.4607 | 12.7745 | 10.4607 | 12.7745 | 0 | 0 | 0 | 0 | 0 | 4.5309 | 0 | 4.5309 | 63.0856 | 55.5283 | 0 | 2.7587 | 66.9408 | 0 | 0 | -1.4211e-14
8130 | 96.8309 | 0 | 96.8309 | 42.9 | 2 | 10.7519 | 8.5677 | 11.5439 | 6.0814e-15 | 11.5439 | 6.0814e-15 | 0 | 0 | 0 | 11.0675 | 0 | 10 | 0 | 21.0675 | 39.9418 | 53.4677 | 0 | 2.9049 | 52.4648 | 0 | 0 | 0
8131 | 104.7631 | 0 | 104.7631 | 54.2742 | 2 | 11.855 | 10 | 10.7256 | 0 | 10.7256 | 0 | 0 | 0 | 0 | 12 | 0 | 3.9082 | 0 | 15.9082 | 22.3694 | 66.2742 | 0 | 3.1429 | 38.7258 | 0 | 0 | -1.4211e-14
8132 | 108.6955 | 0 | 108.6955 | 55 | 8.35 | 12.3119 | 10 | 11.0336 | 0 | 11.0336 | 0 | 0 | 0 | 0 | 12 | 0 | 0 | 0 | 12 | 9.0361 | 73.35 | 0 | 3.2609 | 31.65 | 0 | 0 | 0
8133 | 105.3512 | 0 | 105.3512 | 55 | 8.0692 | 11.7135 | 10 | 12.4361 | 0 | 12.4361 | 0 | 0 | 0 | 0 | 8.1325 | 0 | 0 | 0 | 8.1325 | 0 | 73.0692 | 0 | 3.1605 | 31.9308 | 0 | 0 | 0
8134 | 101.8424 | 0 | 101.8424 | 55 | 15.1414 | 11.5606 | 10 | 10.1404 | 0 | 10.1404 | 0 | 0 | 0 | 0 | 0 | 0 | 0 | 0 | 0 | 0 | 80.1414 | 0 | 3.0553 | 24.8586 | 0 | 0 | 0
8135 | 95.8793 | 0 | 95.8793 | 55 | 8.3657 | 10.5832 | 10 | 11.9304 | 0 | 11.9304 | 0 | 0 | 0 | 0 | 0 | 0 | 0 | 0 | 0 | 0 | 73.3657 | 0 | 2.8764 | 31.6343 | 0 | 0 | 0
8136 | 86.3621 | 0 | 86.3621 | 49.827 | 2 | 8.9187 | 10 | 15.6164 | 0 | 15.6164 | 0 | 0 | 0 | 0 | 0 | 0 | 0 | 0 | 0 | 0 | 61.827 | 0 | 2.5909 | 43.173 | 0 | 0 | 0
8137 | 89.0945 | 0 | 89.0945 | 53.2656 | 2 | 9.4147 | 10 | 14.4142 | 0 | 14.4142 | 0 | 0 | 0 | 0 | 0 | 0 | 0 | 0 | 0 | 0 | 65.2656 | 0 | 2.6728 | 39.7344 | 0 | 0 | 0
8138 | 90.3867 | 0 | 90.3867 | 54.7558 | 2 | 9.6297 | 10 | 14.0012 | 0 | 14.0012 | 0 | 0 | 0 | 0 | 0 | 0 | 0 | 0 | 0 | 0 | 66.7558 | 0 | 2.7116 | 38.2442 | 0 | 0 | 0
8139 | 91.7193 | 0 | 91.7193 | 55 | 2.684 | 9.7636 | 10 | 14.2717 | 0 | 14.2717 | 0 | 0 | 0 | 0 | 0 | 0 | 0 | 0 | 0 | 0 | 67.684 | 0 | 2.7516 | 37.316 | 0 | 0 | 0
8140 | 90.983 | 0 | 90.983 | 55 | 3.9216 | 9.9421 | 10 | 12.1193 | 0 | 12.1193 | 0 | 0 | 0 | 0 | 0 | 0 | 0 | 0 | 0 | 0 | 68.9216 | 0 | 2.7295 | 36.0784 | 0 | 0 | 0
8141 | 92.4691 | 0 | 92.4691 | 55 | 3.4124 | 9.8687 | 10 | 14.188 | 0 | 14.188 | 0 | 0 | 0 | 0 | 0 | 0 | 0 | 0 | 0 | 0 | 68.4124 | 0 | 2.7741 | 36.5876 | 0 | 0 | 0
8142 | 91.9505 | 0 | 91.9505 | 55 | 4.8873 | 10.0814 | 10 | 11.9817 | 0 | 11.9817 | 0 | 0 | 0 | 0 | 0 | 0 | 0 | 0 | 0 | 0 | 69.8873 | 0 | 2.7585 | 35.1127 | 0 | 0 | 0
8143 | 88.1652 | 0 | 88.1652 | 42.9 | 2 | 7.6671 | 8.2505 | 14.4808 | 12.8669 | 14.4808 | 12.8669 | 0 | 0 | 0 | 0 | 0 | 0 | 0 | 0 | 0 | 53.1505 | 0 | 2.645 | 51.8495 | 0 | 1.4211e-14 | 0
8144 | 89.3546 | 0 | 89.3546 | 42.9 | 2 | 4.1865 | 4 | 12.7208 | 23.5473 | 12.7208 | 23.5473 | 0 | 0 | 0 | 0 | 0 | 0 | 0 | 0 | 0 | 48.9 | 0 | 2.6806 | 58.606 | 0 | 0 | 0
8145 | 87.99 | 0 | 87.99 | 42.9 | 2 | 7.1054e-15 | 4 | 11.9708 | 35.399 | 11.9708 | 35.399 | 0 | 0 | 8.2798 | 0 | 0 | 0 | 8.2798 | 0 | 7.4518 | 48.9 | 0 | 2.6397 | 61.2209 | 0 | 0 | 0
8146 | 89.0217 | 0 | 89.0217 | 42.9 | 2 | 0 | 4 | 12.0323 | 43.0231 | 12.0323 | 43.0231 | 0 | 0 | 12 | 0 | 2.9338 | 0 | 14.9338 | 0 | 20.9566 | 48.9 | 0 | 2.6706 | 60.382 | 0 | 0 | 0
8147 | 86.0165 | 0 | 86.0165 | 42.9 | 2 | 0 | 4 | 12.186 | 49.6317 | 11.6535 | 47.463 | 0.53248 | 2.1687 | 12 | 0 | 10 | 0 | 22 | 0 | 40.9762 | 48.9 | 0 | 2.5805 | 59.1507 | 0 | 1.4211e-14 | 0
8148 | 88.5721 | 0 | 88.5721 | 42.9 | 2 | 0 | 4 | 12.1715 | 48.1367 | 12.1715 | 48.1367 | 0 | 0 | 12 | 0 | 8.6361 | 0 | 20.6361 | 0 | 59.7383 | 48.9 | 0 | 2.6572 | 59.6631 | 0 | 0 | 0
8149 | 85.6217 | 0 | 85.6217 | 42.9 | 2 | 1.4211e-14 | 4 | 11.2789 | 46.5204 | 8.9566 | 36.9418 | 2.3223 | 9.5786 | 9.0536 | 0 | 0.12312 | 0 | 9.1767 | 0 | 68 | 48.9 | 0 | 2.5687 | 59.6075 | 0 | 3.5527e-15 | 0
8150 | 84.9235 | 0 | 84.9235 | 42.9 | 2 | 0 | 4 | 11.1045 | 39.3943 | 7.9214 | 28.1021 | 3.1831 | 11.2923 | 0 | 0 | 0 | 0 | 0 | 0 | 68 | 48.9 | 0 | 2.5477 | 82.4398 | 0 | 1.4211e-14 | 0
8151 | 83.378 | 0 | 83.378 | 42.9 | 2 | 0 | 4 | 11.651 | 35.8276 | 8.4607 | 26.0173 | 3.1903 | 9.8104 | 0 | 0 | 0 | 0 | 0 | 0 | 68 | 48.9 | 0 | 2.5013 | 82.6257 | 0 | 1.4211e-14 | 0
8152 | 89.9319 | 0 | 89.9319 | 42.9 | 2 | 1.9606 | 4 | 13.1653 | 25.9059 | 13.1653 | 25.9059 | 0 | 0 | 0 | 0 | 0 | 0 | 0 | 0 | 68 | 48.9 | 0 | 2.698 | 82.5512 | 0 | 0 | 0
8153 | 94.9671 | 0 | 94.9671 | 42.9 | 2 | 8.7469 | 8.5989 | 12.9737 | 12.6101 | 12.9737 | 12.6101 | 0 | 0 | 0 | 0 | 0 | 7.1375 | 0 | 7.1375 | 60.2583 | 53.4989 | 0 | 2.849 | 66.3636 | 0 | 0 | 0
8154 | 97.8617 | 0 | 97.8617 | 42.9 | 2 | 10.775 | 7.7958 | 12.3909 | 5.7539e-15 | 12.3909 | 5.7539e-15 | 0 | 0 | 0 | 12 | 0 | 10 | 0 | 22 | 36.0784 | 52.6958 | 0 | 2.9359 | 52.3042 | 0 | 0 | 0
8155 | 101.8791 | 0 | 101.8791 | 51.8063 | 2 | 11.123 | 10 | 13.6483 | 0 | 13.6483 | 0 | 0 | 0 | 0 | 12 | 0 | 1.3016 | 0 | 13.3016 | 21.3333 | 63.8063 | 0 | 3.0564 | 41.1937 | 0 | 1.4211e-14 | 0
8156 | 107.2566 | 0 | 107.2566 | 55 | 4.3981 | 11.7419 | 10 | 14.1166 | 0 | 14.1166 | 0 | 0 | 0 | 0 | 12 | 0 | 0 | 0 | 12 | 8 | 69.3981 | 0 | 3.2177 | 35.6019 | 0 | 0 | 0
8157 | 103.4 | 0 | 103.4 | 55 | 6.6382 | 11.3726 | 10 | 13.1892 | 0 | 13.1892 | 0 | 0 | 0 | 0 | 7.2 | 0 | 0 | 0 | 7.2 | 0 | 71.6382 | 0 | 3.102 | 33.3618 | 0 | 0 | 0
8158 | 100.045 | 0 | 100.045 | 55 | 8.7119 | 10.6331 | 10 | 15.7 | 0 | 15.7 | 0 | 0 | 0 | 0 | 0 | 0 | 0 | 0 | 0 | 0 | 73.7119 | 0 | 3.0014 | 31.2881 | 0 | 0 | 0
8159 | 95.2981 | 0 | 95.2981 | 55 | 5.3978 | 10.155 | 10 | 14.7452 | 0 | 14.7452 | 0 | 0 | 0 | 0 | 0 | 0 | 0 | 0 | 0 | 0 | 70.3978 | 0 | 2.8589 | 34.6022 | 0 | 0 | 0
8160 | 83.4846 | 0 | 83.4846 | 44.8521 | 2 | 8.201 | 10 | 18.4315 | 0 | 18.4315 | 0 | 0 | 0 | 0 | 0 | 0 | 0 | 0 | 0 | 0 | 56.8521 | 0 | 2.5045 | 48.1479 | 0 | 0 | 0
8161 | 88.7639 | 0 | 88.7639 | 50.6851 | 2 | 9.0425 | 10 | 17.0364 | 0 | 17.0364 | 0 | 0 | 0 | 0 | 0 | 0 | 0 | 0 | 0 | 0 | 62.6851 | 0 | 2.6629 | 42.3149 | 0 | 1.4211e-14 | 0
8162 | 86.0302 | 0 | 86.0302 | 49.0009 | 2 | 8.7995 | 10 | 16.2298 | 0 | 16.2298 | 0 | 0 | 0 | 0 | 0 | 0 | 0 | 0 | 0 | 0 | 61.0009 | 0 | 2.5809 | 43.9991 | 0 | 0 | 0
8163 | 89.4362 | 0 | 89.4362 | 51.4738 | 2 | 9.1562 | 10 | 16.8062 | 0 | 16.8062 | 0 | 0 | 0 | 0 | 0 | 0 | 0 | 0 | 0 | 0 | 63.4738 | 0 | 2.6831 | 41.5262 | 0 | 0 | 0
8164 | 90.7296 | 0 | 90.7296 | 53.6999 | 2 | 9.4774 | 10 | 15.5523 | 0 | 15.5523 | 0 | 0 | 0 | 0 | 0 | 0 | 0 | 0 | 0 | 0 | 65.6999 | 0 | 2.7219 | 39.3001 | 0 | 0 | 0
8165 | 88.8199 | 0 | 88.8199 | 51.7523 | 2 | 9.1964 | 10 | 15.8713 | 0 | 15.8713 | 0 | 0 | 0 | 0 | 0 | 0 | 0 | 0 | 0 | 0 | 63.7523 | 0 | 2.6646 | 41.2477 | 0 | 0 | 0
8166 | 87.1021 | 0 | 87.1021 | 50.7464 | 2 | 9.0513 | 10 | 15.3045 | 0 | 15.3045 | 0 | 0 | 0 | 0 | 0 | 0 | 0 | 0 | 0 | 0 | 62.7464 | 0 | 2.6131 | 42.2536 | 0 | 0 | 0
8167 | 88.6952 | 0 | 88.6952 | 42.9 | 2 | 7.898 | 9.8515 | 15.6385 | 10.4072 | 15.6385 | 10.4072 | 0 | 0 | 0 | 0 | 0 | 0 | 0 | 0 | 0 | 54.7515 | 0 | 2.6609 | 50.2485 | 0 | 0 | -1.4211e-14
8168 | 87.1343 | 0 | 87.1343 | 42.9 | 2 | 1.1079 | 4 | 15.3773 | 21.7491 | 15.3773 | 21.7491 | 0 | 0 | 0 | 0 | 0 | 0 | 0 | 0 | 0 | 48.9 | 0 | 2.614 | 61.2964 | 0 | 0 | 0
8169 | 86.6749 | 0 | 86.6749 | 42.9 | 2 | 0 | 4 | 16.0103 | 27.8783 | 16.0103 | 27.8783 | 0 | 0 | 6.1137 | 0 | 0 | 0 | 6.1137 | 0 | 5.5023 | 48.9 | 0 | 2.6002 | 61.4939 | 0 | 0 | 0
8170 | 86.996 | 0 | 86.996 | 42.9 | 2 | 0 | 4 | 13.5757 | 35.4199 | 13.5757 | 35.4199 | 0 | 0 | 10.8996 | 0 | 0 | 0 | 10.8996 | 0 | 15.312 | 48.9 | 0 | 2.6099 | 60.8906 | 0 | 0 | 0
8171 | 84.9625 | 0 | 84.9625 | 42.9 | 2 | 0 | 4 | 13.7789 | 40.8002 | 13.7789 | 40.8002 | 0 | 0 | 12 | 0 | 6.5166 | 0 | 18.5166 | 0 | 32.12 | 48.9 | 0 | 2.5489 | 59.9303 | 0 | 0 | 0
8172 | 83.8018 | 0 | 83.8018 | 42.9 | 2 | 0 | 4 | 13.4913 | 45.5641 | 12.9993 | 43.9025 | 0.492 | 1.6616 | 12 | 0 | 10 | 0 | 22 | 0 | 52.1395 | 48.9 | 0 | 2.5141 | 59.2197 | 0 | 1.4211e-14 | 0
8173 | 83.6602 | 0 | 83.6602 | 42.9 | 2 | 1.4211e-14 | 4 | 13.914 | 40.0744 | 13.3852 | 38.5514 | 0.5288 | 1.523 | 12 | 0 | 5.1765 | 0 | 17.1765 | 0 | 67.712 | 48.9 | 0 | 2.5098 | 59.8406 | 0 | 3.5527e-15 | 0
8174 | 82.4764 | 0 | 82.4764 | 42.9 | 2 | 0 | 4 | 10.8958 | 37.5237 | 7.6277 | 26.2687 | 3.2681 | 11.2549 | 0.32004 | 0 | 0 | 0 | 0.32004 | 0 | 68 | 48.9 | 0 | 2.4743 | 70.3934 | 0 | 4.7184e-15 | 0
8175 | 84.2564 | 0 | 84.2564 | 42.9 | 2 | 7.1054e-15 | 4 | 14.6508 | 31.7833 | 11.1556 | 24.2008 | 3.4952 | 7.5825 | 0 | 0 | 0 | 0 | 0 | 0 | 68 | 48.9 | 0 | 2.5277 | 82.8681 | 0 | 0 | 0
8176 | 89.3406 | 0 | 89.3406 | 42.9 | 2 | 4.4064 | 4 | 16.002 | 20.0322 | 16.002 | 20.0322 | 0 | 0 | 0 | 0 | 0 | 0 | 0 | 0 | 68 | 48.9 | 0 | 2.6802 | 80.4138 | 0 | 0 | 0
8177 | 90.2716 | 0 | 90.2716 | 42.9 | 2 | 5.8822 | 4 | 16.5552 | 11.3723 | 16.5552 | 11.3723 | 0 | 0 | 0 | 0 | 0 | 7.5619 | 0 | 7.5619 | 59.798 | 48.9 | 0 | 2.7081 | 72.5154 | 0 | 0 | 0
8178 | 99.222 | 0 | 99.222 | 42.9 | 2 | 10.6365 | 6.8351 | 14.8505 | 5.435e-15 | 14.8505 | 5.435e-15 | 0 | 0 | 0 | 12 | 0 | 10 | 0 | 22 | 35.6182 | 51.7351 | 0 | 2.9767 | 53.2649 | 0 | 0 | 0
8179 | 104.4543 | 0 | 104.4543 | 50.3622 | 2 | 10.8535 | 10 | 18.3614 | 0 | 18.3614 | 0 | 0 | 0 | 0 | 12 | 0 | 0.87723 | 0 | 12.8772 | 21.3333 | 62.3622 | 0 | 3.1336 | 42.6378 | 0 | 0 | 0
8180 | 109.9185 | 0 | 109.9185 | 55 | 4.3722 | 11.7381 | 10 | 16.8082 | 0 | 16.8082 | 0 | 0 | 0 | 0 | 12 | 0 | 0 | 0 | 12 | 8 | 69.3722 | 0 | 3.2976 | 35.6278 | 0 | 0 | 0
8181 | 102.2295 | 0 | 102.2295 | 55 | 2.2303 | 10.7367 | 10 | 17.0625 | 0 | 17.0625 | 0 | 0 | 0 | 0 | 7.2 | 0 | 0 | 0 | 7.2 | 0 | 67.2303 | 0 | 3.0669 | 37.7697 | 0 | 0 | 0
8182 | 101.0423 | 0 | 101.0423 | 55 | 8.4232 | 10.5915 | 10 | 17.0277 | 0 | 17.0277 | 0 | 0 | 0 | 0 | 0 | 0 | 0 | 0 | 0 | 0 | 73.4232 | 0 | 3.0313 | 31.5768 | 0 | 0 | 0
8183 | 96.5663 | 0 | 96.5663 | 55 | 5.9107 | 10.229 | 10 | 15.4265 | 0 | 15.4265 | 0 | 0 | 0 | 0 | 0 | 0 | 0 | 0 | 0 | 0 | 70.9107 | 0 | 2.897 | 34.0893 | 0 | 0 | 0
8184 | 76.1215 | 0 | 76.1215 | 42.9 | 2 | 7.4189 | 6.5303 | 17.2723 | 0 | 17.2723 | 0 | 0 | 0 | 0 | 0 | 0 | 0 | 0 | 0 | 0 | 51.4303 | 0 | 2.2836 | 53.5697 | 0 | 0 | 0
8185 | 77.2885 | 0 | 77.2885 | 42.9 | 2 | 7.4874 | 7.005 | 17.8961 | 0 | 17.8961 | 0 | 0 | 0 | 0 | 0 | 0 | 0 | 0 | 0 | 0 | 51.905 | 0 | 2.3187 | 53.095 | 0 | 0 | 0
8186 | 80.3547 | 0 | 80.3547 | 45.1369 | 2 | 8.2421 | 10 | 14.9757 | 0 | 14.9757 | 0 | 0 | 0 | 0 | 0 | 0 | 0 | 0 | 0 | 0 | 57.1369 | 0 | 2.4106 | 47.8631 | 0 | 0 | 0
8187 | 82.3528 | 0 | 82.3528 | 46.2871 | 2 | 8.408 | 10 | 15.6577 | 0 | 15.6577 | 0 | 0 | 0 | 0 | 0 | 0 | 0 | 0 | 0 | 0 | 58.2871 | 0 | 2.4706 | 46.7129 | 0 | 0 | 0
8188 | 78.9091 | 0 | 78.9091 | 44.117 | 2 | 8.095 | 10 | 14.697 | 0 | 14.697 | 0 | 0 | 0 | 0 | 0 | 0 | 0 | 0 | 0 | 0 | 56.117 | 0 | 2.3673 | 48.883 | 0 | 0 | 0
8189 | 83.1709 | 0 | 83.1709 | 47.5574 | 2 | 8.5913 | 10 | 15.0222 | 0 | 15.0222 | 0 | 0 | 0 | 0 | 0 | 0 | 0 | 0 | 0 | 0 | 59.5574 | 0 | 2.4951 | 45.4426 | 0 | 0 | 0
8190 | 83.9233 | 0 | 83.9233 | 47.0551 | 2 | 8.5188 | 10 | 16.3493 | 0 | 16.3493 | 0 | 0 | 0 | 0 | 0 | 0 | 0 | 0 | 0 | 0 | 59.0551 | 0 | 2.5177 | 45.9449 | 0 | 0 | 0
8191 | 82.6852 | 0 | 82.6852 | 42.9 | 2 | 7.0567 | 4.019 | 14.5141 | 12.1953 | 14.5141 | 12.1953 | 0 | 0 | 0 | 0 | 0 | 0 | 0 | 0 | 0 | 48.919 | 0 | 2.4806 | 56.081 | 0 | 0 | 0
8192 | 81.5174 | 0 | 81.5174 | 42.9 | 2 | 7.1054e-15 | 4 | 13.099 | 24.6638 | 13.099 | 24.6638 | 0 | 0 | 5.1454 | 0 | 0 | 0 | 5.1454 | 0 | 4.6308 | 48.9 | 0 | 2.4455 | 61.616 | 0 | 0 | 0
8193 | 81.8422 | 0 | 81.8422 | 42.9 | 2 | 0 | 4 | 13.8118 | 37.012 | 13.8118 | 37.012 | 0 | 0 | 12 | 0 | 5.8816 | 0 | 17.8816 | 0 | 20.8534 | 48.9 | 0 | 2.4553 | 60.0104 | 0 | 0 | 0
8194 | 81.1015 | 0 | 81.1015 | 42.9 | 2 | 0 | 4 | 13.4745 | 44.2624 | 12.6494 | 41.5521 | 0.82509 | 2.7103 | 12 | 0 | 10 | 0 | 22 | 0 | 40.873 | 48.9 | 0 | 2.433 | 59.0455 | 0 | 0 | -1.4211e-14
8195 | 78.2398 | 0 | 78.2398 | 42.9 | 2 | 0 | 4 | 13.1316 | 46.3285 | 10.4132 | 36.738 | 2.7184 | 9.5905 | 12 | 0 | 5.8114 | 0 | 17.8114 | 0 | 57.0308 | 48.9 | 0 | 2.3472 | 58.4675 | 0 | 3.5527e-15 | 0
8196 | 78.4032 | 0 | 78.4032 | 42.9 | 2 | 0 | 4 | 13.5876 | 51.5051 | 8.6635 | 32.8398 | 4.9241 | 18.6653 | 12 | 0 | 0 | 0 | 12 | 0 | 67.8308 | 48.9 | 0 | 2.3521 | 67.778 | 0 | 0 | 0
8197 | 77.4675 | 0 | 77.4675 | 42.9 | 2 | 0 | 4 | 14.6191 | 41.959 | 7.4301 | 21.3254 | 7.189 | 20.6336 | 0.18796 | 0 | 0 | 0 | 0.18796 | 0 | 68 | 48.9 | 0 | 2.324 | 68.7335 | 0 | 1.2629e-14 | 0
8198 | 74.6329 | 0 | 74.6329 | 42.9 | 2 | 7.1054e-15 | 4 | 15.1624 | 45.3658 | 6.4461 | 19.2868 | 8.7163 | 26.079 | 0 | 0 | 0 | 0 | 0 | 0 | 68 | 48.9 | 0 | 2.239 | 79.8781 | 0 | 0 | 0
8199 | 77.2836 | 0 | 77.2836 | 42.9 | 2 | 7.1054e-15 | 4 | 14.3115 | 37.4851 | 7.8424 | 20.5412 | 6.469 | 16.9439 | 0 | 0 | 0 | 0 | 0 | 0 | 68 | 48.9 | 0 | 2.3185 | 81.3131 | 0 | 0 | 0
8200 | 80.821 | 0 | 80.821 | 42.9 | 2 | 0 | 4 | 14.6494 | 24.5737 | 11.9221 | 19.9989 | 2.7272 | 4.5748 | 0 | 0 | 0 | 0 | 0 | 0 | 68 | 48.9 | 0 | 2.4246 | 83.3441 | 0 | 0 | 0
8201 | 87.4119 | 0 | 87.4119 | 42.9 | 2 | 2.3732 | 4 | 14.8081 | 12.205 | 14.8081 | 12.205 | 0 | 0 | 0 | 0 | 0 | 9.1256 | 0 | 9.1256 | 58.1019 | 48.9 | 0 | 2.6224 | 74.2155 | 0 | 0 | 0
8202 | 88.1926 | 0 | 88.1926 | 42.9 | 2 | 2.3507 | 4 | 16.0527 | 6.6408e-15 | 16.0527 | 6.6408e-15 | 0 | 0 | 0 | 11.5757 | 0 | 9.3135 | 0 | 20.8892 | 35.1381 | 48.9 | 0 | 2.6458 | 63.2681 | 0 | 0 | 0
8203 | 94.723 | 0 | 94.723 | 44.8236 | 2 | 9.928 | 10 | 15.9714 | 0 | 15.9714 | 0 | 0 | 0 | 0 | 12 | 0 | 0 | 0 | 12 | 21.8048 | 56.8236 | 0 | 2.8417 | 48.1764 | 0 | 0 | 0
8204 | 101.9938 | 0 | 101.9938 | 50.1534 | 2 | 10.6968 | 10 | 17.1437 | 0 | 17.1437 | 0 | 0 | 0 | 0 | 12 | 0 | 0 | 0 | 12 | 8.4715 | 62.1534 | 0 | 3.0598 | 42.8466 | 0 | 0 | 0
8205 | 98.2654 | 0 | 98.2654 | 51.6134 | 2 | 10.2762 | 10 | 16.7515 | 0 | 16.7515 | 0 | 0 | 0 | 0 | 7.6243 | 0 | 0 | 0 | 7.6243 | 0 | 63.6134 | 0 | 2.948 | 41.3866 | 0 | 0 | -1.4211e-14
8206 | 92.6064 | 0 | 92.6064 | 54.4635 | 2 | 9.5875 | 10 | 16.5553 | 0 | 16.5553 | 0 | 0 | 0 | 0 | 0 | 0 | 0 | 0 | 0 | 0 | 66.4635 | 0 | 2.7782 | 38.5365 | 0 | 0 | 0
8207 | 88.5166 | 0 | 88.5166 | 51.2996 | 2 | 9.1311 | 10 | 16.0858 | 0 | 16.0858 | 0 | 0 | 0 | 0 | 0 | 0 | 0 | 0 | 0 | 0 | 63.2996 | 0 | 2.6555 | 41.7004 | 0 | 0 | 0
8208 | 79.6761 | 0 | 79.6761 | 42.9 | 2 | 7.519 | 7.2238 | 20.0333 | 0 | 20.0333 | 0 | 0 | 0 | 0 | 0 | 0 | 0 | 0 | 0 | 0 | 52.1238 | 0 | 2.3903 | 52.8762 | 0 | 0 | 0
8209 | 78.7927 | 0 | 78.7927 | 42.9 | 2 | 7.561 | 7.5149 | 18.8169 | 0 | 18.8169 | 0 | 0 | 0 | 0 | 0 | 0 | 0 | 0 | 0 | 0 | 52.4149 | 0 | 2.3638 | 52.5851 | 0 | 0 | 0
8210 | 84.0727 | 0 | 84.0727 | 45.5058 | 2 | 8.2953 | 10 | 18.2716 | 0 | 18.2716 | 0 | 0 | 0 | 0 | 0 | 0 | 0 | 0 | 0 | 0 | 57.5058 | 0 | 2.5222 | 47.4942 | 0 | 0 | 0
8211 | 83.629 | 0 | 83.629 | 45.1588 | 2 | 8.2453 | 10 | 18.2249 | 0 | 18.2249 | 0 | 0 | 0 | 0 | 0 | 0 | 0 | 0 | 0 | 0 | 57.1588 | 0 | 2.5089 | 47.8412 | 0 | 0 | 0
8212 | 80.5846 | 0 | 80.5846 | 44.8016 | 2 | 8.1938 | 10 | 15.5892 | 0 | 15.5892 | 0 | 0 | 0 | 0 | 0 | 0 | 0 | 0 | 0 | 0 | 56.8016 | 0 | 2.4175 | 48.1984 | 0 | 0 | 0
8213 | 82.9303 | 0 | 82.9303 | 44.6143 | 2 | 8.1667 | 10 | 18.1493 | 0 | 18.1493 | 0 | 0 | 0 | 0 | 0 | 0 | 0 | 0 | 0 | 0 | 56.6143 | 0 | 2.4879 | 48.3857 | 0 | 0 | 0
8214 | 85.4717 | 0 | 85.4717 | 46.0341 | 2 | 8.3716 | 10 | 19.0661 | 0 | 19.0661 | 0 | 0 | 0 | 0 | 0 | 0 | 0 | 0 | 0 | 0 | 58.0341 | 0 | 2.5642 | 46.9659 | 0 | 0 | 0
8215 | 81.4031 | 0 | 81.4031 | 42.9 | 2 | 1.9197 | 4 | 17.9689 | 12.6146 | 17.9689 | 12.6146 | 0 | 0 | 0 | 0 | 0 | 0 | 0 | 0 | 0 | 48.9 | 0 | 2.4421 | 60.587 | 0 | 0 | 0
8216 | 82.6155 | 0 | 82.6155 | 42.9 | 2 | 0 | 4 | 17.4628 | 26.389 | 17.4628 | 26.389 | 0 | 0 | 10.1363 | 0 | 0 | 0 | 10.1363 | 0 | 9.1227 | 48.9 | 0 | 2.4785 | 60.9868 | 0 | 0 | 0
8217 | 81.0131 | 0 | 81.0131 | 42.9 | 2 | 0 | 4 | 15.2434 | 36.4442 | 15.2434 | 36.4442 | 0 | 0 | 12 | 0 | 7.5745 | 0 | 19.5745 | 0 | 26.906 | 48.9 | 0 | 2.4304 | 59.797 | 0 | 0 | 0
8218 | 80.5568 | 0 | 80.5568 | 42.9 | 2 | 0 | 4 | 13.8679 | 46.2917 | 12.3689 | 41.2879 | 1.499 | 5.0038 | 12 | 0 | 10 | 0 | 22 | 0 | 46.9256 | 48.9 | 0 | 2.4167 | 58.6714 | 0 | 0 | 0
8219 | 83.0034 | 0 | 83.0034 | 42.9 | 2 | 1.4211e-14 | 4 | 16.8207 | 53.8899 | 11.9468 | 38.2751 | 4.8739 | 15.6148 | 12 | 0 | 4.1185 | 0 | 16.1185 | 0 | 61.5227 | 48.9 | 0 | 2.4901 | 57.6497 | 0 | 3.5527e-15 | 0
8220 | 79.8684 | 0 | 79.8684 | 42.9 | 2 | 0 | 4 | 17.0051 | 48.5023 | 9.9074 | 28.258 | 7.0977 | 20.2442 | 7.197 | 0 | 0 | 0 | 7.197 | 0 | 68 | 48.9 | 0 | 2.3961 | 67.9105 | 0 | 7.9936e-15 | 0
8221 | 78.9554 | 0 | 78.9554 | 42.9 | 2 | 0 | 4 | 15.6962 | 51.9758 | 6.9712 | 23.0842 | 8.725 | 28.8916 | 0 | 0 | 0 | 0 | 0 | 0 | 68 | 48.9 | 0 | 2.3687 | 79.5225 | 0 | 1.4211e-14 | 0
8222 | 80.3271 | 0 | 80.3271 | 42.9 | 2 | 0 | 4 | 16.3845 | 48.5234 | 7.933 | 23.494 | 8.4515 | 25.0294 | 0 | 0 | 0 | 0 | 0 | 0 | 68 | 48.9 | 0 | 2.4098 | 80.0438 | 0 | 1.4211e-14 | 0
8223 | 77.0354 | 0 | 77.0354 | 42.9 | 2 | 0 | 4 | 14.4311 | 38.021 | 7.7409 | 20.3945 | 6.6903 | 17.6265 | 0 | 0 | 0 | 0 | 0 | 0 | 68 | 48.9 | 0 | 2.3111 | 81.1991 | 0 | 1.4211e-14 | 0
8224 | 83.4348 | 0 | 83.4348 | 42.9 | 2 | 0 | 4 | 16.072 | 27.1947 | 12.8284 | 21.7064 | 3.2436 | 5.4883 | 0 | 0 | 0 | 0 | 0 | 0 | 68 | 48.9 | 0 | 2.503 | 83.1639 | 0 | 0 | 0
8225 | 89.0806 | 0 | 89.0806 | 42.9 | 2 | 7.5462 | 5.8198 | 16.1648 | 13.0571 | 16.1648 | 13.0571 | 0 | 0 | 0 | 0 | 0 | 1.5928 | 0 | 1.5928 | 66.2724 | 50.7198 | 0 | 2.6724 | 74.6875 | 0 | 0 | -1.4211e-14
8226 | 90.922 | 0 | 90.922 | 42.9 | 2 | 9.4111 | 4.311 | 16.2707 | 6.2064e-15 | 16.2707 | 6.2064e-15 | 0 | 0 | 0 | 6.0292 | 0 | 10 | 0 | 16.0292 | 48.7267 | 49.211 | 0 | 2.7277 | 61.7597 | 0 | 0 | 0
8227 | 95.5194 | 0 | 95.5194 | 42.9 | 2 | 9.7947 | 4.3494 | 17.8249 | 0 | 17.8249 | 0 | 0 | 0 | 0 | 11.8041 | 0 | 6.8463 | 0 | 18.6504 | 28.1852 | 49.2494 | 0 | 2.8656 | 55.9465 | 0 | 1.4211e-14 | 0
8228 | 100.7952 | 0 | 100.7952 | 48.4867 | 2 | 10.4564 | 10 | 17.8522 | 0 | 17.8522 | 0 | 0 | 0 | 0 | 12 | 0 | 0 | 0 | 12 | 14.8519 | 60.4867 | 0 | 3.0239 | 44.5133 | 0 | 0 | 0
8229 | 96.6233 | 0 | 96.6233 | 43.8208 | 2 | 9.7833 | 10 | 19.0192 | 0 | 19.0192 | 0 | 0 | 0 | 0 | 12 | 0 | 0 | 0 | 12 | 1.5186 | 55.8208 | 0 | 2.8987 | 49.1792 | 0 | 0 | 0
8230 | 92.7538 | 0 | 92.7538 | 52.3439 | 2 | 9.4789 | 10 | 17.5643 | 0 | 17.5643 | 0 | 0 | 0 | 0 | 1.3667 | 0 | 0 | 0 | 1.3667 | 0 | 64.3439 | 0 | 2.7826 | 40.6561 | 0 | 0 | 0
8231 | 87.2025 | 0 | 87.2025 | 47.5638 | 2 | 8.5922 | 10 | 19.0465 | 0 | 19.0465 | 0 | 0 | 0 | 0 | 0 | 0 | 0 | 0 | 0 | 0 | 59.5638 | 0 | 2.6161 | 45.4362 | 0 | 0 | 0
8232 | 83.5389 | 0 | 83.5389 | 47.7115 | 2 | 8.6135 | 10 | 15.2139 | 0 | 15.2139 | 0 | 0 | 0 | 0 | 0 | 0 | 0 | 0 | 0 | 0 | 59.7115 | 0 | 2.5062 | 45.2885 | 0 | 0 | -1.4211e-14
8233 | 84.8883 | 0 | 84.8883 | 48.5331 | 2 | 8.732 | 10 | 15.6231 | 0 | 15.6231 | 0 | 0 | 0 | 0 | 0 | 0 | 0 | 0 | 0 | 0 | 60.5331 | 0 | 2.5466 | 44.4669 | 0 | 0 | 0
8234 | 86.7182 | 0 | 86.7182 | 50.2209 | 2 | 8.9755 | 10 | 15.5218 | 0 | 15.5218 | 0 | 0 | 0 | 0 | 0 | 0 | 0 | 0 | 0 | 0 | 62.2209 | 0 | 2.6015 | 42.7791 | 0 | 0 | 0
8235 | 88.2578 | 0 | 88.2578 | 51.1911 | 2 | 9.1155 | 10 | 15.9513 | 0 | 15.9513 | 0 | 0 | 0 | 0 | 0 | 0 | 0 | 0 | 0 | 0 | 63.1911 | 0 | 2.6477 | 41.8089 | 0 | 0 | 0
8236 | 87.8627 | 0 | 87.8627 | 50.7759 | 2 | 9.0556 | 10 | 16.0313 | 0 | 16.0313 | 0 | 0 | 0 | 0 | 0 | 0 | 0 | 0 | 0 | 0 | 62.7759 | 0 | 2.6359 | 42.2241 | 0 | 0 | 0
8237 | 86.7075 | 0 | 86.7075 | 49.9421 | 2 | 8.9353 | 10 | 15.8302 | 0 | 15.8302 | 0 | 0 | 0 | 0 | 0 | 0 | 0 | 0 | 0 | 0 | 61.9421 | 0 | 2.6012 | 43.0579 | 0 | 0 | 0
8238 | 86.3997 | 0 | 86.3997 | 51.3041 | 2 | 9.1318 | 10 | 13.9639 | 0 | 13.9639 | 0 | 0 | 0 | 0 | 0 | 0 | 0 | 0 | 0 | 0 | 63.3041 | 0 | 2.592 | 41.6959 | 0 | 0 | 0
8239 | 85.8432 | 0 | 85.8432 | 42.9 | 2 | 7.7543 | 8.8552 | 12.4097 | 11.9239 | 12.4097 | 11.9239 | 0 | 0 | 0 | 0 | 0 | 0 | 0 | 0 | 0 | 53.7552 | 0 | 2.5753 | 51.2448 | 0 | 0 | 0
8240 | 87.3041 | 0 | 87.3041 | 42.9 | 2 | 2.4612 | 4 | 12.166 | 23.7769 | 12.166 | 23.7769 | 0 | 0 | 0 | 0 | 0 | 0 | 0 | 0 | 0 | 48.9 | 0 | 2.6191 | 60.1137 | 0 | 0 | 0
8241 | 87.4548 | 0 | 87.4548 | 42.9 | 2 | 0 | 4 | 12.4462 | 30.5016 | 12.4462 | 30.5016 | 0 | 0 | 4.3929 | 0 | 0 | 0 | 4.3929 | 0 | 3.9536 | 48.9 | 0 | 2.6236 | 61.7109 | 0 | 0 | 0
8242 | 83.382 | 0 | 83.382 | 42.9 | 2 | 7.1054e-15 | 4 | 13.3278 | 39.4035 | 13.3278 | 39.4035 | 0 | 0 | 12 | 0 | 6.2493 | 0 | 18.2493 | 0 | 20.5152 | 48.9 | 0 | 2.5015 | 59.964 | 0 | 0 | 0
8243 | 85.4051 | 0 | 85.4051 | 42.9 | 2 | 1.4211e-14 | 4 | 12.3497 | 44.9347 | 12.3497 | 44.9347 | 0 | 0 | 12 | 0 | 8.7793 | 0 | 20.7793 | 0 | 39.4093 | 48.9 | 0 | 2.5622 | 59.6451 | 0 | 0 | 0
8244 | 83.9187 | 0 | 83.9187 | 42.9 | 2 | 7.1054e-15 | 4 | 12.738 | 45.5407 | 11.7335 | 41.9496 | 1.0045 | 3.5912 | 12 | 0 | 6.6644 | 0 | 18.6644 | 0 | 56.3536 | 48.9 | 0 | 2.5176 | 59.3323 | 0 | 3.5527e-15 | 0
8245 | 81.6893 | 0 | 81.6893 | 42.9 | 2 | 0 | 4 | 10.6639 | 43.3339 | 8.8454 | 35.9439 | 1.8186 | 7.3899 | 12 | 0 | 0 | 0 | 12 | 0 | 67.1536 | 48.9 | 0 | 2.4507 | 69.591 | 0 | 0 | 0
8246 | 83.1306 | 0 | 83.1306 | 42.9 | 2 | 0 | 4 | 13.8714 | 37.3139 | 9.5315 | 25.6395 | 4.3399 | 11.6744 | 0.94042 | 0 | 0 | 0 | 0.94042 | 0 | 68 | 48.9 | 0 | 2.4939 | 70.1272 | 0 | 0 | -9.4369e-15
8247 | 80.1681 | 0 | 80.1681 | 42.9 | 2 | 0 | 4 | 14.1066 | 33.334 | 9.2977 | 21.9704 | 4.8089 | 11.3635 | 0 | 0 | 0 | 0 | 0 | 0 | 68 | 48.9 | 0 | 2.405 | 82.2259 | 0 | 0 | 0
8248 | 85.1366 | 0 | 85.1366 | 42.9 | 2 | 2.9948 | 4 | 12.124 | 21.1179 | 12.124 | 21.1179 | 0 | 0 | 0 | 0 | 0 | 0 | 0 | 0 | 68 | 48.9 | 0 | 2.5541 | 81.6475 | 0 | 0 | -1.4211e-14
8249 | 92.2704 | 0 | 92.2704 | 42.9 | 2 | 8.6237 | 9.5231 | 12.7877 | 11.0769 | 12.7877 | 11.0769 | 0 | 0 | 0 | 0 | 0 | 5.359 | 0 | 5.359 | 62.1874 | 54.4231 | 0 | 2.7681 | 67.2179 | 0 | 0 | 0
8250 | 98.0328 | 0 | 98.0328 | 42.9 | 2 | 10.6879 | 7.4575 | 13.2533 | 5.2173e-15 | 13.2533 | 5.2173e-15 | 0 | 0 | 0 | 11.7341 | 0 | 10 | 0 | 21.7341 | 38.303 | 52.3575 | 0 | 2.941 | 52.9084 | 0 | 0 | 0
8251 | 99.5177 | 0 | 99.5177 | 46.7316 | 2 | 10.6475 | 10 | 15.0585 | 0 | 15.0585 | 0 | 0 | 0 | 0 | 12 | 0 | 3.0801 | 0 | 15.0801 | 21.6288 | 58.7316 | 0 | 2.9855 | 46.2684 | 0 | 0 | 0
8252 | 105.0169 | 0 | 105.0169 | 54.1285 | 2 | 11.2702 | 10 | 15.6183 | 0 | 15.6183 | 0 | 0 | 0 | 0 | 12 | 0 | 0 | 0 | 12 | 8.2955 | 66.1285 | 0 | 3.1505 | 38.8715 | 0 | 0 | 0
8253 | 100.118 | 0 | 100.118 | 55 | 2.4958 | 10.8134 | 10 | 14.3429 | 0 | 14.3429 | 0 | 0 | 0 | 0 | 7.4659 | 0 | 0 | 0 | 7.4659 | 0 | 67.4958 | 0 | 3.0035 | 37.5042 | 0 | 0 | 0
8254 | 97.1664 | 0 | 97.1664 | 55 | 6.3683 | 10.295 | 10 | 15.5031 | 0 | 15.5031 | 0 | 0 | 0 | 0 | 0 | 0 | 0 | 0 | 0 | 0 | 71.3683 | 0 | 2.915 | 33.6317 | 0 | 0 | 0
8255 | 90.8376 | 0 | 90.8376 | 53.3635 | 2 | 9.4288 | 10 | 16.0453 | 0 | 16.0453 | 0 | 0 | 0 | 0 | 0 | 0 | 0 | 0 | 0 | 0 | 65.3635 | 0 | 2.7251 | 39.6365 | 0 | 0 | 0
8256 | 84.7926 | 0 | 84.7926 | 48.244 | 2 | 8.6903 | 10 | 15.8583 | 0 | 15.8583 | 0 | 0 | 0 | 0 | 0 | 0 | 0 | 0 | 0 | 0 | 60.244 | 0 | 2.5438 | 44.756 | 0 | 0 | 0
8257 | 89.0968 | 0 | 89.0968 | 51.8655 | 2 | 9.2128 | 10 | 16.0185 | 0 | 16.0185 | 0 | 0 | 0 | 0 | 0 | 0 | 0 | 0 | 0 | 0 | 63.8655 | 0 | 2.6729 | 41.1345 | 0 | 0 | 0
8258 | 90.3966 | 0 | 90.3966 | 54.4959 | 2 | 9.5922 | 10 | 14.3085 | 0 | 14.3085 | 0 | 0 | 0 | 0 | 0 | 0 | 0 | 0 | 0 | 0 | 66.4959 | 0 | 2.7119 | 38.5041 | 0 | 0 | 0
8259 | 90.7442 | 0 | 90.7442 | 53.9892 | 2 | 9.5191 | 10 | 15.236 | 0 | 15.236 | 0 | 0 | 0 | 0 | 0 | 0 | 0 | 0 | 0 | 0 | 65.9892 | 0 | 2.7223 | 39.0108 | 0 | 1.4211e-14 | 0
8260 | 90.9954 | 0 | 90.9954 | 53.4165 | 2 | 9.4365 | 10 | 16.1424 | 0 | 16.1424 | 0 | 0 | 0 | 0 | 0 | 0 | 0 | 0 | 0 | 0 | 65.4165 | 0 | 2.7299 | 39.5835 | 0 | 0 | 0
8261 | 87.8574 | 0 | 87.8574 | 53.5122 | 2 | 9.4503 | 10 | 12.895 | 0 | 12.895 | 0 | 0 | 0 | 0 | 0 | 0 | 0 | 0 | 0 | 0 | 65.5122 | 0 | 2.6357 | 39.4878 | 0 | 0 | 0
8262 | 91.8362 | 0 | 91.8362 | 55 | 3.9443 | 9.9454 | 10 | 12.9466 | 0 | 12.9466 | 0 | 0 | 0 | 0 | 0 | 0 | 0 | 0 | 0 | 0 | 68.9443 | 0 | 2.7551 | 36.0557 | 0 | 0 | 0
8263 | 91.6146 | 0 | 91.6146 | 46.6165 | 2 | 8.4556 | 10 | 13.3244 | 11.2182 | 13.3244 | 11.2182 | 0 | 0 | 0 | 0 | 0 | 0 | 0 | 0 | 0 | 58.6165 | 0 | 2.7484 | 46.3835 | 0 | 0 | 0
8264 | 90.8073 | 0 | 90.8073 | 42.9 | 2 | 7.1119 | 4.4015 | 12.8993 | 21.4946 | 12.8993 | 21.4946 | 0 | 0 | 0 | 0 | 0 | 0 | 0 | 0 | 0 | 49.3015 | 0 | 2.7242 | 55.6985 | 0 | 0 | 0
8265 | 89.4421 | 0 | 89.4421 | 42.9 | 2 | 0 | 4 | 13.7884 | 29.2106 | 13.7884 | 29.2106 | 0 | 0 | 2.4569 | 0 | 0 | 0 | 2.4569 | 0 | 2.2112 | 48.9 | 0 | 2.6833 | 61.9549 | 0 | 0 | 0
8266 | 86.1135 | 0 | 86.1135 | 42.9 | 2 | 7.1054e-15 | 4 | 12.2588 | 37.7334 | 12.2588 | 37.7334 | 0 | 0 | 12 | 0 | 0.77869 | 0 | 12.7787 | 0 | 13.7292 | 48.9 | 0 | 2.5834 | 60.6537 | 0 | 0 | 0
8267 | 85.0704 | 0 | 85.0704 | 42.9 | 2 | 0 | 4 | 13.8363 | 42.9716 | 13.8363 | 42.9716 | 0 | 0 | 12 | 0 | 8.6375 | 0 | 20.6375 | 0 | 32.4925 | 48.9 | 0 | 2.5521 | 59.663 | 0 | 0 | 0
8268 | 87.9285 | 0 | 87.9285 | 42.9 | 2 | 7.1054e-15 | 4 | 12.7751 | 44.4932 | 12.7751 | 44.4932 | 0 | 0 | 12 | 0 | 6.2399 | 0 | 18.2399 | 0 | 49.0454 | 48.9 | 0 | 2.6379 | 59.9652 | 0 | 0 | 0
8269 | 87.9415 | 0 | 87.9415 | 42.9 | 2 | 0 | 4 | 13.2772 | 42.9157 | 13.2772 | 42.9157 | 0 | 0 | 12 | 0 | 5.1514 | 0 | 17.1514 | 0 | 64.5948 | 48.9 | 0 | 2.6382 | 60.1024 | 0 | 0 | 0
8270 | 83.3525 | 0 | 83.3525 | 42.9 | 2 | 0 | 4 | 11.779 | 40.5671 | 8.5991 | 29.6154 | 3.1799 | 10.9517 | 2.8764 | 0 | 0.8856 | 0 | 3.762 | 0 | 68 | 48.9 | 0 | 2.5006 | 60.0089 | 0 | 0 | -1.7764e-15
8271 | 85.9391 | 0 | 85.9391 | 42.9 | 2 | 0 | 4 | 11.7178 | 31.738 | 9.9876 | 27.0516 | 1.7302 | 4.6864 | 0 | 0 | 0 | 0 | 0 | 0 | 68 | 48.9 | 0 | 2.5782 | 83.4557 | 0 | 0 | 0
8272 | 86.5519 | 0 | 86.5519 | 42.9 | 2 | 2.425 | 4 | 14.0754 | 21.1515 | 14.0754 | 21.1515 | 0 | 0 | 0 | 0 | 0 | 0 | 0 | 0 | 68 | 48.9 | 0 | 2.5966 | 82.1453 | 0 | 0 | 0
8273 | 95.5344 | 0 | 95.5344 | 42.9 | 2 | 8.4641 | 4 | 14.3351 | 12.827 | 14.3351 | 12.827 | 0 | 0 | 0 | 1.0083 | 0 | 10 | 0 | 11.0083 | 56.0331 | 48.9 | 0 | 2.866 | 67.2471 | 0 | 0 | 0
8274 | 97.5406 | 0 | 97.5406 | 42.9 | 2 | 10.4398 | 7.0331 | 14.7286 | 5.412e-15 | 14.7286 | 5.412e-15 | 0 | 0 | 0 | 12 | 0 | 8.4391 | 0 | 20.4391 | 33.5463 | 51.9331 | 0 | 2.9262 | 53.0669 | 0 | 0 | 0
8275 | 104.5821 | 0 | 104.5821 | 54.3688 | 2 | 11.3049 | 10 | 14.9084 | 0 | 14.9084 | 0 | 0 | 0 | 0 | 12 | 0 | 0 | 0 | 12 | 20.213 | 66.3688 | 0 | 3.1375 | 38.6312 | 0 | 0 | 0
8276 | 109.9278 | 0 | 109.9278 | 55 | 5.563 | 11.9099 | 10 | 15.4549 | 0 | 15.4549 | 0 | 0 | 0 | 0 | 12 | 0 | 0 | 0 | 12 | 6.8796 | 70.563 | 0 | 3.2978 | 34.437 | 0 | 0 | 0
8277 | 103.9328 | 0 | 103.9328 | 55 | 6.1077 | 11.1506 | 10 | 15.4828 | 0 | 15.4828 | 0 | 0 | 0 | 0 | 6.1917 | 0 | 0 | 0 | 6.1917 | 0 | 71.1077 | 0 | 3.118 | 33.8923 | 0 | 1.4211e-14 | 0
8278 | 100.5381 | 0 | 100.5381 | 55 | 10.4745 | 10.8874 | 10 | 14.1762 | 0 | 14.1762 | 0 | 0 | 0 | 0 | 0 | 0 | 0 | 0 | 0 | 0 | 75.4745 | 0 | 3.0161 | 29.5255 | 0 | 0 | 0
8279 | 94.7384 | 0 | 94.7384 | 55 | 4.1459 | 9.9745 | 10 | 15.618 | 0 | 15.618 | 0 | 0 | 0 | 0 | 0 | 0 | 0 | 0 | 0 | 0 | 69.1459 | 0 | 2.8422 | 35.8541 | 0 | 0 | 0
8280 | 81.219 | 0 | 81.219 | 43.2356 | 2 | 7.9679 | 10 | 18.0155 | 0 | 18.0155 | 0 | 0 | 0 | 0 | 0 | 0 | 0 | 0 | 0 | 0 | 55.2356 | 0 | 2.4366 | 49.7644 | 0 | 0 | 0
8281 | 82.3409 | 0 | 82.3409 | 43.6136 | 2 | 8.0224 | 10 | 18.7049 | 0 | 18.7049 | 0 | 0 | 0 | 0 | 0 | 0 | 0 | 0 | 0 | 0 | 55.6136 | 0 | 2.4702 | 49.3864 | 0 | 0 | 0
8282 | 86.6426 | 0 | 86.6426 | 48.8177 | 2 | 8.7731 | 10 | 17.0517 | 0 | 17.0517 | 0 | 0 | 0 | 0 | 0 | 0 | 0 | 0 | 0 | 0 | 60.8177 | 0 | 2.5993 | 44.1823 | 0 | 0 | 0
8283 | 85.9135 | 0 | 85.9135 | 48.978 | 2 | 8.7962 | 10 | 16.1392 | 0 | 16.1392 | 0 | 0 | 0 | 0 | 0 | 0 | 0 | 0 | 0 | 0 | 60.978 | 0 | 2.5774 | 44.022 | 0 | 0 | 0
8284 | 85.6633 | 0 | 85.6633 | 46.6585 | 2 | 8.4616 | 10 | 18.5432 | 0 | 18.5432 | 0 | 0 | 0 | 0 | 0 | 0 | 0 | 0 | 0 | 0 | 58.6585 | 0 | 2.5699 | 46.3415 | 0 | 1.4211e-14 | 0
8285 | 87.424 | 0 | 87.424 | 49.3417 | 2 | 8.8487 | 10 | 17.2336 | 0 | 17.2336 | 0 | 0 | 0 | 0 | 0 | 0 | 0 | 0 | 0 | 0 | 61.3417 | 0 | 2.6227 | 43.6583 | 0 | 0 | 0
8286 | 86.503 | 0 | 86.503 | 49.8011 | 2 | 8.9149 | 10 | 15.787 | 0 | 15.787 | 0 | 0 | 0 | 0 | 0 | 0 | 0 | 0 | 0 | 0 | 61.8011 | 0 | 2.5951 | 43.1989 | 0 | 0 | 0
8287 | 88.3418 | 0 | 88.3418 | 42.9 | 2 | 7.6345 | 8.0248 | 14.2987 | 13.4837 | 14.2987 | 13.4837 | 0 | 0 | 0 | 0 | 0 | 0 | 0 | 0 | 0 | 52.9248 | 0 | 2.6503 | 52.0752 | 0 | 0 | 0
8288 | 85.2408 | 0 | 85.2408 | 42.9 | 2 | 7.1054e-15 | 4 | 16.2763 | 23.5002 | 16.2763 | 23.5002 | 0 | 0 | 3.4357 | 0 | 0 | 0 | 3.4357 | 0 | 3.0921 | 48.9 | 0 | 2.5572 | 61.8315 | 0 | 0 | 0
8289 | 84.8943 | 0 | 84.8943 | 42.9 | 2 | 7.1054e-15 | 4 | 14.2464 | 37.6812 | 14.2464 | 37.6812 | 0 | 0 | 12 | 0 | 3.9333 | 0 | 15.9333 | 0 | 17.5185 | 48.9 | 0 | 2.5468 | 60.256 | 0 | 0 | 0
8290 | 83.1917 | 0 | 83.1917 | 42.9 | 2 | 7.1054e-15 | 4 | 15.2684 | 47.4559 | 13.7026 | 42.5891 | 1.5658 | 4.8667 | 12 | 0 | 10 | 0 | 22 | 0 | 37.538 | 48.9 | 0 | 2.4958 | 58.6803 | 0 | 1.4211e-14 | 0
8291 | 86.2471 | 0 | 86.2471 | 42.9 | 2 | 2.1316e-14 | 4 | 14.1947 | 48.0202 | 13.0293 | 44.0775 | 1.1654 | 3.9426 | 12 | 0 | 7.7597 | 0 | 19.7597 | 0 | 55.4921 | 48.9 | 0 | 2.5874 | 59.1297 | 0 | 3.5527e-15 | 0
8292 | 81.4027 | 0 | 81.4027 | 42.9 | 2 | 0 | 4 | 12.7142 | 48.7253 | 9.2093 | 35.2934 | 3.5049 | 13.4319 | 12 | 0 | 0 | 0 | 12 | 0 | 66.2921 | 48.9 | 0 | 2.4421 | 68.6167 | 0 | 0 | -1.4211e-14
8293 | 80.2936 | 0 | 80.2936 | 42.9 | 2 | 0 | 4 | 15.5011 | 51.0185 | 7.7579 | 25.5334 | 7.7432 | 25.4852 | 1.8976 | 0 | 0 | 0 | 1.8976 | 0 | 68 | 48.9 | 0 | 2.4088 | 67.8364 | 0 | 0 | -6.2172e-15
8294 | 82.1221 | 0 | 82.1221 | 42.9 | 2 | 0 | 4 | 14.6305 | 45.8406 | 8.0378 | 25.1842 | 6.5927 | 20.6563 | 0 | 0 | 0 | 0 | 0 | 0 | 68 | 48.9 | 0 | 2.4637 | 80.8295 | 0 | 0 | 0
8295 | 82.6491 | 0 | 82.6491 | 42.9 | 2 | 0 | 4 | 15.8132 | 37.9289 | 9.9304 | 23.8187 | 5.8828 | 14.1102 | 0 | 0 | 0 | 0 | 0 | 0 | 68 | 48.9 | 0 | 2.4795 | 81.7442 | 0 | 1.4211e-14 | 0
8296 | 86.3529 | 0 | 86.3529 | 42.9 | 2 | 1.4211e-14 | 4 | 14.0973 | 26.798 | 12.9106 | 24.5422 | 1.1866 | 2.2557 | 0 | 0 | 0 | 0 | 0 | 0 | 68 | 48.9 | 0 | 2.5906 | 83.8307 | 0 | 0 | 0
8297 | 90.8895 | 0 | 90.8895 | 42.9 | 2 | 7.548 | 7.4251 | 16.2637 | 14.7526 | 16.2637 | 14.7526 | 0 | 0 | 0 | 0 | 0 | 0 | 0 | 0 | 68 | 52.3251 | 0 | 2.7267 | 74.6749 | 0 | 0 | -1.4211e-14
8298 | 93.1247 | 0 | 93.1247 | 42.9 | 2 | 9.6118 | 6.3198 | 16.8812 | 6.777e-15 | 16.8812 | 6.777e-15 | 0 | 0 | 0 | 5.4119 | 0 | 10 | 0 | 15.4119 | 51.1403 | 51.2198 | 0 | 2.7937 | 60.3683 | 0 | 0 | -1.4211e-14
8299 | 98.8869 | 0 | 98.8869 | 42.9 | 2 | 10.1763 | 6.05 | 18.1652 | 0 | 18.1652 | 0 | 0 | 0 | 0 | 11.1563 | 0 | 8.4391 | 0 | 19.5954 | 29.5909 | 50.95 | 0 | 2.9666 | 54.8937 | 0 | 0 | 0
8300 | 104.4661 | 0 | 104.4661 | 53.1843 | 2 | 11.134 | 10 | 16.1477 | 0 | 16.1477 | 0 | 0 | 0 | 0 | 12 | 0 | 0 | 0 | 12 | 16.2576 | 65.1843 | 0 | 3.134 | 39.8157 | 0 | 0 | 0
8301 | 99.3063 | 0 | 99.3063 | 46.3068 | 2 | 10.1419 | 10 | 18.8577 | 0 | 18.8577 | 0 | 0 | 0 | 0 | 12 | 0 | 0 | 0 | 12 | 2.9243 | 58.3068 | 0 | 2.9792 | 46.6932 | 0 | 0 | 0
8302 | 98.4157 | 0 | 98.4157 | 55 | 2.5172 | 10.1192 | 10 | 18.1475 | 0 | 18.1475 | 0 | 0 | 0 | 0 | 2.6318 | 0 | 0 | 0 | 2.6318 | 0 | 67.5172 | 0 | 2.9525 | 37.4828 | 0 | 0 | 0
8303 | 92.051 | 0 | 92.051 | 53.0953 | 2 | 9.3902 | 10 | 17.5655 | 0 | 17.5655 | 0 | 0 | 0 | 0 | 0 | 0 | 0 | 0 | 0 | 0 | 65.0953 | 0 | 2.7615 | 39.9047 | 0 | 0 | 0
8304 | 85.3163 | 0 | 85.3163 | 46.6369 | 2 | 8.4585 | 10 | 18.2209 | 0 | 18.2209 | 0 | 0 | 0 | 0 | 0 | 0 | 0 | 0 | 0 | 0 | 58.6369 | 0 | 2.5595 | 46.3631 | 0 | 0 | 0
8305 | 89.4491 | 0 | 89.4491 | 50.7743 | 2 | 9.0553 | 10 | 17.6194 | 0 | 17.6194 | 0 | 0 | 0 | 0 | 0 | 0 | 0 | 0 | 0 | 0 | 62.7743 | 0 | 2.6835 | 42.2257 | 0 | 0 | 0
8306 | 89.5966 | 0 | 89.5966 | 51.7796 | 2 | 9.2004 | 10 | 16.6166 | 0 | 16.6166 | 0 | 0 | 0 | 0 | 0 | 0 | 0 | 0 | 0 | 0 | 63.7796 | 0 | 2.6879 | 41.2204 | 0 | 0 | 0
8307 | 89.4544 | 0 | 89.4544 | 51.5222 | 2 | 9.1632 | 10 | 16.7689 | 0 | 16.7689 | 0 | 0 | 0 | 0 | 0 | 0 | 0 | 0 | 0 | 0 | 63.5222 | 0 | 2.6836 | 41.4778 | 0 | 0 | 0
8308 | 90.0788 | 0 | 90.0788 | 52.5376 | 2 | 9.3097 | 10 | 16.2316 | 0 | 16.2316 | 0 | 0 | 0 | 0 | 0 | 0 | 0 | 0 | 0 | 0 | 64.5376 | 0 | 2.7024 | 40.4624 | 0 | 0 | 0
8309 | 90.3864 | 0 | 90.3864 | 51.9793 | 2 | 9.2292 | 10 | 17.1779 | 0 | 17.1779 | 0 | 0 | 0 | 0 | 0 | 0 | 0 | 0 | 0 | 0 | 63.9793 | 0 | 2.7116 | 41.0207 | 0 | 0 | 0
8310 | 89.7026 | 0 | 89.7026 | 52.9293 | 2 | 9.3662 | 10 | 15.407 | 0 | 15.407 | 0 | 0 | 0 | 0 | 0 | 0 | 0 | 0 | 0 | 0 | 64.9293 | 0 | 2.6911 | 40.0707 | 0 | 0 | 0
8311 | 88.1913 | 0 | 88.1913 | 42.9 | 2 | 7.7191 | 8.6111 | 16.3491 | 10.612 | 16.3491 | 10.612 | 0 | 0 | 0 | 0 | 0 | 0 | 0 | 0 | 0 | 53.5111 | 0 | 2.6457 | 51.4889 | 0 | 0 | 0
8312 | 89.6612 | 0 | 89.6612 | 42.9 | 2 | 4.4768 | 4 | 14.7878 | 21.4966 | 14.7878 | 21.4966 | 0 | 0 | 0 | 0 | 0 | 0 | 0 | 0 | 0 | 48.9 | 0 | 2.6898 | 58.3522 | 0 | 0 | -1.4211e-14
8313 | 87.2002 | 0 | 87.2002 | 42.9 | 2 | 7.1054e-15 | 4 | 13.7187 | 30.2353 | 13.7187 | 30.2353 | 0 | 0 | 5.6538 | 0 | 0 | 0 | 5.6538 | 0 | 5.0884 | 48.9 | 0 | 2.616 | 61.5519 | 0 | 1.4211e-14 | 0
8314 | 87.5844 | 0 | 87.5844 | 42.9 | 2 | 7.1054e-15 | 4 | 14.7134 | 36.9316 | 14.7134 | 36.9316 | 0 | 0 | 12 | 0 | 0.96066 | 0 | 12.9607 | 0 | 16.7741 | 48.9 | 0 | 2.6275 | 60.6308 | 0 | 0 | 0
8315 | 85.1835 | 0 | 85.1835 | 42.9 | 2 | 7.1054e-15 | 4 | 12.6684 | 38.233 | 12.6684 | 38.233 | 0 | 0 | 12 | 0 | 2.6179 | 0 | 14.6179 | 0 | 29.9877 | 48.9 | 0 | 2.5555 | 60.4218 | 0 | 0 | 0
8316 | 86.6155 | 0 | 86.6155 | 42.9 | 2 | 0 | 4 | 14.3778 | 42.4925 | 14.3778 | 42.4925 | 0 | 0 | 12 | 0 | 7.1548 | 0 | 19.1548 | 0 | 47.3841 | 48.9 | 0 | 2.5985 | 59.8499 | 0 | 0 | 0
8317 | 86.9365 | 0 | 86.9365 | 42.9 | 2 | 0 | 4 | 13.7376 | 44.4631 | 13.7376 | 44.4631 | 0 | 0 | 11.6796 | 0 | 8.4847 | 0 | 20.1643 | 0 | 65.7182 | 48.9 | 0 | 2.6081 | 59.7226 | 0 | 0 | 0
8318 | 84.8364 | 0 | 84.8364 | 42.9 | 2 | 0 | 4 | 15.8104 | 38.7818 | 11.1243 | 27.2871 | 4.6861 | 11.4948 | 0 | 0 | 2.4749 | 0 | 2.4749 | 0 | 68 | 48.9 | 0 | 2.5451 | 71.9128 | 0 | 2.6645e-15 | 0
8319 | 83.6928 | 0 | 83.6928 | 42.9 | 2 | 0 | 4 | 15.3422 | 32.4038 | 11.18 | 23.6129 | 4.1622 | 8.7909 | 0 | 0 | 0 | 0 | 0 | 0 | 68 | 48.9 | 0 | 2.5108 | 82.6317 | 0 | 0 | 0
8320 | 90.191 | 0 | 90.191 | 42.9 | 2 | 5.3614 | 4 | 14.3459 | 21.5837 | 14.3459 | 21.5837 | 0 | 0 | 0 | 0 | 0 | 0 | 0 | 0 | 68 | 48.9 | 0 | 2.7057 | 79.5791 | 0 | 0 | 0
8321 | 92.5188 | 0 | 92.5188 | 42.9 | 2 | 8.3863 | 7.3016 | 14.5953 | 11.4008 | 14.5953 | 11.4008 | 0 | 0 | 0 | 0 | 0 | 5.9348 | 0 | 5.9348 | 61.5628 | 52.2016 | 0 | 2.7756 | 68.8636 | 0 | 0 | 0
8322 | 100.0809 | 0 | 100.0809 | 42.9 | 2 | 10.5035 | 5.9137 | 16.7636 | 5.5864e-15 | 16.7636 | 5.5864e-15 | 0 | 0 | 0 | 12 | 0 | 10 | 0 | 22 | 37.383 | 50.8137 | 0 | 3.0024 | 54.1863 | 0 | 0 | 0
8323 | 102.3254 | 0 | 102.3254 | 49.0632 | 2 | 10.9008 | 10 | 15.8571 | 0 | 15.8571 | 0 | 0 | 0 | 0 | 12 | 0 | 2.5043 | 0 | 14.5043 | 21.3333 | 61.0632 | 0 | 3.0698 | 43.9368 | 0 | 0 | 0
8324 | 106.8563 | 0 | 106.8563 | 55 | 2.7582 | 11.5053 | 10 | 15.5929 | 0 | 15.5929 | 0 | 0 | 0 | 0 | 12 | 0 | 0 | 0 | 12 | 8 | 67.7582 | 0 | 3.2057 | 37.2418 | 0 | 0 | 0
8325 | 106.0362 | 0 | 106.0362 | 55 | 5.4308 | 11.1984 | 10 | 17.207 | 0 | 17.207 | 0 | 0 | 0 | 0 | 7.2 | 0 | 0 | 0 | 7.2 | 0 | 70.4308 | 0 | 3.1811 | 34.5692 | 0 | 0 | -1.4211e-14
8326 | 98.0332 | 0 | 98.0332 | 55 | 5.4101 | 10.1568 | 10 | 17.4662 | 0 | 17.4662 | 0 | 0 | 0 | 0 | 0 | 0 | 0 | 0 | 0 | 0 | 70.4101 | 0 | 2.941 | 34.5899 | 0 | 1.4211e-14 | 0
8327 | 95.7076 | 0 | 95.7076 | 55 | 4.0187 | 9.9561 | 10 | 16.7328 | 0 | 16.7328 | 0 | 0 | 0 | 0 | 0 | 0 | 0 | 0 | 0 | 0 | 69.0187 | 0 | 2.8712 | 35.9813 | 0 | 1.4211e-14 | 0
8328 | 88.4028 | 0 | 88.4028 | 51.3203 | 2 | 9.1341 | 10 | 15.9484 | 0 | 15.9484 | 0 | 0 | 0 | 0 | 0 | 0 | 0 | 0 | 0 | 0 | 63.3203 | 0 | 2.6521 | 41.6797 | 0 | 0 | 0
8329 | 86.9116 | 0 | 86.9116 | 47.6487 | 2 | 8.6045 | 10 | 18.6585 | 0 | 18.6585 | 0 | 0 | 0 | 0 | 0 | 0 | 0 | 0 | 0 | 0 | 59.6487 | 0 | 2.6073 | 45.3513 | 0 | 0 | -1.4211e-14
8330 | 89.4986 | 0 | 89.4986 | 50.9564 | 2 | 9.0816 | 10 | 17.4606 | 0 | 17.4606 | 0 | 0 | 0 | 0 | 0 | 0 | 0 | 0 | 0 | 0 | 62.9564 | 0 | 2.685 | 42.0436 | 0 | 1.4211e-14 | 0
8331 | 89.3086 | 0 | 89.3086 | 51.5693 | 2 | 9.17 | 10 | 16.5693 | 0 | 16.5693 | 0 | 0 | 0 | 0 | 0 | 0 | 0 | 0 | 0 | 0 | 63.5693 | 0 | 2.6793 | 41.4307 | 0 | 0 | -1.4211e-14
8332 | 90.1894 | 0 | 90.1894 | 51.7207 | 2 | 9.1919 | 10 | 17.2769 | 0 | 17.2769 | 0 | 0 | 0 | 0 | 0 | 0 | 0 | 0 | 0 | 0 | 63.7207 | 0 | 2.7057 | 41.2793 | 0 | 0 | 0
8333 | 89.312 | 0 | 89.312 | 51.271 | 2 | 9.127 | 10 | 16.914 | 0 | 16.914 | 0 | 0 | 0 | 0 | 0 | 0 | 0 | 0 | 0 | 0 | 63.271 | 0 | 2.6794 | 41.729 | 0 | 0 | 0
8334 | 90.2487 | 0 | 90.2487 | 51.2684 | 2 | 9.1266 | 10 | 17.8537 | 0 | 17.8537 | 0 | 0 | 0 | 0 | 0 | 0 | 0 | 0 | 0 | 0 | 63.2684 | 0 | 2.7075 | 41.7316 | 0 | 1.4211e-14 | 0
8335 | 93.1635 | 0 | 93.1635 | 47.2628 | 2 | 8.5488 | 10 | 13.6404 | 11.7115 | 13.6404 | 11.7115 | 0 | 0 | 0 | 0 | 0 | 0 | 0 | 0 | 0 | 59.2628 | 0 | 2.7949 | 45.7372 | 0 | 0 | 0
8336 | 89.1979 | 0 | 89.1979 | 42.9 | 2 | 0.96039 | 4 | 13.844 | 25.4935 | 13.844 | 25.4935 | 0 | 0 | 0 | 0 | 0 | 0 | 0 | 0 | 0 | 48.9 | 0 | 2.6759 | 61.4254 | 0 | 0 | 0
8337 | 88.8022 | 0 | 88.8022 | 42.9 | 2 | 0 | 4 | 15.2653 | 40.3464 | 15.2653 | 40.3464 | 0 | 0 | 12 | 0 | 3.7094 | 0 | 15.7094 | 0 | 14.2199 | 48.9 | 0 | 2.6641 | 60.2842 | 0 | 0 | 0
8338 | 91.1455 | 0 | 91.1455 | 42.9 | 2 | 0 | 4 | 16.4774 | 46.2021 | 16.4774 | 46.2021 | 0 | 0 | 12 | 0 | 8.434 | 0 | 20.434 | 0 | 32.7957 | 48.9 | 0 | 2.7344 | 59.6886 | 0 | 0 | 0
8339 | 88.2042 | 0 | 88.2042 | 42.9 | 2 | 7.1054e-15 | 4 | 13.2611 | 47.3092 | 13.2611 | 47.3092 | 0 | 0 | 12 | 0 | 9.2661 | 0 | 21.2661 | 0 | 52.1386 | 48.9 | 0 | 2.6461 | 59.5837 | 0 | 1.4211e-14 | 0
8340 | 86.9369 | 0 | 86.9369 | 42.9 | 2 | 7.1054e-15 | 4 | 14.6964 | 45.7894 | 12.2265 | 38.0939 | 2.4699 | 7.6955 | 12 | 0 | 0.28348 | 0 | 12.2835 | 0 | 63.2 | 48.9 | 0 | 2.6081 | 59.4346 | 0 | 3.5527e-15 | 0
8341 | 87.7605 | 0 | 87.7605 | 42.9 | 2 | 0 | 4 | 14.1801 | 49.1318 | 9.8982 | 34.2956 | 4.2819 | 14.8362 | 5.3333 | 0 | 0 | 0 | 5.3333 | 0 | 68 | 48.9 | 0 | 2.6328 | 69.1821 | 0 | 0 | -1.7764e-15
8342 | 88.4198 | 0 | 88.4198 | 42.9 | 2 | 7.1054e-15 | 4 | 14.6357 | 44.0459 | 9.8566 | 29.6632 | 4.7791 | 14.3827 | 0 | 0 | 0 | 0 | 0 | 0 | 68 | 48.9 | 0 | 2.6526 | 81.849 | 0 | 0 | 0
8343 | 85.4099 | 0 | 85.4099 | 42.9 | 2 | 7.1054e-15 | 4 | 16.1819 | 35.8217 | 11.3608 | 25.1491 | 4.8212 | 10.6726 | 0 | 0 | 0 | 0 | 0 | 0 | 68 | 48.9 | 0 | 2.5623 | 82.3114 | 0 | 0 | 0
8344 | 89.649 | 0 | 89.649 | 42.9 | 2 | 5.0713 | 4 | 14.063 | 21.6146 | 14.063 | 21.6146 | 0 | 0 | 0 | 0 | 0 | 0 | 0 | 0 | 68 | 48.9 | 0 | 2.6895 | 79.8327 | 0 | 0 | 0
8345 | 96.106 | 0 | 96.106 | 42.9 | 2 | 8.6377 | 5.4147 | 14.9318 | 12.6573 | 14.9318 | 12.6573 | 0 | 0 | 0 | 0 | 0 | 9.5645 | 0 | 9.5645 | 57.6259 | 50.3147 | 0 | 2.8832 | 67.1208 | 0 | 0 | 0
8346 | 98.2916 | 0 | 98.2916 | 42.9 | 2 | 10.1805 | 4.7996 | 17.5369 | 5.964e-15 | 17.5369 | 5.964e-15 | 0 | 0 | 0 | 12 | 0 | 8.8746 | 0 | 20.8746 | 34.6667 | 49.6996 | 0 | 2.9487 | 55.3004 | 0 | 0 | 0
8347 | 107.0012 | 0 | 107.0012 | 53.6542 | 2 | 11.2018 | 10 | 18.1452 | 0 | 18.1452 | 0 | 0 | 0 | 0 | 12 | 0 | 0 | 0 | 12 | 21.3333 | 65.6542 | 0 | 3.21 | 39.3458 | 0 | 0 | 0
8348 | 107.9367 | 0 | 107.9367 | 55 | 3.1065 | 11.5555 | 10 | 16.2746 | 0 | 16.2746 | 0 | 0 | 0 | 0 | 12 | 0 | 0 | 0 | 12 | 8 | 68.1065 | 0 | 3.2381 | 36.8935 | 0 | 0 | 0
8349 | 105.6196 | 0 | 105.6196 | 55 | 5.232 | 11.1697 | 10 | 17.0179 | 0 | 17.0179 | 0 | 0 | 0 | 0 | 7.2 | 0 | 0 | 0 | 7.2 | 0 | 70.232 | 0 | 3.1686 | 34.768 | 0 | 0 | 0
8350 | 103.0625 | 0 | 103.0625 | 55 | 8.7818 | 10.6432 | 10 | 18.6375 | 0 | 18.6375 | 0 | 0 | 0 | 0 | 0 | 0 | 0 | 0 | 0 | 0 | 73.7818 | 0 | 3.0919 | 31.2182 | 0 | 0 | 0
8351 | 98.3804 | 0 | 98.3804 | 55 | 6.7298 | 10.3472 | 10 | 16.3035 | 0 | 16.3035 | 0 | 0 | 0 | 0 | 0 | 0 | 0 | 0 | 0 | 0 | 71.7298 | 0 | 2.9514 | 33.2702 | 0 | 0 | -1.4211e-14
8352 | 83.0599 | 0 | 83.0599 | 43.9039 | 2 | 8.0643 | 10 | 19.0917 | 0 | 19.0917 | 0 | 0 | 0 | 0 | 0 | 0 | 0 | 0 | 0 | 0 | 55.9039 | 0 | 2.4918 | 49.0961 | 0 | 0 | 0
8353 | 84.5573 | 0 | 84.5573 | 48.0008 | 2 | 8.6552 | 10 | 15.9013 | 0 | 15.9013 | 0 | 0 | 0 | 0 | 0 | 0 | 0 | 0 | 0 | 0 | 60.0008 | 0 | 2.5367 | 44.9992 | 0 | 0 | 0
8354 | 81.9049 | 0 | 81.9049 | 45.4449 | 2 | 8.2866 | 10 | 16.1734 | 0 | 16.1734 | 0 | 0 | 0 | 0 | 0 | 0 | 0 | 0 | 0 | 0 | 57.4449 | 0 | 2.4571 | 47.5551 | 0 | 0 | 0
8355 | 86.2133 | 0 | 86.2133 | 49.4408 | 2 | 8.863 | 10 | 15.9095 | 0 | 15.9095 | 0 | 0 | 0 | 0 | 0 | 0 | 0 | 0 | 0 | 0 | 61.4408 | 0 | 2.5864 | 43.5592 | 0 | 0 | 0
8356 | 86.382 | 0 | 86.382 | 49.7009 | 2 | 8.9005 | 10 | 15.7806 | 0 | 15.7806 | 0 | 0 | 0 | 0 | 0 | 0 | 0 | 0 | 0 | 0 | 61.7009 | 0 | 2.5915 | 43.2991 | 0 | 0 | 0
8357 | 87.2698 | 0 | 87.2698 | 49.5785 | 2 | 8.8828 | 10 | 16.8085 | 0 | 16.8085 | 0 | 0 | 0 | 0 | 0 | 0 | 0 | 0 | 0 | 0 | 61.5785 | 0 | 2.6181 | 43.4215 | 0 | 0 | -1.4211e-14
8358 | 85.9444 | 0 | 85.9444 | 50.3089 | 2 | 8.9882 | 10 | 14.6473 | 0 | 14.6473 | 0 | 0 | 0 | 0 | 0 | 0 | 0 | 0 | 0 | 0 | 62.3089 | 0 | 2.5783 | 42.6911 | 0 | 0 | 0
8359 | 87.2394 | 0 | 87.2394 | 42.9 | 2 | 7.767 | 8.9431 | 12.6564 | 12.9729 | 12.6564 | 12.9729 | 0 | 0 | 0 | 0 | 0 | 0 | 0 | 0 | 0 | 53.8431 | 0 | 2.6172 | 51.1569 | 0 | 1.4211e-14 | 0
8360 | 87.2442 | 0 | 87.2442 | 42.9 | 2 | 7.1054e-15 | 4 | 14.857 | 23.8737 | 14.857 | 23.8737 | 0 | 0 | 0.3865 | 0 | 0 | 0 | 0.3865 | 0 | 0.34785 | 48.9 | 0 | 2.6173 | 62.2159 | 0 | 0 | 0
8361 | 84.2292 | 0 | 84.2292 | 42.9 | 2 | 0 | 4 | 12.5782 | 34.9222 | 12.5782 | 34.9222 | 0 | 0 | 12 | 0 | 0.17121 | 0 | 12.1712 | 0 | 11.3057 | 48.9 | 0 | 2.5269 | 60.7303 | 0 | 0 | 0
8362 | 83.1596 | 0 | 83.1596 | 42.9 | 2 | 0 | 4 | 12.7711 | 43.985 | 12.6593 | 43.6002 | 0.11173 | 0.3848 | 12 | 0 | 10 | 0 | 22 | 0 | 31.3252 | 48.9 | 0 | 2.4948 | 59.4286 | 0 | 0 | 0
8363 | 85.1457 | 0 | 85.1457 | 42.9 | 2 | 7.1054e-15 | 4 | 13.363 | 47.694 | 12.7477 | 45.498 | 0.61529 | 2.196 | 12 | 0 | 10 | 0 | 22 | 0 | 51.3448 | 48.9 | 0 | 2.5544 | 59.1368 | 0 | 0 | 0
8364 | 84.3599 | 0 | 84.3599 | 42.9 | 2 | 0 | 4 | 13.2511 | 48.976 | 10.4306 | 38.5512 | 2.8206 | 10.4248 | 12 | 0 | 1.5218 | 0 | 13.5218 | 0 | 63.5478 | 48.9 | 0 | 2.5308 | 58.8902 | 0 | 0 | 0
8365 | 83.0717 | 0 | 83.0717 | 42.9 | 2 | 7.1054e-15 | 4 | 13.0534 | 49.5076 | 8.1621 | 30.9565 | 4.8913 | 18.5511 | 4.9468 | 0 | 0 | 0 | 4.9468 | 0 | 68 | 48.9 | 0 | 2.4922 | 68.6857 | 0 | 0 | -2.6645e-15
8366 | 79.4592 | 0 | 79.4592 | 42.9 | 2 | 0 | 4 | 13.937 | 39.4456 | 7.9783 | 22.5809 | 5.9587 | 16.8647 | 0 | 0 | 0 | 0 | 0 | 0 | 68 | 48.9 | 0 | 2.3838 | 81.3874 | 0 | 0 | 0
8367 | 79.6578 | 0 | 79.6578 | 42.9 | 2 | 7.1054e-15 | 4 | 12.6295 | 31.3052 | 8.8417 | 21.9161 | 3.7878 | 9.3891 | 0 | 0 | 0 | 0 | 0 | 0 | 68 | 48.9 | 0 | 2.3897 | 82.6035 | 0 | 0 | 0
8368 | 85.9469 | 0 | 85.9469 | 42.9 | 2 | 7.1054e-15 | 4 | 13.8985 | 24.8901 | 13.2744 | 23.7725 | 0.62406 | 1.1176 | 0 | 0 | 0 | 0 | 0 | 0 | 68 | 48.9 | 0 | 2.5784 | 84.0451 | 0 | 0 | 0
8369 | 90.8401 | 0 | 90.8401 | 42.9 | 2 | 8.1457 | 6.7876 | 13.4284 | 12.7977 | 13.4284 | 12.7977 | 0 | 0 | 0 | 0 | 0 | 4.7807 | 0 | 4.7807 | 62.8146 | 51.6876 | 0 | 2.7252 | 70.5317 | 0 | 0 | -1.4211e-14
8370 | 93.1966 | 0 | 93.1966 | 42.9 | 2 | 10.1657 | 4.8473 | 12.5592 | 5.8263e-15 | 12.5592 | 5.8263e-15 | 0 | 0 | 0 | 10.7243 | 0 | 10 | 0 | 20.7243 | 40.0522 | 49.7473 | 0 | 2.7959 | 56.5284 | 0 | 0 | 0
8371 | 100.3834 | 0 | 100.3834 | 46.4611 | 2 | 10.6919 | 10 | 15.572 | 0 | 15.572 | 0 | 0 | 0 | 0 | 12 | 0 | 3.6584 | 0 | 15.6584 | 22.7507 | 58.4611 | 0 | 3.0115 | 46.5389 | 0 | 0 | 0
8372 | 106.9965 | 0 | 106.9965 | 55 | 2.5424 | 11.4742 | 10 | 15.98 | 0 | 15.98 | 0 | 0 | 0 | 0 | 12 | 0 | 0 | 0 | 12 | 9.4174 | 67.5424 | 0 | 3.2099 | 37.4576 | 0 | 0 | 0
8373 | 98.1152 | 0 | 98.1152 | 52.2311 | 2 | 10.4881 | 10 | 14.9203 | 0 | 14.9203 | 0 | 0 | 0 | 0 | 8.4757 | 0 | 0 | 0 | 8.4757 | 0 | 64.2311 | 0 | 2.9435 | 40.7689 | 0 | 0 | 0
8374 | 97.5962 | 0 | 97.5962 | 55 | 5.5093 | 10.1711 | 10 | 16.9158 | 0 | 16.9158 | 0 | 0 | 0 | 0 | 0 | 0 | 0 | 0 | 0 | 0 | 70.5093 | 0 | 2.9279 | 34.4907 | 0 | 0 | 0
8375 | 91.4804 | 0 | 91.4804 | 53.5797 | 2 | 9.46 | 10 | 16.4406 | 0 | 16.4406 | 0 | 0 | 0 | 0 | 0 | 0 | 0 | 0 | 0 | 0 | 65.5797 | 0 | 2.7444 | 39.4203 | 0 | 0 | 0
8376 | 83.7954 | 0 | 83.7954 | 47.455 | 2 | 8.5765 | 10 | 15.7638 | 0 | 15.7638 | 0 | 0 | 0 | 0 | 0 | 0 | 0 | 0 | 0 | 0 | 59.455 | 0 | 2.5139 | 45.545 | 0 | 0 | 0
8377 | 83.1773 | 0 | 83.1773 | 47.3399 | 2 | 8.5599 | 10 | 15.2775 | 0 | 15.2775 | 0 | 0 | 0 | 0 | 0 | 0 | 0 | 0 | 0 | 0 | 59.3399 | 0 | 2.4953 | 45.6601 | 0 | 0 | 0
8378 | 84.6282 | 0 | 84.6282 | 48.9977 | 2 | 8.7991 | 10 | 14.8314 | 0 | 14.8314 | 0 | 0 | 0 | 0 | 0 | 0 | 0 | 0 | 0 | 0 | 60.9977 | 0 | 2.5388 | 44.0023 | 0 | 0 | 0
8379 | 86.4203 | 0 | 86.4203 | 50.7632 | 2 | 9.0537 | 10 | 14.6034 | 0 | 14.6034 | 0 | 0 | 0 | 0 | 0 | 0 | 0 | 0 | 0 | 0 | 62.7632 | 0 | 2.5926 | 42.2368 | 0 | 0 | 0
8380 | 88.0257 | 0 | 88.0257 | 52.2931 | 2 | 9.2744 | 10 | 14.4582 | 0 | 14.4582 | 0 | 0 | 0 | 0 | 0 | 0 | 0 | 0 | 0 | 0 | 64.2931 | 0 | 2.6408 | 40.7069 | 0 | 0 | 0
8381 | 87.3989 | 0 | 87.3989 | 52.8271 | 2 | 9.3515 | 10 | 13.2204 | 0 | 13.2204 | 0 | 0 | 0 | 0 | 0 | 0 | 0 | 0 | 0 | 0 | 64.8271 | 0 | 2.622 | 40.1729 | 0 | 0 | 0
8382 | 87.4137 | 0 | 87.4137 | 53.4282 | 2 | 9.4382 | 10 | 12.5473 | 0 | 12.5473 | 0 | 0 | 0 | 0 | 0 | 0 | 0 | 0 | 0 | 0 | 65.4282 | 0 | 2.6224 | 39.5718 | 0 | 0 | 0
8383 | 87.9984 | 0 | 87.9984 | 43.0533 | 2 | 7.9416 | 10 | 13.5075 | 11.4961 | 13.5075 | 11.4961 | 0 | 0 | 0 | 0 | 0 | 0 | 0 | 0 | 0 | 55.0533 | 0 | 2.64 | 49.9467 | 0 | 0 | 0
8384 | 87.9745 | 0 | 87.9745 | 42.9 | 2 | 5.8959 | 4 | 11.9659 | 21.2126 | 11.9659 | 21.2126 | 0 | 0 | 0 | 0 | 0 | 0 | 0 | 0 | 0 | 48.9 | 0 | 2.6392 | 57.112 | 0 | 0 | 0
8385 | 87.2506 | 0 | 87.2506 | 42.9 | 2 | 0 | 4 | 11.5869 | 35.104 | 11.5869 | 35.104 | 0 | 0 | 8.3403 | 0 | 0 | 0 | 8.3403 | 0 | 7.5063 | 48.9 | 0 | 2.6175 | 61.2132 | 0 | 0 | 0
8386 | 86.997 | 0 | 86.997 | 42.9 | 2 | 7.1054e-15 | 4 | 13.8421 | 40.9932 | 13.8421 | 40.9932 | 0 | 0 | 12 | 0 | 4.7383 | 0 | 16.7383 | 0 | 22.6748 | 48.9 | 0 | 2.6099 | 60.1545 | 0 | 0 | 0
8387 | 82.0446 | 0 | 82.0446 | 42.9 | 2 | 7.1054e-15 | 4 | 13.2097 | 45.3458 | 12.4402 | 42.7043 | 0.76948 | 2.6414 | 12 | 0 | 10 | 0 | 22 | 0 | 42.6943 | 48.9 | 0 | 2.4613 | 59.0612 | 0 | 0 | 0
8388 | 81.0784 | 0 | 81.0784 | 42.9 | 2 | 7.1054e-15 | 4 | 11.8046 | 44.7192 | 10.6788 | 40.4543 | 1.1258 | 4.2649 | 12 | 0 | 6.9548 | 0 | 18.9548 | 0 | 59.9063 | 48.9 | 0 | 2.4324 | 59.1955 | 0 | 1.7764e-14 | 0
8389 | 81.8231 | 0 | 81.8231 | 42.9 | 2 | 0 | 4 | 11.9226 | 44.2304 | 8.8998 | 33.0163 | 3.0228 | 11.2141 | 8.993 | 0 | 0 | 0 | 8.993 | 0 | 68 | 48.9 | 0 | 2.4547 | 69.3361 | 0 | 1.7764e-15 | 0
8390 | 81.8173 | 0 | 81.8173 | 42.9 | 2 | 7.1054e-15 | 4 | 13.3075 | 41.2081 | 8.0352 | 24.882 | 5.2722 | 16.3261 | 0 | 0 | 0 | 0 | 0 | 0 | 68 | 48.9 | 0 | 2.4545 | 81.5418 | 0 | 0 | 0
8391 | 80.1083 | 0 | 80.1083 | 42.9 | 2 | 0 | 4 | 12.0089 | 32.8707 | 8.3507 | 22.8576 | 3.6581 | 10.0131 | 0 | 0 | 0 | 0 | 0 | 0 | 68 | 48.9 | 0 | 2.4033 | 82.5412 | 0 | 0 | 0
8392 | 83.3973 | 0 | 83.3973 | 42.9 | 2 | 0.19161 | 4 | 12.4123 | 21.8934 | 12.4123 | 21.8934 | 0 | 0 | 0 | 0 | 0 | 0 | 0 | 0 | 68 | 48.9 | 0 | 2.5019 | 84.0972 | 0 | 0 | 0
8393 | 90.4003 | 0 | 90.4003 | 42.9 | 2 | 8.3868 | 8.0477 | 12.5456 | 11.3282 | 12.5456 | 11.3282 | 0 | 0 | 0 | 0 | 0 | 5.1919 | 0 | 5.1919 | 62.3686 | 52.9477 | 0 | 2.712 | 68.8603 | 0 | 0 | 0
8394 | 94.8017 | 0 | 94.8017 | 42.9 | 2 | 10.0358 | 6.4161 | 15.1948 | 5.4441e-15 | 15.1948 | 5.4441e-15 | 0 | 0 | 0 | 8.2549 | 0 | 10 | 0 | 18.2549 | 42.3499 | 51.3161 | 0 | 2.8441 | 57.4289 | 0 | 0 | 0
8395 | 100.0462 | 0 | 100.0462 | 48.1264 | 2 | 10.8728 | 10 | 13.7998 | 0 | 13.7998 | 0 | 0 | 0 | 0 | 12 | 0 | 3.2472 | 0 | 15.2472 | 25.4945 | 60.1264 | 0 | 3.0014 | 44.8736 | 0 | 0 | 0
8396 | 105.9874 | 0 | 105.9874 | 55 | 2.0966 | 11.4099 | 10 | 15.481 | 0 | 15.481 | 0 | 0 | 0 | 0 | 12 | 0 | 0 | 0 | 12 | 12.1612 | 67.0966 | 0 | 3.1796 | 37.9034 | 0 | 0 | 0
8397 | 102.7088 | 0 | 102.7088 | 53.67 | 2 | 11.0519 | 10 | 15.0419 | 0 | 15.0419 | 0 | 0 | 0 | 0 | 10.9451 | 0 | 0 | 0 | 10.9451 | 0 | 65.67 | 0 | 3.0813 | 39.33 | 0 | 0 | 0
8398 | 94.7843 | 0 | 94.7843 | 55 | 3.5557 | 9.8893 | 10 | 16.3393 | 0 | 16.3393 | 0 | 0 | 0 | 0 | 0 | 0 | 0 | 0 | 0 | 0 | 68.5557 | 0 | 2.8435 | 36.4443 | 0 | 0 | 0
8399 | 93.0989 | 0 | 93.0989 | 55 | 2.6964 | 9.7654 | 10 | 15.6371 | 0 | 15.6371 | 0 | 0 | 0 | 0 | 0 | 0 | 0 | 0 | 0 | 0 | 67.6964 | 0 | 2.793 | 37.3036 | 0 | 0 | 0
8400 | 86.5669 | 0 | 86.5669 | 51.0272 | 2 | 9.0918 | 10 | 14.4479 | 0 | 14.4479 | 0 | 0 | 0 | 0 | 0 | 0 | 0 | 0 | 0 | 0 | 63.0272 | 0 | 2.597 | 41.9728 | 0 | 0 | 0
8401 | 84.6983 | 0 | 84.6983 | 48.6164 | 2 | 8.7441 | 10 | 15.3378 | 0 | 15.3378 | 0 | 0 | 0 | 0 | 0 | 0 | 0 | 0 | 0 | 0 | 60.6164 | 0 | 2.5409 | 44.3836 | 0 | 0 | 0
8402 | 85.6208 | 0 | 85.6208 | 51.1919 | 2 | 9.1156 | 10 | 13.3134 | 0 | 13.3134 | 0 | 0 | 0 | 0 | 0 | 0 | 0 | 0 | 0 | 0 | 63.1919 | 0 | 2.5686 | 41.8081 | 0 | 0 | 0
8403 | 86.9536 | 0 | 86.9536 | 52.0443 | 2 | 9.2385 | 10 | 13.6708 | 0 | 13.6708 | 0 | 0 | 0 | 0 | 0 | 0 | 0 | 0 | 0 | 0 | 64.0443 | 0 | 2.6086 | 40.9557 | 0 | 0 | 0
8404 | 89.1222 | 0 | 89.1222 | 52.4616 | 2 | 9.2987 | 10 | 15.3618 | 0 | 15.3618 | 0 | 0 | 0 | 0 | 0 | 0 | 0 | 0 | 0 | 0 | 64.4616 | 0 | 2.6737 | 40.5384 | 0 | 0 | 0
8405 | 87.5301 | 0 | 87.5301 | 52.77 | 2 | 9.3432 | 10 | 13.4169 | 0 | 13.4169 | 0 | 0 | 0 | 0 | 0 | 0 | 0 | 0 | 0 | 0 | 64.77 | 0 | 2.6259 | 40.23 | 0 | 0 | 0
8406 | 87.2218 | 0 | 87.2218 | 53.0661 | 2 | 9.3859 | 10 | 12.7697 | 0 | 12.7697 | 0 | 0 | 0 | 0 | 0 | 0 | 0 | 0 | 0 | 0 | 65.0661 | 0 | 2.6167 | 39.9339 | 0 | 0 | 0
8407 | 87.2506 | 0 | 87.2506 | 42.9 | 2 | 7.7139 | 8.575 | 13.0374 | 13.0243 | 13.0374 | 13.0243 | 0 | 0 | 0 | 0 | 0 | 0 | 0 | 0 | 0 | 53.475 | 0 | 2.6175 | 51.525 | 0 | 0 | 0
8408 | 85.8554 | 0 | 85.8554 | 42.9 | 2 | 1.6346 | 4 | 14.1136 | 21.2071 | 14.1136 | 21.2071 | 0 | 0 | 0 | 0 | 0 | 0 | 0 | 0 | 0 | 48.9 | 0 | 2.5757 | 60.8361 | 0 | 0 | 0
8409 | 88.2046 | 0 | 88.2046 | 42.9 | 2 | 0 | 4 | 11.9247 | 33.6085 | 11.9247 | 33.6085 | 0 | 0 | 6.2287 | 0 | 0 | 0 | 6.2287 | 0 | 5.6058 | 48.9 | 0 | 2.6461 | 61.4794 | 0 | 0 | 0
8410 | 87.3635 | 0 | 87.3635 | 42.9 | 2 | 7.1054e-15 | 4 | 13.0021 | 39.1328 | 13.0021 | 39.1328 | 0 | 0 | 12 | 0 | 1.6714 | 0 | 13.6714 | 0 | 17.9467 | 48.9 | 0 | 2.6209 | 60.5412 | 0 | 0 | 0
8411 | 87.5113 | 0 | 87.5113 | 42.9 | 2 | 0 | 4 | 12.8893 | 42.8081 | 12.8893 | 42.8081 | 0 | 0 | 12 | 0 | 5.086 | 0 | 17.086 | 0 | 33.4358 | 48.9 | 0 | 2.6253 | 60.1107 | 0 | 0 | 0
8412 | 82.639 | 0 | 82.639 | 42.9 | 2 | 0 | 4 | 13.8146 | 41.7661 | 13.8146 | 41.7661 | 0 | 0 | 12 | 0 | 9.8416 | 0 | 21.8416 | 0 | 53.3094 | 48.9 | 0 | 2.4792 | 59.5112 | 0 | 0 | 0
8413 | 81.7078 | 0 | 81.7078 | 42.9 | 2 | 0 | 4 | 10.6645 | 45.763 | 9.262 | 39.7445 | 1.4025 | 6.0185 | 11.1047 | 0 | 5.094 | 0 | 16.1987 | 0 | 68 | 48.9 | 0 | 2.4512 | 59.287 | 0 | 3.5527e-15 | 0
8414 | 82.0769 | 0 | 82.0769 | 42.9 | 2 | 7.1054e-15 | 4 | 12.552 | 37.5065 | 8.319 | 24.8579 | 4.233 | 12.6486 | 0 | 0 | 0 | 0 | 0 | 0 | 68 | 48.9 | 0 | 2.4623 | 82.1365 | 0 | 0 | 0
8415 | 80.0884 | 0 | 80.0884 | 42.9 | 2 | 7.1054e-15 | 4 | 13.6017 | 30.68 | 9.5799 | 21.6085 | 4.0218 | 9.0716 | 0 | 0 | 0 | 0 | 0 | 0 | 68 | 48.9 | 0 | 2.4027 | 82.614 | 0 | 0 | 0
8416 | 87.5134 | 0 | 87.5134 | 42.9 | 2 | 5.6722 | 4 | 13.016 | 19.9251 | 13.016 | 19.9251 | 0 | 0 | 0 | 0 | 0 | 0 | 0 | 0 | 68 | 48.9 | 0 | 2.6254 | 79.3075 | 0 | 0 | 0
8417 | 89.6179 | 0 | 89.6179 | 44.3786 | 2 | 8.4394 | 10 | 12.1679 | 10.506 | 12.1679 | 10.506 | 0 | 0 | 0 | 0 | 0 | 2.126 | 0 | 2.126 | 65.6941 | 56.3786 | 0 | 2.6885 | 68.4954 | 0 | 0 | 0
8418 | 97.693 | 0 | 97.693 | 42.9 | 2 | 10.4955 | 9.5844 | 14.4397 | 5.2864e-15 | 14.4397 | 5.2864e-15 | 0 | 0 | 0 | 8.2735 | 0 | 10 | 0 | 18.2735 | 45.6548 | 54.4844 | 0 | 2.9308 | 54.2422 | 0 | 0 | 0
8419 | 100.0699 | 0 | 100.0699 | 45.0203 | 2 | 10.867 | 10 | 13.8695 | 0 | 13.8695 | 0 | 0 | 0 | 0 | 12 | 0 | 6.3131 | 0 | 18.3131 | 25.4739 | 57.0203 | 0 | 3.0021 | 47.9797 | 0 | 0 | -1.4211e-14
8420 | 105.2552 | 0 | 105.2552 | 54.8944 | 2 | 11.3807 | 10 | 14.98 | 0 | 14.98 | 0 | 0 | 0 | 0 | 12 | 0 | 0 | 0 | 12 | 12.1406 | 66.8944 | 0 | 3.1577 | 38.1056 | 0 | 0 | 0
8421 | 101.1303 | 0 | 101.1303 | 51.0856 | 2 | 10.6764 | 10 | 16.4417 | 0 | 16.4417 | 0 | 0 | 0 | 0 | 10.9265 | 0 | 0 | 0 | 10.9265 | 0 | 63.0856 | 0 | 3.0339 | 41.9144 | 0 | 0 | 0
8422 | 99.9194 | 0 | 99.9194 | 55 | 8.0788 | 10.5418 | 10 | 16.2988 | 0 | 16.2988 | 0 | 0 | 0 | 0 | 0 | 0 | 0 | 0 | 0 | 0 | 73.0788 | 0 | 2.9976 | 31.9212 | 0 | 0 | 0
8423 | 94.0826 | 0 | 94.0826 | 55 | 3.3925 | 9.8658 | 10 | 15.8244 | 0 | 15.8244 | 0 | 0 | 0 | 0 | 0 | 0 | 0 | 0 | 0 | 0 | 68.3925 | 0 | 2.8225 | 36.6075 | 0 | 1.4211e-14 | 0
8424 | 85.1144 | 0 | 85.1144 | 48.5188 | 2 | 8.73 | 10 | 15.8656 | 0 | 15.8656 | 0 | 0 | 0 | 0 | 0 | 0 | 0 | 0 | 0 | 0 | 60.5188 | 0 | 2.5534 | 44.4812 | 0 | 0 | 0
8425 | 89.0701 | 0 | 89.0701 | 53.78 | 2 | 9.4889 | 10 | 13.8012 | 0 | 13.8012 | 0 | 0 | 0 | 0 | 0 | 0 | 0 | 0 | 0 | 0 | 65.78 | 0 | 2.6721 | 39.22 | 0 | 0 | 0
8426 | 87.8737 | 0 | 87.8737 | 53.1864 | 2 | 9.4033 | 10 | 13.284 | 0 | 13.284 | 0 | 0 | 0 | 0 | 0 | 0 | 0 | 0 | 0 | 0 | 65.1864 | 0 | 2.6362 | 39.8136 | 0 | 0 | 0
8427 | 89.6948 | 0 | 89.6948 | 53.1592 | 2 | 9.3994 | 10 | 15.1362 | 0 | 15.1362 | 0 | 0 | 0 | 0 | 0 | 0 | 0 | 0 | 0 | 0 | 65.1592 | 0 | 2.6908 | 39.8408 | 0 | 0 | 0
8428 | 90.8812 | 0 | 90.8812 | 55 | 2.3362 | 9.7134 | 10 | 13.8316 | 0 | 13.8316 | 0 | 0 | 0 | 0 | 0 | 0 | 0 | 0 | 0 | 0 | 67.3362 | 0 | 2.7264 | 37.6638 | 0 | 0 | 0
8429 | 90.688 | 0 | 90.688 | 55 | 2.7281 | 9.7699 | 10 | 13.19 | 0 | 13.19 | 0 | 0 | 0 | 0 | 0 | 0 | 0 | 0 | 0 | 0 | 67.7281 | 0 | 2.7206 | 37.2719 | 0 | 1.4211e-14 | 0
8430 | 90.3444 | 0 | 90.3444 | 55 | 2.8272 | 9.7842 | 10 | 12.7331 | 0 | 12.7331 | 0 | 0 | 0 | 0 | 0 | 0 | 0 | 0 | 0 | 0 | 67.8272 | 0 | 2.7103 | 37.1728 | 0 | 0 | 0
8431 | 91.075 | 0 | 91.075 | 44.1149 | 2 | 8.0947 | 10 | 15.0475 | 11.8178 | 15.0475 | 11.8178 | 0 | 0 | 0 | 0 | 0 | 0 | 0 | 0 | 0 | 56.1149 | 0 | 2.7322 | 48.8851 | 0 | 0 | 0
8432 | 89.4525 | 0 | 89.4525 | 42.9 | 2 | 7.1577 | 4.7196 | 12.4566 | 20.2185 | 12.4566 | 20.2185 | 0 | 0 | 0 | 0 | 0 | 0 | 0 | 0 | 0 | 49.6196 | 0 | 2.6836 | 55.3804 | 0 | 0 | 0
8433 | 90.2265 | 0 | 90.2265 | 42.9 | 2 | 6.4995 | 4 | 10.3628 | 24.4642 | 10.3628 | 24.4642 | 0 | 0 | 0 | 0 | 0 | 0 | 0 | 0 | 0 | 48.9 | 0 | 2.7068 | 56.5846 | 0 | 1.4211e-14 | 0
8434 | 87.9747 | 0 | 87.9747 | 42.9 | 2 | 0 | 4 | 11.4142 | 34.2953 | 11.4142 | 34.2953 | 0 | 0 | 6.6348 | 0 | 0 | 0 | 6.6348 | 0 | 5.9713 | 48.9 | 0 | 2.6392 | 61.4282 | 0 | 0 | 0
8435 | 86.6234 | 0 | 86.6234 | 42.9 | 2 | 0 | 4 | 10.3128 | 38.9596 | 10.3128 | 38.9596 | 0 | 0 | 11.549 | 0 | 0 | 0 | 11.549 | 0 | 16.3654 | 48.9 | 0 | 2.5987 | 60.8087 | 0 | 0 | 0
8436 | 87.3522 | 0 | 87.3522 | 42.9 | 2 | 7.1054e-15 | 4 | 10.3855 | 40.6633 | 10.3855 | 40.6633 | 0 | 0 | 12 | 0 | 0.59656 | 0 | 12.5966 | 0 | 27.7154 | 48.9 | 0 | 2.6206 | 60.6767 | 0 | 0 | 0
8437 | 82.8454 | 0 | 82.8454 | 42.9 | 2 | 0 | 4 | 10.4847 | 40.8019 | 10.4847 | 40.8019 | 0 | 0 | 12 | 0 | 5.3412 | 0 | 17.3412 | 0 | 43.4398 | 48.9 | 0 | 2.4854 | 60.0785 | 0 | 0 | 0
8438 | 85.3419 | 0 | 85.3419 | 42.9 | 2 | 0 | 4 | 10.9288 | 38.7439 | 10.9288 | 38.7439 | 0 | 0 | 11.1495 | 0 | 2.0812 | 0 | 13.2308 | 0 | 55.3932 | 48.9 | 0 | 2.5603 | 60.5967 | 0 | 0 | 0
8439 | 82.8507 | 0 | 82.8507 | 42.9 | 2 | 0 | 4 | 12.5914 | 26.8415 | 12.5914 | 26.8415 | 0 | 0 | 0 | 0 | 5.4822 | 0 | 5.4822 | 0 | 60.4476 | 48.9 | 0 | 2.4855 | 73.5735 | 0 | 0 | 0
8440 | 87.2313 | 0 | 87.2313 | 42.9 | 2 | 4.7165 | 4 | 12.581 | 21.0338 | 12.581 | 21.0338 | 0 | 0 | 0 | 0 | 0 | 0 | 0 | 0 | 60.4476 | 48.9 | 0 | 2.6169 | 80.1428 | 0 | 0 | 0
8441 | 94.0718 | 0 | 94.0718 | 42.9 | 2 | 8.929 | 6.2441 | 12.1967 | 11.0478 | 12.1967 | 11.0478 | 0 | 0 | 0 | 0.75426 | 0 | 10 | 0 | 10.7543 | 48.763 | 51.1441 | 0 | 2.8222 | 65.1017 | 0 | 0 | 0
8442 | 98.3779 | 0 | 98.3779 | 50.2763 | 2 | 10.9275 | 10 | 11.6981 | 5.0717e-15 | 11.6981 | 5.0717e-15 | 0 | 0 | 0 | 12 | 0 | 1.4761 | 0 | 13.4761 | 33.8286 | 62.2763 | 0 | 2.9513 | 42.7237 | 0 | 0 | 0
8443 | 101.3543 | 0 | 101.3543 | 52.3424 | 2 | 11.0126 | 10 | 13.9994 | 0 | 13.9994 | 0 | 0 | 0 | 0 | 12 | 0 | 0 | 0 | 12 | 20.4953 | 64.3424 | 0 | 3.0406 | 40.6576 | 0 | 0 | 0
8444 | 109.4457 | 0 | 109.4457 | 55 | 7.6768 | 12.2148 | 10 | 12.554 | 0 | 12.554 | 0 | 0 | 0 | 0 | 12 | 0 | 0 | 0 | 12 | 7.1619 | 72.6768 | 0 | 3.2834 | 32.3232 | 0 | 0 | 0
8445 | 102.461 | 0 | 102.461 | 55 | 5.0345 | 11.0324 | 10 | 14.9483 | 0 | 14.9483 | 0 | 0 | 0 | 0 | 6.4457 | 0 | 0 | 0 | 6.4457 | 0 | 70.0345 | 0 | 3.0738 | 34.9655 | 0 | 0 | 0
8446 | 99.6748 | 0 | 99.6748 | 55 | 10.2326 | 10.8525 | 10 | 13.5897 | 0 | 13.5897 | 0 | 0 | 0 | 0 | 0 | 0 | 0 | 0 | 0 | 0 | 75.2326 | 0 | 2.9902 | 29.7674 | 0 | 0 | 0
8447 | 93.2222 | 0 | 93.2222 | 55 | 4.2263 | 9.986 | 10 | 14.0099 | 0 | 14.0099 | 0 | 0 | 0 | 0 | 0 | 0 | 0 | 0 | 0 | 0 | 69.2263 | 0 | 2.7967 | 35.7737 | 0 | 0 | 0
8448 | 85.1352 | 0 | 85.1352 | 49.4866 | 2 | 8.8696 | 10 | 14.779 | 0 | 14.779 | 0 | 0 | 0 | 0 | 0 | 0 | 0 | 0 | 0 | 0 | 61.4866 | 0 | 2.5541 | 43.5134 | 0 | 0 | 0
8449 | 86.016 | 0 | 86.016 | 49.4979 | 2 | 8.8712 | 10 | 15.6469 | 0 | 15.6469 | 0 | 0 | 0 | 0 | 0 | 0 | 0 | 0 | 0 | 0 | 61.4979 | 0 | 2.5805 | 43.5021 | 0 | 0 | 0
8450 | 85.9427 | 0 | 85.9427 | 49.0255 | 2 | 8.8031 | 10 | 16.1141 | 0 | 16.1141 | 0 | 0 | 0 | 0 | 0 | 0 | 0 | 0 | 0 | 0 | 61.0255 | 0 | 2.5783 | 43.9745 | 0 | 0 | 0
8451 | 87.721 | 0 | 87.721 | 52.8759 | 2 | 9.3585 | 10 | 13.4866 | 0 | 13.4866 | 0 | 0 | 0 | 0 | 0 | 0 | 0 | 0 | 0 | 0 | 64.8759 | 0 | 2.6316 | 40.1241 | 0 | 0 | 0
8452 | 86.2689 | 0 | 86.2689 | 51.2068 | 2 | 9.1177 | 10 | 13.9444 | 0 | 13.9444 | 0 | 0 | 0 | 0 | 0 | 0 | 0 | 0 | 0 | 0 | 63.2068 | 0 | 2.5881 | 41.7932 | 0 | 0 | 0
8453 | 87.2597 | 0 | 87.2597 | 53.3464 | 2 | 9.4264 | 10 | 12.487 | 0 | 12.487 | 0 | 0 | 0 | 0 | 0 | 0 | 0 | 0 | 0 | 0 | 65.3464 | 0 | 2.6178 | 39.6536 | 0 | 0 | 0
8454 | 88.3809 | 0 | 88.3809 | 54.8133 | 2 | 9.638 | 10 | 11.9296 | 0 | 11.9296 | 0 | 0 | 0 | 0 | 0 | 0 | 0 | 0 | 0 | 0 | 66.8133 | 0 | 2.6514 | 38.1867 | 0 | 0 | 0
8455 | 87.3974 | 0 | 87.3974 | 42.9 | 2 | 7.6969 | 8.4572 | 12.4973 | 13.8459 | 12.4973 | 13.8459 | 0 | 0 | 0 | 0 | 0 | 0 | 0 | 0 | 0 | 53.3572 | 0 | 2.6219 | 51.6428 | 0 | 0 | 0
8456 | 87.6988 | 0 | 87.6988 | 42.9 | 2 | 7.1054e-15 | 4 | 12.2702 | 27.3247 | 12.2702 | 27.3247 | 0 | 0 | 0.79612 | 0 | 0 | 0 | 0.79612 | 0 | 0.71651 | 48.9 | 0 | 2.631 | 62.1643 | 0 | 0 | 0
8457 | 83.307 | 0 | 83.307 | 42.9 | 2 | 0 | 4 | 11.7293 | 35.9291 | 11.7293 | 35.9291 | 0 | 0 | 12 | 0 | 1.2513 | 0 | 13.2513 | 0 | 12.6701 | 48.9 | 0 | 2.4992 | 60.5941 | 0 | 0 | 0
8458 | 84.9198 | 0 | 84.9198 | 42.9 | 2 | 0 | 4 | 10.8799 | 45.8932 | 10.8799 | 45.8932 | 0 | 0 | 12 | 0 | 8.7532 | 0 | 20.7532 | 0 | 31.5402 | 48.9 | 0 | 2.5476 | 59.6484 | 0 | 0 | 0
8459 | 81.9879 | 0 | 81.9879 | 42.9 | 2 | 7.1054e-15 | 4 | 11.245 | 52.9468 | 9.6502 | 45.4376 | 1.5948 | 7.5092 | 12 | 0 | 10 | 0 | 22 | 0 | 51.5598 | 48.9 | 0 | 2.4596 | 58.3435 | 0 | 0 | 0
8460 | 83.445 | 0 | 83.445 | 42.9 | 2 | 2.1316e-14 | 4 | 9.6773 | 49.3032 | 7.914 | 40.3196 | 1.7633 | 8.9837 | 12 | 0 | 1.6885 | 0 | 13.6885 | 0 | 63.9165 | 48.9 | 0 | 2.5034 | 59.1842 | 0 | 1.954e-14 | 0
8461 | 80.5739 | 0 | 80.5739 | 42.9 | 2 | 0 | 4 | 11.1714 | 48.6346 | 6.764 | 29.4471 | 4.4074 | 19.1875 | 4.5372 | 0 | 0 | 0 | 4.5372 | 0 | 68 | 48.9 | 0 | 2.4172 | 68.7181 | 0 | 0 | -4.4409e-15
8462 | 80.0085 | 0 | 80.0085 | 42.9 | 2 | 0 | 4 | 10.5123 | 45.0574 | 5.8849 | 25.2236 | 4.6274 | 19.8337 | 0 | 0 | 0 | 0 | 0 | 0 | 68 | 48.9 | 0 | 2.4003 | 81.1809 | 0 | 0 | 0
8463 | 82.778 | 0 | 82.778 | 42.9 | 2 | 0 | 4 | 11.207 | 38.8297 | 7.5878 | 26.2901 | 3.6192 | 12.5396 | 0 | 0 | 0 | 0 | 0 | 0 | 68 | 48.9 | 0 | 2.4833 | 82.2276 | 0 | 0 | 0
8464 | 84.8789 | 0 | 84.8789 | 42.9 | 2 | 0 | 4 | 12.0069 | 27.1816 | 11.0235 | 24.9554 | 0.98337 | 2.2262 | 0 | 0 | 0 | 0 | 0 | 0 | 68 | 48.9 | 0 | 2.5464 | 83.86 | 0 | 1.4211e-14 | 0
8465 | 89.4231 | 0 | 89.4231 | 42.9 | 2 | 7.6979 | 8.0415 | 13.703 | 14.6578 | 13.703 | 14.6578 | 0 | 0 | 0 | 0 | 0 | 0.42294 | 0 | 0.42294 | 67.5413 | 52.9415 | 0 | 2.6827 | 73.6356 | 0 | 0 | -1.4211e-14
8466 | 95.5538 | 0 | 95.5538 | 42.9 | 2 | 10.361 | 5.7407 | 13.3674 | 6.5781e-15 | 13.3674 | 6.5781e-15 | 0 | 0 | 0 | 11.1848 | 0 | 10 | 0 | 21.1848 | 44.2672 | 50.6407 | 0 | 2.8666 | 55.1746 | 0 | 1.4211e-14 | 0
8467 | 99.8973 | 0 | 99.8973 | 44.2986 | 2 | 11.0086 | 10 | 12.5739 | 0 | 12.5739 | 0 | 0 | 0 | 0 | 12 | 0 | 8.0162 | 0 | 20.0162 | 22.2391 | 56.2986 | 0 | 2.9969 | 48.7014 | 0 | 0 | 0
8468 | 105.9827 | 0 | 105.9827 | 55 | 3.1434 | 11.5609 | 10 | 14.2785 | 0 | 14.2785 | 0 | 0 | 0 | 0 | 12 | 0 | 0 | 0 | 12 | 8.9058 | 68.1434 | 0 | 3.1795 | 36.8566 | 0 | 0 | 0
8469 | 99.8347 | 0 | 99.8347 | 55 | 2.073 | 10.8316 | 10 | 13.9149 | 0 | 13.9149 | 0 | 0 | 0 | 0 | 8.0152 | 0 | 0 | 0 | 8.0152 | 0 | 67.073 | 0 | 2.995 | 37.927 | 0 | 0 | 0
8470 | 98.0699 | 0 | 98.0699 | 55 | 8.313 | 10.5756 | 10 | 14.1814 | 0 | 14.1814 | 0 | 0 | 0 | 0 | 0 | 0 | 0 | 0 | 0 | 0 | 73.313 | 0 | 2.9421 | 31.687 | 0 | 0 | 0
8471 | 93.4113 | 0 | 93.4113 | 55 | 2.6586 | 9.7599 | 10 | 15.9928 | 0 | 15.9928 | 0 | 0 | 0 | 0 | 0 | 0 | 0 | 0 | 0 | 0 | 67.6586 | 0 | 2.8023 | 37.3414 | 0 | 0 | 0
8472 | 82.5882 | 0 | 82.5882 | 47.2647 | 2 | 8.5491 | 10 | 14.7744 | 0 | 14.7744 | 0 | 0 | 0 | 0 | 0 | 0 | 0 | 0 | 0 | 0 | 59.2647 | 0 | 2.4776 | 45.7353 | 0 | 0 | 0
8473 | 85.2768 | 0 | 85.2768 | 51.8628 | 2 | 9.2124 | 10 | 12.2017 | 0 | 12.2017 | 0 | 0 | 0 | 0 | 0 | 0 | 0 | 0 | 0 | 0 | 63.8628 | 0 | 2.5583 | 41.1372 | 0 | 0 | 0
8474 | 84.849 | 0 | 84.849 | 50.2826 | 2 | 8.9844 | 10 | 13.582 | 0 | 13.582 | 0 | 0 | 0 | 0 | 0 | 0 | 0 | 0 | 0 | 0 | 62.2826 | 0 | 2.5455 | 42.7174 | 0 | 0 | 0
8475 | 84.9247 | 0 | 84.9247 | 51.1898 | 2 | 9.1153 | 10 | 12.6196 | 0 | 12.6196 | 0 | 0 | 0 | 0 | 0 | 0 | 0 | 0 | 0 | 0 | 63.1898 | 0 | 2.5477 | 41.8102 | 0 | 0 | 0
8476 | 85.3257 | 0 | 85.3257 | 50.5505 | 2 | 9.0231 | 10 | 13.7521 | 0 | 13.7521 | 0 | 0 | 0 | 0 | 0 | 0 | 0 | 0 | 0 | 0 | 62.5505 | 0 | 2.5598 | 42.4495 | 0 | 0 | 0
8477 | 86.2224 | 0 | 86.2224 | 52.219 | 2 | 9.2637 | 10 | 12.7396 | 0 | 12.7396 | 0 | 0 | 0 | 0 | 0 | 0 | 0 | 0 | 0 | 0 | 64.219 | 0 | 2.5867 | 40.781 | 0 | 0 | 0
8478 | 89.9106 | 0 | 89.9106 | 55 | 3.7338 | 9.915 | 10 | 11.2618 | 0 | 11.2618 | 0 | 0 | 0 | 0 | 0 | 0 | 0 | 0 | 0 | 0 | 68.7338 | 0 | 2.6973 | 36.2662 | 0 | 0 | 0
8479 | 89.5096 | 0 | 89.5096 | 46.3819 | 2 | 8.4217 | 10 | 9.885 | 12.821 | 9.885 | 12.821 | 0 | 0 | 0 | 0 | 0 | 0 | 0 | 0 | 0 | 58.3819 | 0 | 2.6853 | 46.6181 | 0 | 0 | -1.4211e-14
8480 | 85.2665 | 0 | 85.2665 | 42.9 | 2 | 0.371 | 4 | 11.4847 | 24.5107 | 11.4847 | 24.5107 | 0 | 0 | 0 | 0 | 0 | 0 | 0 | 0 | 0 | 48.9 | 0 | 2.558 | 61.9404 | 0 | 0 | -1.4211e-14
8481 | 85.9627 | 0 | 85.9627 | 42.9 | 2 | 0 | 4 | 11.1199 | 36.8087 | 11.1199 | 36.8087 | 0 | 0 | 10.8659 | 0 | 0 | 0 | 10.8659 | 0 | 9.7793 | 48.9 | 0 | 2.5789 | 60.8948 | 0 | 0 | 0
8482 | 86.4036 | 0 | 86.4036 | 42.9 | 2 | 0 | 4 | 9.767 | 43.8671 | 9.767 | 43.8671 | 0 | 0 | 12 | 0 | 4.1304 | 0 | 16.1304 | 0 | 24.3874 | 48.9 | 0 | 2.5921 | 60.2312 | 0 | 0 | 0
8483 | 83.3458 | 0 | 83.3458 | 42.9 | 2 | 0 | 4 | 10.0036 | 51.4652 | 9.1862 | 47.2597 | 0.81747 | 4.2056 | 12 | 0 | 10 | 0 | 22 | 0 | 44.407 | 48.9 | 0 | 2.5004 | 58.858 | 0 | 0 | 0
8484 | 84.9729 | 0 | 84.9729 | 42.9 | 2 | 0 | 4 | 11.1319 | 51.083 | 9.9547 | 45.6808 | 1.1772 | 5.4022 | 12 | 0 | 7.5626 | 0 | 19.5626 | 0 | 62.1793 | 48.9 | 0 | 2.5492 | 58.969 | 0 | 3.5527e-15 | 0
8485 | 84.2145 | 0 | 84.2145 | 42.9 | 2 | 0 | 4 | 10.9534 | 47.1959 | 7.8703 | 33.9116 | 3.0831 | 13.2843 | 6.4674 | 0 | 0 | 0 | 6.4674 | 0 | 68 | 48.9 | 0 | 2.5264 | 69.386 | 0 | 9.77e-15 | 0
8486 | 84.4631 | 0 | 84.4631 | 42.9 | 2 | 1.4211e-14 | 4 | 9.5134 | 43.8368 | 6.3416 | 29.2215 | 3.1718 | 14.6153 | 0 | 0 | 0 | 0 | 0 | 0 | 68 | 48.9 | 0 | 2.5339 | 82.0223 | 0 | 1.4211e-14 | 0
8487 | 83.2556 | 0 | 83.2556 | 42.9 | 2 | 7.1054e-15 | 4 | 11.6223 | 35.5296 | 8.4682 | 25.8874 | 3.1541 | 9.6422 | 0 | 0 | 0 | 0 | 0 | 0 | 68 | 48.9 | 0 | 2.4977 | 82.6515 | 0 | 0 | 0
8488 | 87.5337 | 0 | 87.5337 | 42.9 | 2 | 3.9822 | 4 | 11.0095 | 23.6419 | 11.0095 | 23.6419 | 0 | 0 | 0 | 0 | 0 | 0 | 0 | 0 | 68 | 48.9 | 0 | 2.626 | 80.7845 | 0 | 0 | 0
8489 | 92.312 | 0 | 92.312 | 42.9 | 2 | 8.7938 | 7.9873 | 9.7799 | 12.7767 | 9.7799 | 12.7767 | 0 | 0 | 0 | 0 | 0 | 8.0742 | 0 | 8.0742 | 59.2423 | 52.8873 | 0 | 2.7694 | 66.0385 | 0 | 2.8422e-14 | 0
8490 | 95.1618 | 0 | 95.1618 | 42.9 | 2 | 10.4361 | 6.2205 | 12.3793 | 6.8854e-15 | 12.3793 | 6.8854e-15 | 0 | 0 | 0 | 11.226 | 0 | 10 | 0 | 21.226 | 35.9224 | 51.1205 | 0 | 2.8549 | 54.6536 | 0 | 0 | 0
8491 | 100.7397 | 0 | 100.7397 | 52.4549 | 2 | 11.0814 | 10 | 12.8385 | 0 | 12.8385 | 0 | 0 | 0 | 0 | 12 | 0 | 0.36485 | 0 | 12.3649 | 22.1934 | 64.4549 | 0 | 3.0222 | 40.5451 | 0 | 0 | 0
8492 | 105.6003 | 0 | 105.6003 | 55 | 4.7543 | 11.7932 | 10 | 12.0527 | 0 | 12.0527 | 0 | 0 | 0 | 0 | 12 | 0 | 0 | 0 | 12 | 8.86 | 69.7543 | 0 | 3.168 | 35.2457 | 0 | 0 | 0
8493 | 100.3964 | 0 | 100.3964 | 55 | 2.089 | 10.828 | 10 | 14.5053 | 0 | 14.5053 | 0 | 0 | 0 | 0 | 7.974 | 0 | 0 | 0 | 7.974 | 0 | 67.089 | 0 | 3.0119 | 37.911 | 0 | 0 | 0
8494 | 96.1614 | 0 | 96.1614 | 55 | 5.1239 | 10.1155 | 10 | 15.922 | 0 | 15.922 | 0 | 0 | 0 | 0 | 0 | 0 | 0 | 0 | 0 | 0 | 70.1239 | 0 | 2.8848 | 34.8761 | 0 | 1.4211e-14 | 0
8495 | 93.5935 | 0 | 93.5935 | 55 | 4.2215 | 9.9854 | 10 | 14.3866 | 0 | 14.3866 | 0 | 0 | 0 | 0 | 0 | 0 | 0 | 0 | 0 | 0 | 69.2215 | 0 | 2.8078 | 35.7785 | 0 | 0 | 0
8496 | 86.6479 | 0 | 86.6479 | 50.0716 | 2 | 8.954 | 10 | 15.6223 | 0 | 15.6223 | 0 | 0 | 0 | 0 | 0 | 0 | 0 | 0 | 0 | 0 | 62.0716 | 0 | 2.5994 | 42.9284 | 0 | 0 | 0
8497 | 84.7726 | 0 | 84.7726 | 47.7986 | 2 | 8.6261 | 10 | 16.3478 | 0 | 16.3478 | 0 | 0 | 0 | 0 | 0 | 0 | 0 | 0 | 0 | 0 | 59.7986 | 0 | 2.5432 | 45.2014 | 0 | 0 | 0
8498 | 87.4605 | 0 | 87.4605 | 50.6116 | 2 | 9.0319 | 10 | 15.8171 | 0 | 15.8171 | 0 | 0 | 0 | 0 | 0 | 0 | 0 | 0 | 0 | 0 | 62.6116 | 0 | 2.6238 | 42.3884 | 0 | 0 | 0
8499 | 88.4036 | 0 | 88.4036 | 53.0273 | 2 | 9.3803 | 10 | 13.996 | 0 | 13.996 | 0 | 0 | 0 | 0 | 0 | 0 | 0 | 0 | 0 | 0 | 65.0273 | 0 | 2.6521 | 39.9727 | 0 | 0 | 0
8500 | 90.5267 | 0 | 90.5267 | 55 | 2.1478 | 9.6862 | 10 | 13.6927 | 0 | 13.6927 | 0 | 0 | 0 | 0 | 0 | 0 | 0 | 0 | 0 | 0 | 67.1478 | 0 | 2.7158 | 37.8522 | 0 | 0 | 0
8501 | 86.8532 | 0 | 86.8532 | 52.1155 | 2 | 9.2488 | 10 | 13.489 | 0 | 13.489 | 0 | 0 | 0 | 0 | 0 | 0 | 0 | 0 | 0 | 0 | 64.1155 | 0 | 2.6056 | 40.8845 | 0 | 0 | 0
8502 | 88.4166 | 0 | 88.4166 | 53.5171 | 2 | 9.451 | 10 | 13.4485 | 0 | 13.4485 | 0 | 0 | 0 | 0 | 0 | 0 | 0 | 0 | 0 | 0 | 65.5171 | 0 | 2.6525 | 39.4829 | 0 | 0 | 0
8503 | 89.613 | 0 | 89.613 | 43.9294 | 2 | 8.0679 | 10 | 14.0384 | 11.5773 | 14.0384 | 11.5773 | 0 | 0 | 0 | 0 | 0 | 0 | 0 | 0 | 0 | 55.9294 | 0 | 2.6884 | 49.0706 | 0 | 0 | 0
8504 | 88.3615 | 0 | 88.3615 | 42.9 | 2 | 1.795 | 4 | 13.774 | 23.8925 | 13.774 | 23.8925 | 0 | 0 | 0 | 0 | 0 | 0 | 0 | 0 | 0 | 48.9 | 0 | 2.6508 | 60.6959 | 0 | 0 | 0
8505 | 86.072 | 0 | 86.072 | 42.9 | 2 | 0 | 4 | 11.1978 | 34.7523 | 11.1978 | 34.7523 | 0 | 0 | 8.7781 | 0 | 0 | 0 | 8.7781 | 0 | 7.9003 | 48.9 | 0 | 2.5822 | 61.158 | 0 | 0 | 0
8506 | 87.7154 | 0 | 87.7154 | 42.9 | 2 | 0 | 4 | 12.4448 | 41.2584 | 12.4448 | 41.2584 | 0 | 0 | 12 | 0 | 2.8878 | 0 | 14.8878 | 0 | 21.3628 | 48.9 | 0 | 2.6315 | 60.3878 | 0 | 0 | 0
8507 | 88.5882 | 0 | 88.5882 | 42.9 | 2 | 7.1054e-15 | 4 | 11.8785 | 47.1844 | 11.8785 | 47.1844 | 0 | 0 | 12 | 0 | 7.3747 | 0 | 19.3747 | 0 | 38.9619 | 48.9 | 0 | 2.6576 | 59.8222 | 0 | 0 | 0
8508 | 85.7426 | 0 | 85.7426 | 42.9 | 2 | 0 | 4 | 11.5084 | 46.2107 | 11.5084 | 46.2107 | 0 | 0 | 12 | 0 | 8.8765 | 0 | 20.8765 | 0 | 57.9456 | 48.9 | 0 | 2.5723 | 59.6328 | 0 | 0 | 0
8509 | 86.1166 | 0 | 86.1166 | 42.9 | 2 | 0 | 4 | 12.5108 | 45.1587 | 10.4838 | 37.8421 | 2.027 | 7.3166 | 8.5552 | 0 | 2.554 | 0 | 11.1092 | 0 | 68 | 48.9 | 0 | 2.5835 | 59.6862 | 0 | 1.2434e-14 | 0
8510 | 83.3039 | 0 | 83.3039 | 42.9 | 2 | 0 | 4 | 11.5205 | 44.3257 | 7.0972 | 27.3068 | 4.4233 | 17.0189 | 0 | 0 | 0 | 0 | 0 | 0 | 68 | 48.9 | 0 | 2.4991 | 81.5615 | 0 | 0 | 0
8511 | 85.2023 | 0 | 85.2023 | 42.9 | 2 | 0 | 4 | 11.8532 | 34.8637 | 9.2108 | 27.0915 | 2.6424 | 7.7721 | 0 | 0 | 0 | 0 | 0 | 0 | 68 | 48.9 | 0 | 2.5561 | 82.9517 | 0 | 0 | 0
8512 | 87.3469 | 0 | 87.3469 | 42.9 | 2 | 0.68932 | 4 | 12.3544 | 25.4032 | 12.3544 | 25.4032 | 0 | 0 | 0 | 0 | 0 | 0 | 0 | 0 | 68 | 48.9 | 0 | 2.6204 | 83.6623 | 0 | 0 | 0
8513 | 93.994 | 0 | 93.994 | 42.9 | 2 | 5.8203 | 4 | 14.4459 | 12.7815 | 14.4459 | 12.7815 | 0 | 0 | 0 | 2.0462 | 0 | 10 | 0 | 12.0462 | 54.8799 | 48.9 | 0 | 2.8198 | 68.6505 | 0 | 0 | 0
8514 | 99.5792 | 0 | 99.5792 | 42.9 | 2 | 10.7678 | 9.3065 | 14.1658 | 5.6087e-15 | 14.1658 | 5.6087e-15 | 0 | 0 | 0 | 12 | 0 | 8.4391 | 0 | 20.4391 | 32.3931 | 54.2065 | 0 | 2.9874 | 50.7935 | 0 | 1.4211e-14 | 0
8515 | 103.3526 | 0 | 103.3526 | 54.2958 | 2 | 11.2943 | 10 | 13.7625 | 0 | 13.7625 | 0 | 0 | 0 | 0 | 12 | 0 | 0 | 0 | 12 | 19.0597 | 66.2958 | 0 | 3.1006 | 38.7042 | 0 | 0 | 0
8516 | 105.8226 | 0 | 105.8226 | 55 | 4.5895 | 11.7695 | 10 | 12.4637 | 0 | 12.4637 | 0 | 0 | 0 | 0 | 12 | 0 | 0 | 0 | 12 | 5.7264 | 69.5895 | 0 | 3.1747 | 35.4105 | 0 | 0 | 0
8517 | 101.516 | 0 | 101.516 | 55 | 5.1518 | 10.863 | 10 | 15.3474 | 0 | 15.3474 | 0 | 0 | 0 | 0 | 5.1538 | 0 | 0 | 0 | 5.1538 | 0 | 70.1518 | 0 | 3.0455 | 34.8482 | 0 | 0 | 0
8518 | 99.456 | 0 | 99.456 | 55 | 7.9378 | 10.5214 | 10 | 15.9968 | 0 | 15.9968 | 0 | 0 | 0 | 0 | 0 | 0 | 0 | 0 | 0 | 0 | 72.9378 | 0 | 2.9837 | 32.0622 | 0 | 0 | 0
8519 | 93.4339 | 0 | 93.4339 | 55 | 2.652 | 9.759 | 10 | 16.0229 | 0 | 16.0229 | 0 | 0 | 0 | 0 | 0 | 0 | 0 | 0 | 0 | 0 | 67.652 | 0 | 2.803 | 37.348 | 0 | 0 | 0
8520 | 77.327 | 0 | 77.327 | 42.9 | 2 | 7.8033 | 9.1949 | 15.4287 | 0 | 15.4287 | 0 | 0 | 0 | 0 | 0 | 0 | 0 | 0 | 0 | 0 | 54.0949 | 0 | 2.3198 | 50.9051 | 0 | 0 | 0
8521 | 79.5712 | 0 | 79.5712 | 44.9765 | 2 | 8.219 | 10 | 14.3756 | 0 | 14.3756 | 0 | 0 | 0 | 0 | 0 | 0 | 0 | 0 | 0 | 0 | 56.9765 | 0 | 2.3871 | 48.0235 | 0 | 0 | 0
8522 | 79.3684 | 0 | 79.3684 | 44.3609 | 2 | 8.1302 | 10 | 14.8774 | 0 | 14.8774 | 0 | 0 | 0 | 0 | 0 | 0 | 0 | 0 | 0 | 0 | 56.3609 | 0 | 2.3811 | 48.6391 | 0 | 0 | 0
8523 | 82.9391 | 0 | 82.9391 | 47.0291 | 2 | 8.5151 | 10 | 15.395 | 0 | 15.395 | 0 | 0 | 0 | 0 | 0 | 0 | 0 | 0 | 0 | 0 | 59.0291 | 0 | 2.4882 | 45.9709 | 0 | 0 | 0
8524 | 80.9213 | 0 | 80.9213 | 45.7414 | 2 | 8.3293 | 10 | 14.8505 | 0 | 14.8505 | 0 | 0 | 0 | 0 | 0 | 0 | 0 | 0 | 0 | 0 | 57.7414 | 0 | 2.4276 | 47.2586 | 0 | 1.4211e-14 | 0
8525 | 83.8929 | 0 | 83.8929 | 48.0278 | 2 | 8.6592 | 10 | 15.2059 | 0 | 15.2059 | 0 | 0 | 0 | 0 | 0 | 0 | 0 | 0 | 0 | 0 | 60.0278 | 0 | 2.5168 | 44.9722 | 0 | 0 | 0
8526 | 81.7666 | 0 | 81.7666 | 47.8306 | 2 | 8.6307 | 10 | 13.3054 | 0 | 13.3054 | 0 | 0 | 0 | 0 | 0 | 0 | 0 | 0 | 0 | 0 | 59.8306 | 0 | 2.453 | 45.1694 | 0 | 0 | 0
8527 | 80.9749 | 0 | 80.9749 | 42.9 | 2 | 4.3562 | 4 | 14.0399 | 13.6788 | 14.0399 | 13.6788 | 0 | 0 | 0 | 0 | 0 | 0 | 0 | 0 | 0 | 48.9 | 0 | 2.4292 | 58.4577 | 0 | 0 | 0
8528 | 83.8538 | 0 | 83.8538 | 42.9 | 2 | 0 | 4 | 11.7547 | 30.3307 | 11.7547 | 30.3307 | 0 | 0 | 7.1316 | 0 | 0 | 0 | 7.1316 | 0 | 6.4184 | 48.9 | 0 | 2.5156 | 61.3656 | 0 | 0 | 0
8529 | 81.5247 | 0 | 81.5247 | 42.9 | 2 | 1.4211e-14 | 4 | 12.5086 | 38.2884 | 12.5086 | 38.2884 | 0 | 0 | 12 | 0 | 6.1723 | 0 | 18.1723 | 0 | 22.9091 | 48.9 | 0 | 2.4457 | 59.9737 | 0 | 0 | 0
8530 | 78.5608 | 0 | 78.5608 | 42.9 | 2 | 0 | 4 | 13.5643 | 46.8996 | 11.5895 | 40.0713 | 1.9749 | 6.8283 | 12 | 0 | 10 | 0 | 22 | 0 | 42.9286 | 48.9 | 0 | 2.3568 | 58.3814 | 0 | 1.4211e-14 | 0
8531 | 79.1878 | 0 | 79.1878 | 42.9 | 2 | 7.1054e-15 | 4 | 12.867 | 55 | 9.0641 | 38.7444 | 3.8029 | 16.2556 | 12 | 0 | 5.5207 | 0 | 17.5207 | 0 | 58.8184 | 48.9 | 0 | 2.3756 | 57.5272 | 0 | 3.5527e-15 | 0
8532 | 77.0284 | 0 | 77.0284 | 42.9 | 2 | 0 | 4 | 11.3013 | 52.6692 | 6.7715 | 31.5585 | 4.5297 | 21.1106 | 10.2017 | 0 | 0 | 0 | 10.2017 | 0 | 68 | 48.9 | 0 | 2.3109 | 67.7462 | 0 | 0 | -1.7764e-15
8533 | 77.3849 | 0 | 77.3849 | 42.9 | 2 | 7.1054e-15 | 4 | 13.5003 | 50.8793 | 5.9733 | 22.5117 | 7.5271 | 28.3676 | 0 | 0 | 0 | 0 | 0 | 0 | 68 | 48.9 | 0 | 2.3215 | 79.7395 | 0 | 0 | 0
8534 | 78.6969 | 0 | 78.6969 | 42.9 | 2 | 0 | 4 | 12.3495 | 45.3055 | 6.3824 | 23.4145 | 5.9671 | 21.891 | 0 | 0 | 0 | 0 | 0 | 0 | 68 | 48.9 | 0 | 2.3609 | 80.7527 | 0 | 0 | 0
8535 | 77.4765 | 0 | 77.4765 | 42.9 | 2 | 0 | 4 | 14.0043 | 36.7367 | 7.887 | 20.6895 | 6.1173 | 16.0472 | 0 | 0 | 0 | 0 | 0 | 0 | 68 | 48.9 | 0 | 2.3243 | 81.4705 | 0 | 0 | 0
8536 | 78.9381 | 0 | 78.9381 | 42.9 | 2 | 7.1054e-15 | 4 | 13.4219 | 25.7547 | 10.2911 | 19.747 | 3.1309 | 6.0077 | 0 | 0 | 0 | 0 | 0 | 0 | 68 | 48.9 | 0 | 2.3681 | 83.1126 | 0 | 0 | 0
8537 | 87.6136 | 0 | 87.6136 | 42.9 | 2 | 7.4942 | 5.7054 | 13.7408 | 14.4263 | 13.7408 | 14.4263 | 0 | 0 | 0 | 0 | 0 | 1.3469 | 0 | 1.3469 | 66.5391 | 50.6054 | 0 | 2.6284 | 75.0477 | 0 | 1.4211e-14 | 0
8538 | 90.5665 | 0 | 90.5665 | 42.9 | 2 | 9.4052 | 4 | 13.9676 | 5.9202e-15 | 13.9676 | 5.9202e-15 | 0 | 0 | 0 | 8.2936 | 0 | 10 | 0 | 18.2936 | 46.4774 | 48.9 | 0 | 2.717 | 60.0578 | 0 | 0 | 0
8539 | 97.1696 | 0 | 97.1696 | 42.9 | 2 | 10.4327 | 8.3305 | 14.4142 | 0 | 14.4142 | 0 | 0 | 0 | 0 | 12 | 0 | 7.0922 | 0 | 19.0922 | 25.4515 | 53.2305 | 0 | 2.9151 | 51.7695 | 0 | 1.4211e-14 | 0
8540 | 100.1089 | 0 | 100.1089 | 50.8764 | 2 | 10.8011 | 10 | 14.4314 | 0 | 14.4314 | 0 | 0 | 0 | 0 | 12 | 0 | 0 | 0 | 12 | 12.1182 | 62.8764 | 0 | 3.0033 | 42.1236 | 0 | 0 | 0
8541 | 97.414 | 0 | 97.414 | 50.2679 | 2 | 10.5556 | 10 | 13.6841 | 0 | 13.6841 | 0 | 0 | 0 | 0 | 10.9064 | 0 | 0 | 0 | 10.9064 | 0 | 62.2679 | 0 | 2.9224 | 42.7321 | 0 | 0 | -1.4211e-14
8542 | 90.9855 | 0 | 90.9855 | 53.8074 | 2 | 9.4929 | 10 | 15.6852 | 0 | 15.6852 | 0 | 0 | 0 | 0 | 0 | 0 | 0 | 0 | 0 | 0 | 65.8074 | 0 | 2.7296 | 39.1926 | 0 | 0 | 0
8543 | 88.6585 | 0 | 88.6585 | 53.4989 | 2 | 9.4484 | 10 | 13.7112 | 0 | 13.7112 | 0 | 0 | 0 | 0 | 0 | 0 | 0 | 0 | 0 | 0 | 65.4989 | 0 | 2.6598 | 39.5011 | 0 | 0 | 0
8544 | 81.451 | 0 | 81.451 | 42.9 | 2 | 7.7501 | 8.8257 | 19.9752 | 0 | 19.9752 | 0 | 0 | 0 | 0 | 0 | 0 | 0 | 0 | 0 | 0 | 53.7257 | 0 | 2.4435 | 51.2743 | 0 | 0 | 0
8545 | 84.1697 | 0 | 84.1697 | 45.16 | 2 | 8.2455 | 10 | 18.7642 | 0 | 18.7642 | 0 | 0 | 0 | 0 | 0 | 0 | 0 | 0 | 0 | 0 | 57.16 | 0 | 2.5251 | 47.84 | 0 | 1.4211e-14 | 0
8546 | 87.1863 | 0 | 87.1863 | 47.2116 | 2 | 8.5414 | 10 | 19.4333 | 0 | 19.4333 | 0 | 0 | 0 | 0 | 0 | 0 | 0 | 0 | 0 | 0 | 59.2116 | 0 | 2.6156 | 45.7884 | 0 | 0 | 0
8547 | 84.5793 | 0 | 84.5793 | 46.5077 | 2 | 8.4399 | 10 | 17.6317 | 0 | 17.6317 | 0 | 0 | 0 | 0 | 0 | 0 | 0 | 0 | 0 | 0 | 58.5077 | 0 | 2.5374 | 46.4923 | 0 | 0 | 0
8548 | 86.3407 | 0 | 86.3407 | 48.1137 | 2 | 8.6715 | 10 | 17.5554 | 0 | 17.5554 | 0 | 0 | 0 | 0 | 0 | 0 | 0 | 0 | 0 | 0 | 60.1137 | 0 | 2.5902 | 44.8863 | 0 | 0 | 0
8549 | 86.0511 | 0 | 86.0511 | 47.3886 | 2 | 8.5669 | 10 | 18.0955 | 0 | 18.0955 | 0 | 0 | 0 | 0 | 0 | 0 | 0 | 0 | 0 | 0 | 59.3886 | 0 | 2.5815 | 45.6114 | 0 | 0 | 0
8550 | 88.6815 | 0 | 88.6815 | 49.9255 | 2 | 8.9329 | 10 | 17.8231 | 0 | 17.8231 | 0 | 0 | 0 | 0 | 0 | 0 | 0 | 0 | 0 | 0 | 61.9255 | 0 | 2.6604 | 43.0745 | 0 | 0 | 0
8551 | 85.2268 | 0 | 85.2268 | 42.9 | 2 | 7.3687 | 6.182 | 16.6156 | 10.1604 | 16.6156 | 10.1604 | 0 | 0 | 0 | 0 | 0 | 0 | 0 | 0 | 0 | 51.082 | 0 | 2.5568 | 53.918 | 0 | 0 | 0
8552 | 86.9444 | 0 | 86.9444 | 42.9 | 2 | 0 | 4 | 17.0408 | 21.4049 | 17.0408 | 21.4049 | 0 | 0 | 0.4012 | 0 | 0 | 0 | 0.4012 | 0 | 0.36108 | 48.9 | 0 | 2.6083 | 62.2141 | 0 | 0 | 0
8553 | 84.9788 | 0 | 84.9788 | 42.9 | 2 | 0 | 4 | 16.8752 | 28.3189 | 16.8752 | 28.3189 | 0 | 0 | 9.1153 | 0 | 0 | 0 | 9.1153 | 0 | 8.5648 | 48.9 | 0 | 2.5494 | 61.1155 | 0 | 0 | 0
8554 | 87.4325 | 0 | 87.4325 | 42.9 | 2 | 0 | 4 | 16.2269 | 33.9413 | 16.2269 | 33.9413 | 0 | 0 | 11.6357 | 0 | 0 | 0 | 11.6357 | 0 | 19.0369 | 48.9 | 0 | 2.623 | 60.7978 | 0 | 0 | 0
8555 | 86.7025 | 0 | 86.7025 | 42.9 | 2 | 1.4211e-14 | 4 | 14.8108 | 40.0177 | 14.8108 | 40.0177 | 0 | 0 | 12 | 0 | 5.026 | 0 | 17.026 | 0 | 34.4707 | 48.9 | 0 | 2.6011 | 60.1183 | 0 | 0 | 0
8556 | 85.3964 | 0 | 85.3964 | 42.9 | 2 | 0 | 4 | 17.1616 | 42.4532 | 16.8396 | 41.6568 | 0.32197 | 0.79646 | 12 | 0 | 10 | 0 | 22 | 0 | 54.4902 | 48.9 | 0 | 2.5619 | 59.3502 | 0 | 1.4211e-14 | 0
8557 | 80.5943 | 0 | 80.5943 | 42.9 | 2 | 0 | 4 | 16.0461 | 37.6584 | 13.9062 | 32.6364 | 2.1399 | 5.022 | 8.1812 | 0 | 6.6671 | 0 | 14.8483 | 0 | 68 | 48.9 | 0 | 2.4178 | 59.4899 | 0 | 0 | 0
8558 | 84.2247 | 0 | 84.2247 | 42.9 | 2 | 0 | 4 | 15.9527 | 37.1433 | 10.6133 | 24.7114 | 5.3394 | 12.432 | 0 | 0 | 0 | 0 | 0 | 0 | 68 | 48.9 | 0 | 2.5267 | 82.0243 | 0 | 0 | 0
8559 | 80.4139 | 0 | 80.4139 | 42.9 | 2 | 1.4211e-14 | 4 | 15.3883 | 26.3496 | 11.6188 | 19.8951 | 3.7695 | 6.4545 | 0 | 0 | 0 | 0 | 0 | 0 | 68 | 48.9 | 0 | 2.4124 | 82.9758 | 0 | 0 | 0
8560 | 86.3287 | 0 | 86.3287 | 42.9 | 2 | 0 | 4 | 17.0861 | 20.8355 | 16.864 | 20.5647 | 0.22212 | 0.27086 | 0 | 0 | 0 | 0 | 0 | 0 | 68 | 48.9 | 0 | 2.5899 | 84.2025 | 0 | 0 | -1.4211e-14
8561 | 91.623 | 0 | 91.623 | 42.9 | 2 | 8.116 | 6.7514 | 17.0437 | 10.2006 | 17.0437 | 10.2006 | 0 | 0 | 0 | 0 | 0 | 4.6113 | 0 | 4.6113 | 62.9984 | 51.6514 | 0 | 2.7487 | 70.7374 | 0 | 0 | 0
8562 | 97.1432 | 0 | 97.1432 | 42.9 | 2 | 10.1298 | 4.7196 | 16.7906 | 5.1463e-15 | 16.7906 | 5.1463e-15 | 0 | 0 | 0 | 10.6031 | 0 | 10 | 0 | 20.6031 | 40.3706 | 49.6196 | 0 | 2.9143 | 56.7772 | 0 | 0 | 0
8563 | 98.0233 | 0 | 98.0233 | 43.5563 | 2 | 10.2973 | 10 | 16.3418 | 0 | 16.3418 | 0 | 0 | 0 | 0 | 12 | 0 | 3.8278 | 0 | 15.8278 | 22.8854 | 55.5563 | 0 | 2.9407 | 49.4437 | 0 | 0 | 0
8564 | 104.7266 | 0 | 104.7266 | 52.8971 | 2 | 11.0926 | 10 | 16.7369 | 0 | 16.7369 | 0 | 0 | 0 | 0 | 12 | 0 | 0 | 0 | 12 | 9.5521 | 64.8971 | 0 | 3.1418 | 40.1029 | 0 | 0 | 0
8565 | 102.2657 | 0 | 102.2657 | 52.3075 | 2 | 10.5166 | 10 | 18.8447 | 0 | 18.8447 | 0 | 0 | 0 | 0 | 8.5969 | 0 | 0 | 0 | 8.5969 | 0 | 64.3075 | 0 | 3.068 | 40.6925 | 0 | 0 | 0
8566 | 94.8881 | 0 | 94.8881 | 53.352 | 2 | 9.4272 | 10 | 20.1089 | 0 | 20.1089 | 0 | 0 | 0 | 0 | 0 | 0 | 0 | 0 | 0 | 0 | 65.352 | 0 | 2.8466 | 39.648 | 0 | 0 | -1.4211e-14
8567 | 91.1502 | 0 | 91.1502 | 50.5563 | 2 | 9.0239 | 10 | 19.57 | 0 | 19.57 | 0 | 0 | 0 | 0 | 0 | 0 | 0 | 0 | 0 | 0 | 62.5563 | 0 | 2.7345 | 42.4437 | 0 | 0 | 0
8568 | 83.4131 | 0 | 83.4131 | 45.8754 | 2 | 8.3487 | 10 | 17.1891 | 0 | 17.1891 | 0 | 0 | 0 | 0 | 0 | 0 | 0 | 0 | 0 | 0 | 57.8754 | 0 | 2.5024 | 47.1246 | 0 | 0 | 0
8569 | 87.0888 | 0 | 87.0888 | 48.8107 | 2 | 8.7721 | 10 | 17.5061 | 0 | 17.5061 | 0 | 0 | 0 | 0 | 0 | 0 | 0 | 0 | 0 | 0 | 60.8107 | 0 | 2.6127 | 44.1893 | 0 | 0 | 0
8570 | 84.319 | 0 | 84.319 | 44.1266 | 2 | 8.0964 | 10 | 20.096 | 0 | 20.096 | 0 | 0 | 0 | 0 | 0 | 0 | 0 | 0 | 0 | 0 | 56.1266 | 0 | 2.5296 | 48.8734 | 0 | 0 | 0
8571 | 84.598 | 0 | 84.598 | 46.8132 | 2 | 8.4839 | 10 | 17.3009 | 0 | 17.3009 | 0 | 0 | 0 | 0 | 0 | 0 | 0 | 0 | 0 | 0 | 58.8132 | 0 | 2.5379 | 46.1868 | 0 | 0 | 0
8572 | 84.9747 | 0 | 84.9747 | 46.8047 | 2 | 8.4827 | 10 | 17.6872 | 0 | 17.6872 | 0 | 0 | 0 | 0 | 0 | 0 | 0 | 0 | 0 | 0 | 58.8047 | 0 | 2.5492 | 46.1953 | 0 | 1.4211e-14 | 0
8573 | 89.2387 | 0 | 89.2387 | 52.2383 | 2 | 9.2665 | 10 | 15.7339 | 0 | 15.7339 | 0 | 0 | 0 | 0 | 0 | 0 | 0 | 0 | 0 | 0 | 64.2383 | 0 | 2.6772 | 40.7617 | 0 | 1.4211e-14 | 0
8574 | 89.6069 | 0 | 89.6069 | 53.2201 | 2 | 9.4082 | 10 | 14.9786 | 0 | 14.9786 | 0 | 0 | 0 | 0 | 0 | 0 | 0 | 0 | 0 | 0 | 65.2201 | 0 | 2.6882 | 39.7799 | 0 | 0 | 0
8575 | 86.0279 | 0 | 86.0279 | 42.9 | 2 | 7.4673 | 6.8655 | 16.1544 | 10.6407 | 16.1544 | 10.6407 | 0 | 0 | 0 | 0 | 0 | 0 | 0 | 0 | 0 | 51.7655 | 0 | 2.5808 | 53.2345 | 0 | 0 | 0
8576 | 89.0593 | 0 | 89.0593 | 42.9 | 2 | 3.1346 | 4 | 15.1823 | 21.8424 | 15.1823 | 21.8424 | 0 | 0 | 0 | 0 | 0 | 0 | 0 | 0 | 0 | 48.9 | 0 | 2.6718 | 59.5252 | 0 | 0 | 0
8577 | 86.1495 | 0 | 86.1495 | 42.9 | 2 | 7.1054e-15 | 4 | 14.305 | 28.411 | 14.305 | 28.411 | 0 | 0 | 5.4664 | 0 | 0 | 0 | 5.4664 | 0 | 4.9198 | 48.9 | 0 | 2.5845 | 61.5755 | 0 | 0 | 0
8578 | 87.986 | 0 | 87.986 | 42.9 | 2 | 0 | 4 | 15.2262 | 36.9392 | 15.2262 | 36.9392 | 0 | 0 | 12 | 0 | 1.0793 | 0 | 13.0793 | 0 | 16.7149 | 48.9 | 0 | 2.6396 | 60.6158 | 0 | 0 | 0
8579 | 84.5469 | 0 | 84.5469 | 42.9 | 2 | 0 | 4 | 14.928 | 37.9161 | 14.928 | 37.9161 | 0 | 0 | 12 | 0 | 5.1972 | 0 | 17.1972 | 0 | 32.3064 | 48.9 | 0 | 2.5364 | 60.0967 | 0 | 0 | 0
8580 | 84.0998 | 0 | 84.0998 | 42.9 | 2 | 0 | 4 | 14.1367 | 37.9762 | 14.1367 | 37.9762 | 0 | 0 | 12 | 0 | 4.9131 | 0 | 16.9131 | 0 | 47.636 | 48.9 | 0 | 2.523 | 60.1325 | 0 | 0 | 0
8581 | 82.5217 | 0 | 82.5217 | 42.9 | 2 | 7.1054e-15 | 4 | 15.1895 | 37.7045 | 15.1895 | 37.7045 | 0 | 0 | 11.8669 | 0 | 7.4054 | 0 | 19.2724 | 0 | 65.1438 | 48.9 | 0 | 2.4757 | 59.8351 | 0 | 1.4211e-14 | 0
8582 | 85.1 | 0 | 85.1 | 42.9 | 2 | 7.1054e-15 | 4 | 15.0374 | 33.5828 | 12.1542 | 27.1438 | 2.8832 | 6.439 | 0 | 0 | 3.098 | 0 | 3.098 | 0 | 68 | 48.9 | 0 | 2.553 | 72.6989 | 0 | 0 | -3.5527e-15
8583 | 80.0636 | 0 | 80.0636 | 42.9 | 2 | 0 | 4 | 14.7136 | 29.0728 | 10.472 | 20.6916 | 4.2417 | 8.3812 | 0 | 0 | 0 | 0 | 0 | 0 | 68 | 48.9 | 0 | 2.4019 | 82.6733 | 0 | 0 | 0
8584 | 87.4061 | 0 | 87.4061 | 42.9 | 2 | 1.9912 | 4 | 16.1538 | 20.3611 | 16.1538 | 20.3611 | 0 | 0 | 0 | 0 | 0 | 0 | 0 | 0 | 68 | 48.9 | 0 | 2.6222 | 82.5245 | 0 | 0 | 0
8585 | 90.3071 | 0 | 90.3071 | 42.9 | 2 | 8.0616 | 5.4229 | 15.9398 | 10.4201 | 15.9398 | 10.4201 | 0 | 0 | 0 | 0 | 0 | 5.5627 | 0 | 5.5627 | 61.9664 | 50.3229 | 0 | 2.7092 | 71.1144 | 0 | 0 | 0
8586 | 95.9388 | 0 | 95.9388 | 42.9 | 2 | 9.3346 | 4 | 16.4482 | 4.9308e-15 | 16.4482 | 4.9308e-15 | 0 | 0 | 0 | 11.256 | 0 | 10 | 0 | 21.256 | 38.6132 | 48.9 | 0 | 2.8782 | 57.5305 | 0 | 0 | 0
8587 | 101.0188 | 0 | 101.0188 | 45.41 | 2 | 10.4275 | 10 | 18.3049 | 0 | 18.3049 | 0 | 0 | 0 | 0 | 12 | 0 | 2.8764 | 0 | 14.8764 | 22.16 | 57.41 | 0 | 3.0306 | 47.59 | 0 | 0 | 0
8588 | 105.1786 | 0 | 105.1786 | 53.7401 | 2 | 11.2142 | 10 | 16.2243 | 0 | 16.2243 | 0 | 0 | 0 | 0 | 12 | 0 | 0 | 0 | 12 | 8.8267 | 65.7401 | 0 | 3.1554 | 39.2599 | 0 | 0 | 0
8589 | 100.8315 | 0 | 100.8315 | 54.0207 | 2 | 10.6696 | 10 | 16.1973 | 0 | 16.1973 | 0 | 0 | 0 | 0 | 7.944 | 0 | 0 | 0 | 7.944 | 0 | 66.0207 | 0 | 3.0249 | 38.9793 | 0 | 0 | 0
8590 | 97.9793 | 0 | 97.9793 | 55 | 5.6914 | 10.1974 | 10 | 17.0905 | 0 | 17.0905 | 0 | 0 | 0 | 0 | 0 | 0 | 0 | 0 | 0 | 0 | 70.6914 | 0 | 2.9394 | 34.3086 | 0 | 0 | 0
8591 | 92.16 | 0 | 92.16 | 52.298 | 2 | 9.2751 | 10 | 18.5869 | 0 | 18.5869 | 0 | 0 | 0 | 0 | 0 | 0 | 0 | 0 | 0 | 0 | 64.298 | 0 | 2.7648 | 40.702 | 0 | 0 | 0
8592 | 84.753 | 0 | 84.753 | 47.6838 | 2 | 8.6095 | 10 | 16.4597 | 0 | 16.4597 | 0 | 0 | 0 | 0 | 0 | 0 | 0 | 0 | 0 | 0 | 59.6838 | 0 | 2.5426 | 45.3162 | 0 | 0 | 0
8593 | 86.2431 | 0 | 86.2431 | 48.7329 | 2 | 8.7609 | 10 | 16.7493 | 0 | 16.7493 | 0 | 0 | 0 | 0 | 0 | 0 | 0 | 0 | 0 | 0 | 60.7329 | 0 | 2.5873 | 44.2671 | 0 | 0 | 0
8594 | 86.0524 | 0 | 86.0524 | 47.9225 | 2 | 8.644 | 10 | 17.486 | 0 | 17.486 | 0 | 0 | 0 | 0 | 0 | 0 | 0 | 0 | 0 | 0 | 59.9225 | 0 | 2.5816 | 45.0775 | 0 | 0 | 0
8595 | 85.1536 | 0 | 85.1536 | 47.401 | 2 | 8.5687 | 10 | 17.1839 | 0 | 17.1839 | 0 | 0 | 0 | 0 | 0 | 0 | 0 | 0 | 0 | 0 | 59.401 | 0 | 2.5546 | 45.599 | 0 | 0 | -1.4211e-14
8596 | 89.0416 | 0 | 89.0416 | 53.0153 | 2 | 9.3786 | 10 | 14.6477 | 0 | 14.6477 | 0 | 0 | 0 | 0 | 0 | 0 | 0 | 0 | 0 | 0 | 65.0153 | 0 | 2.6712 | 39.9847 | 0 | 0 | 0
8597 | 86.4998 | 0 | 86.4998 | 49.7731 | 2 | 8.9109 | 10 | 15.8158 | 0 | 15.8158 | 0 | 0 | 0 | 0 | 0 | 0 | 0 | 0 | 0 | 0 | 61.7731 | 0 | 2.595 | 43.2269 | 0 | 0 | 0
8598 | 86.5937 | 0 | 86.5937 | 49.8493 | 2 | 8.9219 | 10 | 15.8226 | 0 | 15.8226 | 0 | 0 | 0 | 0 | 0 | 0 | 0 | 0 | 0 | 0 | 61.8493 | 0 | 2.5978 | 43.1507 | 0 | 0 | 0
8599 | 85.5419 | 0 | 85.5419 | 42.9 | 2 | 7.4613 | 6.8241 | 13.9856 | 12.3709 | 13.9856 | 12.3709 | 0 | 0 | 0 | 0 | 0 | 0 | 0 | 0 | 0 | 51.7241 | 0 | 2.5663 | 53.2759 | 0 | 0 | 0
8600 | 88.5674 | 0 | 88.5674 | 42.9 | 2 | 1.2083 | 4 | 13.5724 | 24.8867 | 13.5724 | 24.8867 | 0 | 0 | 0 | 0 | 0 | 0 | 0 | 0 | 0 | 48.9 | 0 | 2.657 | 61.2087 | 0 | 1.4211e-14 | 0
8601 | 85.8507 | 0 | 85.8507 | 42.9 | 2 | 0 | 4 | 14.3241 | 33.6594 | 14.3241 | 33.6594 | 0 | 0 | 11.0328 | 0 | 0 | 0 | 11.0328 | 0 | 9.9295 | 48.9 | 0 | 2.5755 | 60.8738 | 0 | 0 | 0
8602 | 87.4977 | 0 | 87.4977 | 42.9 | 2 | 0 | 4 | 15.1046 | 41.6723 | 15.1046 | 41.6723 | 0 | 0 | 12 | 0 | 6.1792 | 0 | 18.1792 | 0 | 26.4265 | 48.9 | 0 | 2.6249 | 59.9729 | 0 | 0 | 0
8603 | 84.1061 | 0 | 84.1061 | 42.9 | 2 | 0 | 4 | 13.8021 | 48.5414 | 12.6648 | 44.5413 | 1.1374 | 4 | 12 | 0 | 10 | 0 | 22 | 0 | 46.4461 | 48.9 | 0 | 2.5232 | 58.8435 | 0 | 0 | 0
8604 | 86.7299 | 0 | 86.7299 | 42.9 | 2 | 2.1316e-14 | 4 | 14.9314 | 43.6181 | 14.1139 | 41.2299 | 0.81752 | 2.3882 | 12 | 0 | 5.5138 | 0 | 17.5138 | 0 | 62.3295 | 48.9 | 0 | 2.6019 | 59.6526 | 0 | 1.7764e-14 | 0
8605 | 81.6742 | 0 | 81.6742 | 42.9 | 2 | 7.1054e-15 | 4 | 13.8262 | 44.0096 | 9.3412 | 29.7335 | 4.485 | 14.2761 | 6.3005 | 0 | 0 | 0 | 6.3005 | 0 | 68 | 48.9 | 0 | 2.4502 | 69.1052 | 0 | 0 | -1.7764e-15
8606 | 83.4124 | 0 | 83.4124 | 42.9 | 2 | 7.1054e-15 | 4 | 13.7785 | 44.7743 | 8.1214 | 26.391 | 5.6571 | 18.3833 | 0 | 0 | 0 | 0 | 0 | 0 | 68 | 48.9 | 0 | 2.5024 | 81.234 | 0 | 0 | 0
8607 | 81.4939 | 0 | 81.4939 | 42.9 | 2 | 0 | 4 | 14.0313 | 34.304 | 9.4617 | 23.1321 | 4.5696 | 11.1718 | 0 | 0 | 0 | 0 | 0 | 0 | 68 | 48.9 | 0 | 2.4448 | 82.2802 | 0 | 0 | 0
8608 | 88.3934 | 0 | 88.3934 | 42.9 | 2 | 0 | 4 | 16.3618 | 24.8586 | 15.6763 | 23.8171 | 0.68547 | 1.0414 | 0 | 0 | 0 | 0 | 0 | 0 | 68 | 48.9 | 0 | 2.6518 | 84.047 | 0 | 0 | 0
8609 | 91.6072 | 0 | 91.6072 | 42.9 | 2 | 7.608 | 7.8408 | 16.4805 | 14.778 | 16.4805 | 14.778 | 0 | 0 | 0 | 0 | 0 | 0 | 0 | 0 | 68 | 52.7408 | 0 | 2.7482 | 74.2592 | 0 | 0 | 0
8610 | 96.5659 | 0 | 96.5659 | 42.9 | 2 | 10.2682 | 6.2036 | 15.1157 | 5.8886e-15 | 15.1157 | 5.8886e-15 | 0 | 0 | 0 | 10.0784 | 0 | 10 | 0 | 20.0784 | 45.9552 | 51.1036 | 0 | 2.897 | 55.818 | 0 | 1.4211e-14 | 0
8611 | 101.0872 | 0 | 101.0872 | 42.9 | 2 | 10.7009 | 8.8425 | 16.2048 | 0 | 16.2048 | 0 | 0 | 0 | 0 | 12 | 0 | 8.4391 | 0 | 20.4391 | 23.4684 | 53.7425 | 0 | 3.0326 | 51.2575 | 0 | 1.4211e-14 | 0
8612 | 104.7327 | 0 | 104.7327 | 53.4084 | 2 | 11.1663 | 10 | 16.158 | 0 | 16.158 | 0 | 0 | 0 | 0 | 12 | 0 | 0 | 0 | 12 | 10.1351 | 65.4084 | 0 | 3.142 | 39.5916 | 0 | 0 | 0
8613 | 102.6644 | 0 | 102.6644 | 51.9648 | 2 | 10.5429 | 10 | 19.0351 | 0 | 19.0351 | 0 | 0 | 0 | 0 | 9.1216 | 0 | 0 | 0 | 9.1216 | 0 | 63.9648 | 0 | 3.0799 | 41.0352 | 0 | 0 | 0
8614 | 96.3321 | 0 | 96.3321 | 55 | 5.3591 | 10.1495 | 10 | 15.8236 | 0 | 15.8236 | 0 | 0 | 0 | 0 | 0 | 0 | 0 | 0 | 0 | 0 | 70.3591 | 0 | 2.89 | 34.6409 | 0 | 0 | 0
8615 | 93.8792 | 0 | 93.8792 | 54.8621 | 2 | 9.645 | 10 | 17.3721 | 0 | 17.3721 | 0 | 0 | 0 | 0 | 0 | 0 | 0 | 0 | 0 | 0 | 66.8621 | 0 | 2.8164 | 38.1379 | 0 | 0 | 0
8616 | 84.1181 | 0 | 84.1181 | 46.6962 | 2 | 8.4671 | 10 | 16.9548 | 0 | 16.9548 | 0 | 0 | 0 | 0 | 0 | 0 | 0 | 0 | 0 | 0 | 58.6962 | 0 | 2.5235 | 46.3038 | 0 | 0 | 0
8617 | 87.2666 | 0 | 87.2666 | 48.9131 | 2 | 8.7869 | 10 | 17.5665 | 0 | 17.5665 | 0 | 0 | 0 | 0 | 0 | 0 | 0 | 0 | 0 | 0 | 60.9131 | 0 | 2.618 | 44.0869 | 0 | 0 | 0
8618 | 85.7411 | 0 | 85.7411 | 47.9327 | 2 | 8.6454 | 10 | 17.163 | 0 | 17.163 | 0 | 0 | 0 | 0 | 0 | 0 | 0 | 0 | 0 | 0 | 59.9327 | 0 | 2.5722 | 45.0673 | 0 | 0 | 0
8619 | 88.5875 | 0 | 88.5875 | 50.0067 | 2 | 8.9446 | 10 | 17.6362 | 0 | 17.6362 | 0 | 0 | 0 | 0 | 0 | 0 | 0 | 0 | 0 | 0 | 62.0067 | 0 | 2.6576 | 42.9933 | 0 | 1.4211e-14 | 0
8620 | 86.9272 | 0 | 86.9272 | 49.2984 | 2 | 8.8424 | 10 | 16.7864 | 0 | 16.7864 | 0 | 0 | 0 | 0 | 0 | 0 | 0 | 0 | 0 | 0 | 61.2984 | 0 | 2.6078 | 43.7016 | 0 | 0 | 0
8621 | 86.5506 | 0 | 86.5506 | 48.4288 | 2 | 8.717 | 10 | 17.4047 | 0 | 17.4047 | 0 | 0 | 0 | 0 | 0 | 0 | 0 | 0 | 0 | 0 | 60.4288 | 0 | 2.5965 | 44.5712 | 0 | 0 | 0
8622 | 86.5507 | 0 | 86.5507 | 49.9404 | 2 | 8.935 | 10 | 15.6753 | 0 | 15.6753 | 0 | 0 | 0 | 0 | 0 | 0 | 0 | 0 | 0 | 0 | 61.9404 | 0 | 2.5965 | 43.0596 | 0 | 0 | 0
8623 | 88.3188 | 0 | 88.3188 | 42.9 | 2 | 7.6823 | 8.3558 | 15.7683 | 11.6124 | 15.7683 | 11.6124 | 0 | 0 | 0 | 0 | 0 | 0 | 0 | 0 | 0 | 53.2558 | 0 | 2.6496 | 51.7442 | 0 | 1.4211e-14 | 0
8624 | 88.6278 | 0 | 88.6278 | 42.9 | 2 | 3.8008 | 4 | 14.0438 | 21.8832 | 14.0438 | 21.8832 | 0 | 0 | 0 | 0 | 0 | 0 | 0 | 0 | 0 | 48.9 | 0 | 2.6588 | 58.943 | 0 | 0 | 0
8625 | 87.9438 | 0 | 87.9438 | 42.9 | 2 | 7.1054e-15 | 4 | 13.8202 | 29.2564 | 13.8202 | 29.2564 | 0 | 0 | 4.0328 | 0 | 0 | 0 | 4.0328 | 0 | 3.6296 | 48.9 | 0 | 2.6383 | 61.7563 | 0 | 1.4211e-14 | 0
8626 | 87.8222 | 0 | 87.8222 | 42.9 | 2 | 0 | 4 | 15.9009 | 35.1666 | 15.9009 | 35.1666 | 0 | 0 | 12 | 0 | 0.14534 | 0 | 12.1453 | 0 | 14.5636 | 48.9 | 0 | 2.6347 | 60.7335 | 0 | 0 | 0
8627 | 86.0495 | 0 | 86.0495 | 42.9 | 2 | 0 | 4 | 14.2296 | 38.4235 | 14.2296 | 38.4235 | 0 | 0 | 12 | 0 | 3.5036 | 0 | 15.5036 | 0 | 28.5937 | 48.9 | 0 | 2.5815 | 60.3102 | 0 | 0 | 0
8628 | 87.7882 | 0 | 87.7882 | 42.9 | 2 | 7.1054e-15 | 4 | 12.2972 | 43.5747 | 12.2972 | 43.5747 | 0 | 0 | 12 | 0 | 4.9837 | 0 | 16.9837 | 0 | 43.9884 | 48.9 | 0 | 2.6336 | 60.1236 | 0 | 0 | 0
8629 | 85.6998 | 0 | 85.6998 | 42.9 | 2 | 0 | 4 | 13.3661 | 41.2218 | 13.3661 | 41.2218 | 0 | 0 | 12 | 0 | 5.7881 | 0 | 17.7881 | 0 | 60.1248 | 48.9 | 0 | 2.571 | 60.0222 | 0 | 0 | 0
8630 | 81.421 | 0 | 81.421 | 42.9 | 2 | 7.1054e-15 | 4 | 11.3449 | 32.1969 | 10.7071 | 30.3868 | 0.63781 | 1.8101 | 1.3005 | 0 | 7.2723 | 0 | 8.5728 | 0 | 68 | 48.9 | 0 | 2.4426 | 60.8753 | 0 | 7.1054e-15 | 0
8631 | 85.3524 | 0 | 85.3524 | 42.9 | 2 | 7.1054e-15 | 4 | 12.2738 | 32.3959 | 10.0159 | 26.4365 | 2.2579 | 5.9595 | 0 | 0 | 0 | 0 | 0 | 0 | 68 | 48.9 | 0 | 2.5606 | 83.2287 | 0 | 0 | 0
8632 | 89.5337 | 0 | 89.5337 | 42.9 | 2 | 4.7406 | 4 | 13.8675 | 22.0256 | 13.8675 | 22.0256 | 0 | 0 | 0 | 0 | 0 | 0 | 0 | 0 | 68 | 48.9 | 0 | 2.686 | 80.1217 | 0 | 0 | 0
8633 | 91.9823 | 0 | 91.9823 | 42.9 | 2 | 8.4372 | 6.8776 | 13.6418 | 11.4139 | 13.6418 | 11.4139 | 0 | 0 | 0 | 0 | 0 | 6.7118 | 0 | 6.7118 | 60.7201 | 51.7776 | 0 | 2.7595 | 68.5106 | 0 | 0 | 0
8634 | 94.7503 | 0 | 94.7503 | 42.9 | 2 | 10.151 | 5.0245 | 14.2297 | 5.4716e-15 | 14.2297 | 5.4716e-15 | 0 | 0 | 0 | 10.4451 | 0 | 10 | 0 | 20.4451 | 38.2679 | 49.9245 | 0 | 2.8425 | 56.6304 | 0 | 0 | 0
8635 | 101.1726 | 0 | 101.1726 | 49.9913 | 2 | 10.9226 | 10 | 14.5314 | 0 | 14.5314 | 0 | 0 | 0 | 0 | 12 | 0 | 1.7273 | 0 | 13.7273 | 23.061 | 61.9913 | 0 | 3.0352 | 43.0087 | 0 | 0 | 0
8636 | 109.596 | 0 | 109.596 | 55 | 4.6378 | 11.7764 | 10 | 16.1818 | 0 | 16.1818 | 0 | 0 | 0 | 0 | 12 | 0 | 0 | 0 | 12 | 9.7276 | 69.6378 | 0 | 3.2879 | 35.3622 | 0 | 0 | 0
8637 | 103.2531 | 0 | 103.2531 | 55 | 2.7815 | 11.0405 | 10 | 15.6762 | 0 | 15.6762 | 0 | 0 | 0 | 0 | 8.7549 | 0 | 0 | 0 | 8.7549 | 0 | 67.7815 | 0 | 3.0976 | 37.2185 | 0 | 0 | 0
8638 | 99.3485 | 0 | 99.3485 | 55 | 7.4107 | 10.4454 | 10 | 16.4924 | 0 | 16.4924 | 0 | 0 | 0 | 0 | 0 | 0 | 0 | 0 | 0 | 0 | 72.4107 | 0 | 2.9805 | 32.5893 | 0 | 0 | 0
8639 | 93.1532 | 0 | 93.1532 | 53.5829 | 2 | 9.4605 | 10 | 18.1098 | 0 | 18.1098 | 0 | 0 | 0 | 0 | 0 | 0 | 0 | 0 | 0 | 0 | 65.5829 | 0 | 2.7946 | 39.4171 | 0 | 0 | 0
8640 | 82.7008 | 0 | 82.7008 | 49.5535 | 2 | 8.8792 | 10 | 12.2681 | 0 | 12.2681 | 0 | 0 | 0 | 0 | 0 | 0 | 0 | 0 | 0 | 0 | 61.5535 | 0 | 2.481 | 43.4465 | 0 | 0 | 0
8641 | 84.2411 | 0 | 84.2411 | 47.0596 | 2 | 8.5195 | 10 | 16.6621 | 0 | 16.6621 | 0 | 0 | 0 | 0 | 0 | 0 | 0 | 0 | 0 | 0 | 59.0596 | 0 | 2.5272 | 45.9404 | 0 | 0 | 0
8642 | 87.1377 | 0 | 87.1377 | 50.6703 | 2 | 9.0403 | 10 | 15.4271 | 0 | 15.4271 | 0 | 0 | 0 | 0 | 0 | 0 | 0 | 0 | 0 | 0 | 62.6703 | 0 | 2.6141 | 42.3297 | 0 | 0 | 0
8643 | 86.1937 | 0 | 86.1937 | 49.6927 | 2 | 8.8993 | 10 | 15.6017 | 0 | 15.6017 | 0 | 0 | 0 | 0 | 0 | 0 | 0 | 0 | 0 | 0 | 61.6927 | 0 | 2.5858 | 43.3073 | 0 | 0 | 0
8644 | 86.7619 | 0 | 86.7619 | 50.2751 | 2 | 8.9833 | 10 | 15.5035 | 0 | 15.5035 | 0 | 0 | 0 | 0 | 0 | 0 | 0 | 0 | 0 | 0 | 62.2751 | 0 | 2.6029 | 42.7249 | 0 | 0 | 0
8645 | 86.8986 | 0 | 86.8986 | 52.8271 | 2 | 9.3515 | 10 | 12.72 | 0 | 12.72 | 0 | 0 | 0 | 0 | 0 | 0 | 0 | 0 | 0 | 0 | 64.8271 | 0 | 2.607 | 40.1729 | 0 | 0 | 0
8646 | 86.8635 | 0 | 86.8635 | 52.668 | 2 | 9.3285 | 10 | 12.867 | 0 | 12.867 | 0 | 0 | 0 | 0 | 0 | 0 | 0 | 0 | 0 | 0 | 64.668 | 0 | 2.6059 | 40.332 | 0 | 0 | 0
8647 | 85.2624 | 0 | 85.2624 | 42.9 | 2 | 7.5707 | 7.5824 | 12.4169 | 12.7923 | 12.4169 | 12.7923 | 0 | 0 | 0 | 0 | 0 | 0 | 0 | 0 | 0 | 52.4824 | 0 | 2.5579 | 52.5176 | 0 | 0 | 0
8648 | 88.3773 | 0 | 88.3773 | 42.9 | 2 | 4.6785 | 4 | 12.4587 | 22.3401 | 12.4587 | 22.3401 | 0 | 0 | 0 | 0 | 0 | 0 | 0 | 0 | 0 | 48.9 | 0 | 2.6513 | 58.176 | 0 | 0 | 0
8649 | 85.7167 | 0 | 85.7167 | 42.9 | 2 | 0 | 4 | 10.7205 | 34.3514 | 10.7205 | 34.3514 | 0 | 0 | 8.2552 | 0 | 0 | 0 | 8.2552 | 0 | 7.4297 | 48.9 | 0 | 2.5715 | 61.224 | 0 | 0 | 0
8650 | 85.1034 | 0 | 85.1034 | 42.9 | 2 | 7.1054e-15 | 4 | 10.0763 | 43.5082 | 10.0763 | 43.5082 | 0 | 0 | 12 | 0 | 5.3812 | 0 | 17.3812 | 0 | 23.1909 | 48.9 | 0 | 2.5531 | 60.0735 | 0 | 0 | 0
8651 | 85.5302 | 0 | 85.5302 | 42.9 | 2 | 0 | 4 | 10.9577 | 47.9331 | 10.9092 | 47.721 | 0.04849 | 0.21211 | 12 | 0 | 10 | 0 | 22 | 0 | 43.2104 | 48.9 | 0 | 2.5659 | 59.4583 | 0 | 0 | 0
8652 | 85.7231 | 0 | 85.7231 | 42.9 | 2 | 7.1054e-15 | 4 | 13.3135 | 52.2082 | 11.203 | 43.932 | 2.1105 | 8.2763 | 12 | 0 | 6.3119 | 0 | 18.3119 | 0 | 59.8297 | 48.9 | 0 | 2.5717 | 58.6467 | 0 | 3.5527e-15 | 0
8653 | 83.4153 | 0 | 83.4153 | 42.9 | 2 | 7.1054e-15 | 4 | 11.6038 | 47.0855 | 8.6191 | 34.9743 | 2.9847 | 12.1112 | 9.0781 | 0 | 0 | 0 | 9.0781 | 0 | 68 | 48.9 | 0 | 2.5025 | 69.2171 | 0 | 8.8818e-15 | 0
8654 | 83.8978 | 0 | 83.8978 | 42.9 | 2 | 0 | 4 | 11.9998 | 38.5096 | 8.3146 | 26.6832 | 3.6852 | 11.8264 | 0 | 0 | 0 | 0 | 0 | 0 | 68 | 48.9 | 0 | 2.5169 | 82.3092 | 0 | 1.4211e-14 | 0
8655 | 80.5856 | 0 | 80.5856 | 42.9 | 2 | 1.4211e-14 | 4 | 12.0184 | 34.6147 | 8.1661 | 23.5195 | 3.8523 | 11.0952 | 0 | 0 | 0 | 0 | 0 | 0 | 68 | 48.9 | 0 | 2.4176 | 82.3803 | 0 | 0 | 0
8656 | 84.5661 | 0 | 84.5661 | 42.9 | 2 | 0 | 4 | 11.8044 | 25.0347 | 11.4286 | 24.2376 | 0.37585 | 0.7971 | 0 | 0 | 0 | 0 | 0 | 0 | 68 | 48.9 | 0 | 2.537 | 84.1168 | 0 | 1.4211e-14 | 0
8657 | 89.6287 | 0 | 89.6287 | 42.9 | 2 | 8.0155 | 8.5845 | 13.5821 | 12.4654 | 13.5821 | 12.4654 | 0 | 0 | 0 | 0 | 0 | 2.0811 | 0 | 2.0811 | 65.7427 | 53.4845 | 0 | 2.6889 | 71.4343 | 0 | 0 | 0
8658 | 93.492 | 0 | 93.492 | 42.9 | 2 | 10.2461 | 6.5632 | 12.2167 | 5.9896e-15 | 12.2167 | 5.9896e-15 | 0 | 0 | 0 | 9.5659 | 0 | 10 | 0 | 19.5659 | 44.2674 | 51.4632 | 0 | 2.8048 | 55.9708 | 0 | 0 | 0
8659 | 101.0663 | 0 | 101.0663 | 45.3545 | 2 | 10.9217 | 10 | 14.4321 | 0 | 14.4321 | 0 | 0 | 0 | 0 | 12 | 0 | 6.358 | 0 | 18.358 | 24.0379 | 57.3545 | 0 | 3.032 | 47.6455 | 0 | 0 | -1.4211e-14
8660 | 104.4976 | 0 | 104.4976 | 55 | 2.1109 | 11.4119 | 10 | 13.9747 | 0 | 13.9747 | 0 | 0 | 0 | 0 | 12 | 0 | 0 | 0 | 12 | 10.7045 | 67.1109 | 0 | 3.1349 | 37.8891 | 0 | 0 | -1.4211e-14
8661 | 101.6937 | 0 | 101.6937 | 53.6633 | 2 | 10.8618 | 10 | 15.5344 | 0 | 15.5344 | 0 | 0 | 0 | 0 | 9.6341 | 0 | 0 | 0 | 9.6341 | -1.7764e-15 | 65.6633 | 0 | 3.0508 | 39.3367 | 0 | 0 | 0
8662 | 95.5283 | 0 | 95.5283 | 55 | 5.106 | 10.113 | 10 | 15.3093 | 0 | 15.3093 | 0 | 0 | 0 | 0 | -1.5987e-15 | 0 | 0 | 0 | -1.5987e-15 | 0 | 70.106 | 0 | 2.8658 | 34.894 | 0 | 0 | 0
8663 | 92.6329 | 0 | 92.6329 | 54.9244 | 2 | 9.654 | 10 | 16.0545 | 0 | 16.0545 | 0 | 0 | 0 | 0 | 0 | 0 | 0 | 0 | 0 | 0 | 66.9244 | 0 | 2.779 | 38.0756 | 0 | 0 | 0
8664 | 83.0942 | 0 | 83.0942 | 49.2707 | 2 | 8.8384 | 10 | 12.985 | 0 | 12.985 | 0 | 0 | 0 | 0 | 0 | 0 | 0 | 0 | 0 | 0 | 61.2707 | 0 | 2.4928 | 43.7293 | 0 | 0 | 0
8665 | 85.0222 | 0 | 85.0222 | 53.0703 | 2 | 9.3865 | 10 | 10.5654 | 0 | 10.5654 | 0 | 0 | 0 | 0 | 0 | 0 | 0 | 0 | 0 | 0 | 65.0703 | 0 | 2.5507 | 39.9297 | 0 | 0 | 0
8666 | 87.3667 | 0 | 87.3667 | 55 | 2.6316 | 9.756 | 10 | 9.979 | 0 | 9.979 | 0 | 0 | 0 | 0 | 0 | 0 | 0 | 0 | 0 | 0 | 67.6316 | 0 | 2.621 | 37.3684 | 0 | 0 | 0
8667 | 87.1071 | 0 | 87.1071 | 53.3644 | 2 | 9.429 | 10 | 12.3138 | 0 | 12.3138 | 0 | 0 | 0 | 0 | 0 | 0 | 0 | 0 | 0 | 0 | 65.3644 | 0 | 2.6132 | 39.6356 | 0 | 0 | 0
8668 | 86.2545 | 0 | 86.2545 | 53.3784 | 2 | 9.431 | 10 | 11.4451 | 0 | 11.4451 | 0 | 0 | 0 | 0 | 0 | 0 | 0 | 0 | 0 | 0 | 65.3784 | 0 | 2.5876 | 39.6216 | 0 | 0 | 0
8669 | 85.8863 | 0 | 85.8863 | 54.7331 | 2 | 9.6264 | 10 | 9.5267 | 0 | 9.5267 | 0 | 0 | 0 | 0 | 0 | 0 | 0 | 0 | 0 | 0 | 66.7331 | 0 | 2.5766 | 38.2669 | 0 | 0 | 0
8670 | 85.2721 | 0 | 85.2721 | 54.1181 | 2 | 9.5377 | 10 | 9.6162 | 0 | 9.6162 | 0 | 0 | 0 | 0 | 0 | 0 | 0 | 0 | 0 | 0 | 66.1181 | 0 | 2.5582 | 38.8819 | 0 | 0 | 0
8671 | 89.4508 | 0 | 89.4508 | 45.3261 | 2 | 8.2694 | 10 | 9.5908 | 14.2646 | 9.5908 | 14.2646 | 0 | 0 | 0 | 0 | 0 | 0 | 0 | 0 | 0 | 57.3261 | 0 | 2.6835 | 47.6739 | 0 | 0 | 0
8672 | 89.1058 | 0 | 89.1058 | 42.9 | 2 | 7.1844 | 4.9041 | 8.4348 | 23.6825 | 8.4348 | 23.6825 | 0 | 0 | 0 | 0 | 0 | 0 | 0 | 0 | 0 | 49.8041 | 0 | 2.6732 | 55.1959 | 0 | 1.4211e-14 | 0
8673 | 85.8859 | 0 | 85.8859 | 42.9 | 2 | 0 | 4 | 9.1738 | 35.3651 | 9.1738 | 35.3651 | 0 | 0 | 7.5529 | 0 | 0 | 0 | 7.5529 | 0 | 6.7976 | 48.9 | 0 | 2.5766 | 61.3125 | 0 | 0 | 0
8674 | 83.4894 | 0 | 83.4894 | 42.9 | 2 | 0 | 4 | 8.6411 | 41.3053 | 8.6411 | 41.3053 | 0 | 0 | 12 | 0 | 3.3569 | 0 | 15.3569 | 0 | 20.6926 | 48.9 | 0 | 2.5047 | 60.3287 | 0 | 0 | 0
8675 | 83.2616 | 0 | 83.2616 | 42.9 | 2 | 0 | 4 | 8.9212 | 48.9516 | 8.6882 | 47.6734 | 0.23296 | 1.2783 | 12 | 0 | 10 | 0 | 22 | 0 | 40.7121 | 48.9 | 0 | 2.4978 | 59.3007 | 0 | 0 | 0
8676 | 83.7127 | 0 | 83.7127 | 42.9 | 2 | 0 | 4 | 10.209 | 53.3005 | 8.865 | 46.2838 | 1.3439 | 7.0167 | 12 | 0 | 8.3361 | 0 | 20.3361 | 0 | 59.1976 | 48.9 | 0 | 2.5114 | 58.647 | 0 | 3.5527e-15 | 0
8677 | 85.4867 | 0 | 85.4867 | 42.9 | 2 | 0 | 4 | 8.1375 | 53.4849 | 6.123 | 40.2441 | 2.0145 | 13.2408 | 9.7804 | 0 | 0 | 0 | 9.7804 | 0 | 68 | 48.9 | 0 | 2.5646 | 69.1085 | 0 | 8.8818e-15 | 0
8678 | 84.3973 | 0 | 84.3973 | 42.9 | 2 | 0 | 4 | 8.0687 | 44.8202 | 5.4155 | 30.0819 | 2.6533 | 14.7384 | 0 | 0 | 0 | 0 | 0 | 0 | 68 | 48.9 | 0 | 2.5319 | 82.0722 | 0 | 0 | 0
8679 | 80.8492 | 0 | 80.8492 | 42.9 | 2 | 0 | 4 | 8.6875 | 33.4988 | 6.5794 | 25.3699 | 2.1081 | 8.1289 | 0 | 0 | 0 | 0 | 0 | 0 | 68 | 48.9 | 0 | 2.4255 | 82.9741 | 0 | 0 | 0
8680 | 84.4323 | 0 | 84.4323 | 42.9 | 2 | 1.4567 | 4 | 7.8089 | 26.2666 | 7.8089 | 26.2666 | 0 | 0 | 0 | 0 | 0 | 0 | 0 | 0 | 68 | 48.9 | 0 | 2.533 | 82.9916 | 0 | 0 | 0
8681 | 90.2349 | 0 | 90.2349 | 42.9 | 2 | 8.6489 | 7.8357 | 8.4769 | 13.1527 | 8.4769 | 13.1527 | 0 | 0 | 0 | 0 | 0 | 7.2207 | 0 | 7.2207 | 60.168 | 52.7357 | 0 | 2.707 | 67.0435 | 0 | 0 | 0
8682 | 95.9189 | 0 | 95.9189 | 42.9 | 2 | 10.8531 | 8.337 | 9.8289 | 6.7887e-15 | 9.8289 | 6.7887e-15 | 0 | 0 | 0 | 12 | 0 | 10 | 0 | 22 | 35.9882 | 53.237 | 0 | 2.8776 | 51.763 | 0 | 0 | 0
8683 | 100.3781 | 0 | 100.3781 | 52.6996 | 2 | 11.2398 | 10 | 11.2203 | 0 | 11.2203 | 0 | 0 | 0 | 0 | 12 | 0 | 1.2184 | 0 | 13.2184 | 21.3333 | 64.6996 | 0 | 3.0113 | 40.3004 | 0 | 0 | 0
8684 | 105.1451 | 0 | 105.1451 | 55 | 4.9927 | 11.8276 | 10 | 11.3247 | 0 | 11.3247 | 0 | 0 | 0 | 0 | 12 | 0 | 0 | 0 | 12 | 8 | 69.9927 | 0 | 3.1544 | 35.0073 | 0 | 0 | 0
8685 | 103.802 | 0 | 103.802 | 55 | 8.5648 | 11.6505 | 10 | 11.3868 | 0 | 11.3868 | 0 | 0 | 0 | 0 | 7.2 | 0 | 0 | 0 | 7.2 | 0 | 73.5648 | 0 | 3.1141 | 31.4352 | 0 | 0 | 0
8686 | 96.6687 | 0 | 96.6687 | 55 | 9.4408 | 10.7383 | 10 | 11.4897 | 0 | 11.4897 | 0 | 0 | 0 | 0 | 0 | 0 | 0 | 0 | 0 | 0 | 74.4408 | 0 | 2.9001 | 30.5592 | 0 | 0 | -1.4211e-14
8687 | 93.4763 | 0 | 93.4763 | 55 | 4.797 | 10.0684 | 10 | 13.6109 | 0 | 13.6109 | 0 | 0 | 0 | 0 | 0 | 0 | 0 | 0 | 0 | 0 | 69.797 | 0 | 2.8043 | 35.203 | 0 | 0 | 0
8688 | 77.4879 | 0 | 77.4879 | 42.9001 | 2 | 7.9195 | 10 | 14.6684 | 0 | 14.6684 | 0 | 0 | 0 | 0 | 0 | 0 | 0 | 0 | 0 | 0 | 54.9001 | 0 | 2.3246 | 50.0999 | 0 | 0 | 0
8689 | 81.4686 | 0 | 81.4686 | 47.8103 | 2 | 8.6278 | 10 | 13.0305 | 0 | 13.0305 | 0 | 0 | 0 | 0 | 0 | 0 | 0 | 0 | 0 | 0 | 59.8103 | 0 | 2.4441 | 45.1897 | 0 | 0 | 0
8690 | 80.5048 | 0 | 80.5048 | 48.2605 | 2 | 8.6927 | 10 | 11.5515 | 0 | 11.5515 | 0 | 0 | 0 | 0 | 0 | 0 | 0 | 0 | 0 | 0 | 60.2605 | 0 | 2.4151 | 44.7395 | 0 | 0 | 0
8691 | 83.3289 | 0 | 83.3289 | 49.8517 | 2 | 8.9222 | 10 | 12.5549 | 0 | 12.5549 | 0 | 0 | 0 | 0 | 0 | 0 | 0 | 0 | 0 | 0 | 61.8517 | 0 | 2.4999 | 43.1483 | 0 | 0 | 0
8692 | 84.3316 | 0 | 84.3316 | 50.3729 | 2 | 8.9974 | 10 | 12.9613 | 0 | 12.9613 | 0 | 0 | 0 | 0 | 0 | 0 | 0 | 0 | 0 | 0 | 62.3729 | 0 | 2.5299 | 42.6271 | 0 | 0 | 0
8693 | 81.2329 | 0 | 81.2329 | 48.6529 | 2 | 8.7493 | 10 | 11.8307 | 0 | 11.8307 | 0 | 0 | 0 | 0 | 0 | 0 | 0 | 0 | 0 | 0 | 60.6529 | 0 | 2.437 | 44.3471 | 0 | 0 | 0
8694 | 82.827 | 0 | 82.827 | 50.8149 | 2 | 9.0612 | 10 | 10.9508 | 0 | 10.9508 | 0 | 0 | 0 | 0 | 0 | 0 | 0 | 0 | 0 | 0 | 62.8149 | 0 | 2.4848 | 42.1851 | 0 | 0 | 0
8695 | 83.7922 | 0 | 83.7922 | 42.9 | 2 | 7.5819 | 7.6603 | 12.0679 | 11.5821 | 12.0679 | 11.5821 | 0 | 0 | 0 | 0 | 0 | 0 | 0 | 0 | 0 | 52.5603 | 0 | 2.5138 | 52.4397 | 0 | 0 | -1.4211e-14
8696 | 83.1045 | 0 | 83.1045 | 42.9 | 2 | 0 | 4 | 12.4245 | 22.0704 | 12.4245 | 22.0704 | 0 | 0 | 0.29047 | 0 | 0 | 0 | 0.29047 | 0 | 0.26143 | 48.9 | 0 | 2.4931 | 62.228 | 0 | 0 | 0
8697 | 82.5178 | 0 | 82.5178 | 42.9 | 2 | 0 | 4 | 9.2623 | 26.797 | 9.2623 | 26.797 | 0 | 0 | 2.4415 | 0 | 0 | 0 | 2.4415 | 0 | 2.4588 | 48.9 | 0 | 2.4755 | 61.9569 | 0 | 0 | 0
8698 | 82.6823 | 0 | 82.6823 | 42.9 | 2 | 7.1054e-15 | 4 | 12.3532 | 33.9814 | 12.3532 | 33.9814 | 0 | 0 | 12 | 0 | 0.55234 | 0 | 12.5523 | 0 | 13.768 | 48.9 | 0 | 2.4805 | 60.6822 | 0 | 0 | 0
8699 | 78.8845 | 0 | 78.8845 | 42.9 | 2 | 0 | 4 | 11.1845 | 39.9479 | 11.1845 | 39.9479 | 0 | 0 | 12 | 0 | 9.1479 | 0 | 21.1479 | 0 | 33.002 | 48.9 | 0 | 2.3665 | 59.5986 | 0 | 0 | 0
8700 | 78.4166 | 0 | 78.4166 | 42.9 | 2 | 0 | 4 | 10.536 | 44.418 | 9.877 | 41.6396 | 0.65903 | 2.7784 | 12 | 0 | 10 | 0 | 22 | 0 | 53.0215 | 48.9 | 0 | 2.3525 | 59.0579 | 0 | 0 | 0
8701 | 77.7357 | 0 | 77.7357 | 42.9 | 2 | 0 | 4 | 10.1151 | 38.7292 | 8.8693 | 33.9592 | 1.2458 | 4.77 | 12 | 0 | 1.9928 | 0 | 13.9928 | 0 | 65.6588 | 48.9 | 0 | 2.3321 | 59.7422 | 0 | 1.4211e-14 | 0
8702 | 78.4448 | 0 | 78.4448 | 42.9 | 2 | 0 | 4 | 9.6679 | 34.5786 | 7.024 | 25.1222 | 2.6439 | 9.4564 | 2.6014 | 0 | 0 | 0 | 2.6014 | 0 | 68 | 48.9 | 0 | 2.3533 | 70.4113 | 0 | 7.9936e-15 | 0
8703 | 79.1425 | 0 | 79.1425 | 42.9 | 2 | 0 | 4 | 11.1757 | 28.9731 | 8.4182 | 21.8243 | 2.7575 | 7.1488 | 0 | 0 | 0 | 0 | 0 | 0 | 68 | 48.9 | 0 | 2.3743 | 83.0158 | 0 | 0 | 0
8704 | 82.7108 | 0 | 82.7108 | 42.9 | 2 | 0.707 | 4 | 11.4508 | 21.6529 | 11.4508 | 21.6529 | 0 | 0 | 0 | 0 | 0 | 0 | 0 | 0 | 68 | 48.9 | 0 | 2.4813 | 83.6468 | 0 | 0 | 0
8705 | 86.1537 | 0 | 86.1537 | 42.9 | 2 | 7.756 | 4 | 10.7262 | 10.8031 | 10.7262 | 10.8031 | 0 | 0 | 0 | 0 | 0 | 7.9685 | 0 | 7.9685 | 59.357 | 48.9 | 0 | 2.5846 | 70.5225 | 0 | 0 | 0
8706 | 92.9709 | 0 | 92.9709 | 42.9 | 2 | 10.2526 | 4.1738 | 11.6446 | 5.5083e-15 | 11.6446 | 5.5083e-15 | 0 | 0 | 0 | 12 | 0 | 10 | 0 | 22 | 35.1771 | 49.0738 | 0 | 2.7891 | 55.9262 | 0 | 0 | 0
8707 | 94.7423 | 0 | 94.7423 | 48.6388 | 2 | 10.5462 | 10 | 11.0867 | 0 | 11.0867 | 0 | 0 | 0 | 0 | 12 | 0 | 0.47059 | 0 | 12.4706 | 21.3333 | 60.6388 | 0 | 2.8423 | 44.3612 | 0 | 0 | 0
8708 | 100.6609 | 0 | 100.6609 | 53.3325 | 2 | 11.1554 | 10 | 12.173 | 0 | 12.173 | 0 | 0 | 0 | 0 | 12 | 0 | 0 | 0 | 12 | 8 | 65.3325 | 0 | 3.0198 | 39.6675 | 0 | 0 | 0
8709 | 98.0647 | 0 | 98.0647 | 55 | 2.2872 | 10.7449 | 10 | 12.8325 | 0 | 12.8325 | 0 | 0 | 0 | 0 | 7.2 | 0 | 0 | 0 | 7.2 | 0 | 67.2872 | 0 | 2.9419 | 37.7128 | 0 | 1.4211e-14 | 0
8710 | 91.1406 | 0 | 91.1406 | 55 | 3.6375 | 9.9011 | 10 | 12.602 | 0 | 12.602 | 0 | 0 | 0 | 0 | 0 | 0 | 0 | 0 | 0 | 0 | 68.6375 | 0 | 2.7342 | 36.3625 | 0 | 1.4211e-14 | 0
8711 | 88.0527 | 0 | 88.0527 | 52.6365 | 2 | 9.324 | 10 | 14.0922 | 0 | 14.0922 | 0 | 0 | 0 | 0 | 0 | 0 | 0 | 0 | 0 | 0 | 64.6365 | 0 | 2.6416 | 40.3635 | 0 | 0 | 0
8712 | 78.8585 | 0 | 78.8585 | 46.0542 | 2 | 8.3744 | 10 | 12.4299 | 0 | 12.4299 | 0 | 0 | 0 | 0 | 0 | 0 | 0 | 0 | 0 | 0 | 58.0542 | 0 | 2.3658 | 46.9458 | 0 | 0 | 0
8713 | 80.1984 | 0 | 80.1984 | 47.3627 | 2 | 8.5632 | 10 | 12.2726 | 0 | 12.2726 | 0 | 0 | 0 | 0 | 0 | 0 | 0 | 0 | 0 | 0 | 59.3627 | 0 | 2.406 | 45.6373 | 0 | 0 | 0
8714 | 78.6257 | 0 | 78.6257 | 47.2316 | 2 | 8.5443 | 10 | 10.8498 | 0 | 10.8498 | 0 | 0 | 0 | 0 | 0 | 0 | 0 | 0 | 0 | 0 | 59.2316 | 0 | 2.3588 | 45.7684 | 0 | 0 | 0
8715 | 83.4814 | 0 | 83.4814 | 51.261 | 2 | 9.1255 | 10 | 11.0949 | 0 | 11.0949 | 0 | 0 | 0 | 0 | 0 | 0 | 0 | 0 | 0 | 0 | 63.261 | 0 | 2.5044 | 41.739 | 0 | 0 | 0
8716 | 81.0132 | 0 | 81.0132 | 48.6658 | 2 | 8.7512 | 10 | 11.5962 | 0 | 11.5962 | 0 | 0 | 0 | 0 | 0 | 0 | 0 | 0 | 0 | 0 | 60.6658 | 0 | 2.4304 | 44.3342 | 0 | 0 | 0
8717 | 82.9361 | 0 | 82.9361 | 51.2434 | 2 | 9.123 | 10 | 10.5697 | 0 | 10.5697 | 0 | 0 | 0 | 0 | 0 | 0 | 0 | 0 | 0 | 0 | 63.2434 | 0 | 2.4881 | 41.7566 | 0 | 0 | 0
8718 | 84.4123 | 0 | 84.4123 | 51.9949 | 2 | 9.2314 | 10 | 11.1859 | 0 | 11.1859 | 0 | 0 | 0 | 0 | 0 | 0 | 0 | 0 | 0 | 0 | 63.9949 | 0 | 2.5324 | 41.0051 | 0 | 0 | 0
8719 | 84.3428 | 0 | 84.3428 | 42.9 | 2 | 7.699 | 8.4718 | 9.299 | 13.9729 | 9.299 | 13.9729 | 0 | 0 | 0 | 0 | 0 | 0 | 0 | 0 | 0 | 53.3718 | 0 | 2.5303 | 51.6282 | 0 | 0 | 0
8720 | 80.1254 | 0 | 80.1254 | 42.9 | 2 | 0 | 4 | 10.1151 | 26.782 | 10.1151 | 26.782 | 0 | 0 | 5.6716 | 0 | 0 | 0 | 5.6716 | 0 | 5.1044 | 48.9 | 0 | 2.4038 | 61.5497 | 0 | 0 | 0
8721 | 80.6398 | 0 | 80.6398 | 42.9 | 2 | 0 | 4 | 8.7996 | 35.7754 | 8.7996 | 35.7754 | 0 | 0 | 12 | 0 | 0.8351 | 0 | 12.8351 | 0 | 16.6744 | 48.9 | 0 | 2.4192 | 60.6466 | 0 | 0 | 0
8722 | 80.3257 | 0 | 80.3257 | 42.9 | 2 | 0 | 4 | 9.5463 | 48.2218 | 8.8287 | 44.597 | 0.71759 | 3.6248 | 12 | 0 | 10 | 0 | 22 | 0 | 36.6939 | 48.9 | 0 | 2.4098 | 58.9438 | 0 | 0 | 0
8723 | 81.932 | 0 | 81.932 | 42.9 | 2 | 0 | 4 | 9.3608 | 51.5588 | 8.4561 | 46.5759 | 0.90467 | 4.9829 | 12 | 0 | 10 | 0 | 22 | 0 | 56.7135 | 48.9 | 0 | 2.458 | 58.749 | 0 | 0 | 0
8724 | 77.2295 | 0 | 77.2295 | 42.9 | 2 | 7.1054e-15 | 4 | 8.5618 | 52.5307 | 5.7248 | 35.1243 | 2.837 | 17.4064 | 11.6617 | 0 | 0.85794 | 0 | 12.5197 | 0 | 68 | 48.9 | 0 | 2.3169 | 58.1343 | 0 | 3.5527e-15 | 0
8725 | 76.2268 | 0 | 76.2268 | 42.9 | 2 | 0 | 4 | 7.6732 | 45.7954 | 3.9216 | 23.4052 | 3.7515 | 22.3901 | 0 | 0 | 0 | 0 | 0 | 0 | 68 | 48.9 | 0 | 2.2868 | 80.9691 | 0 | 0 | 0
8726 | 76.3686 | 0 | 76.3686 | 42.9 | 2 | 0 | 4 | 9.3329 | 50.4181 | 4.2905 | 23.1781 | 5.0424 | 27.24 | 0 | 0 | 0 | 0 | 0 | 0 | 68 | 48.9 | 0 | 2.2911 | 80.1949 | 0 | 0 | 0
8727 | 79.3098 | 0 | 79.3098 | 42.9 | 2 | 7.1054e-15 | 4 | 8.921 | 38.0192 | 5.7794 | 24.6305 | 3.1416 | 13.3888 | 0 | 0 | 0 | 0 | 0 | 0 | 68 | 48.9 | 0 | 2.3793 | 82.1807 | 0 | 0 | 0
8728 | 81.9799 | 0 | 81.9799 | 42.9 | 2 | 0 | 4 | 9.9572 | 29.4481 | 8.3589 | 24.721 | 1.5984 | 4.7271 | 0 | 0 | 0 | 0 | 0 | 0 | 68 | 48.9 | 0 | 2.4594 | 83.4672 | 0 | 0 | 0
8729 | 84.6674 | 0 | 84.6674 | 42.9 | 2 | 7.6242 | 7.9536 | 9.7986 | 14.391 | 9.7986 | 14.391 | 0 | 0 | 0 | 0 | 0 | 0 | 0 | 0 | 68 | 52.8536 | 0 | 2.54 | 74.1464 | 0 | 0 | 0
8730 | 90.7932 | 0 | 90.7932 | 43.3034 | 2 | 10.1065 | 10 | 10.6255 | 6.9663e-15 | 10.6255 | 6.9663e-15 | 0 | 0 | 0 | 4.7578 | 0 | 10 | 0 | 14.7578 | 51.867 | 55.3034 | 0 | 2.7238 | 56.9387 | 0 | 0 | 0
8731 | 96.782 | 0 | 96.782 | 43.2617 | 2 | 10.92 | 10 | 10.1612 | 0 | 10.1612 | 0 | 0 | 0 | 0 | 12 | 0 | 8.4391 | 0 | 20.4391 | 29.3802 | 55.2617 | 0 | 2.9035 | 49.7383 | 0 | 0 | 0
8732 | 100.7125 | 0 | 100.7125 | 53.8881 | 2 | 11.2355 | 10 | 11.5889 | 0 | 11.5889 | 0 | 0 | 0 | 0 | 12 | 0 | 0 | 0 | 12 | 16.0469 | 65.8881 | 0 | 3.0214 | 39.1119 | 0 | 0 | 0
8733 | 98.4825 | 0 | 98.4825 | 50.74 | 2 | 10.7814 | 10 | 12.9611 | 0 | 12.9611 | 0 | 0 | 0 | 0 | 12 | 0 | 0 | 0 | 12 | 2.7135 | 62.74 | 0 | 2.9545 | 42.26 | 0 | 0 | -1.4211e-14
8734 | 93.3936 | 0 | 93.3936 | 55 | 4.2499 | 10.3417 | 10 | 11.3597 | 0 | 11.3597 | 0 | 0 | 0 | 0 | 2.4422 | 0 | 0 | 0 | 2.4422 | -4.4409e-16 | 69.2499 | 0 | 2.8018 | 35.7501 | 0 | 0 | 0
8735 | 87.9494 | 0 | 87.9494 | 54.4455 | 2 | 9.5849 | 10 | 11.919 | 0 | 11.919 | 0 | 0 | 0 | 0 | -3.9968e-16 | 0 | 0 | 0 | -3.9968e-16 | 0 | 66.4455 | 0 | 2.6385 | 38.5545 | 0 | 0 | 0
8736 | 84.7345 | 0 | 84.7345 | 51.7355 | 2 | 9.194 | 10 | 11.8049 | 0 | 11.8049 | 0 | 0 | 0 | 0 | 0 | 0 | 0 | 0 | 0 | 0 | 63.7355 | 0 | 2.542 | 41.2645 | 0 | 0 | 0
8737 | 87.5168 | 0 | 87.5168 | 52.6113 | 2 | 9.3203 | 10 | 13.5852 | 0 | 13.5852 | 0 | 0 | 0 | 0 | 0 | 0 | 0 | 0 | 0 | 0 | 64.6113 | 0 | 2.6255 | 40.3887 | 0 | 0 | 0
8738 | 88.1327 | 0 | 88.1327 | 55 | 2.4513 | 9.73 | 10 | 10.9514 | 0 | 10.9514 | 0 | 0 | 0 | 0 | 0 | 0 | 0 | 0 | 0 | 0 | 67.4513 | 0 | 2.644 | 37.5487 | 0 | 0 | 0
8739 | 89.19 | 0 | 89.19 | 55 | 2.6125 | 9.7533 | 10 | 11.8242 | 0 | 11.8242 | 0 | 0 | 0 | 0 | 0 | 0 | 0 | 0 | 0 | 0 | 67.6125 | 0 | 2.6757 | 37.3875 | 0 | 0 | 0
8740 | 91.0793 | 0 | 91.0793 | 55 | 5.0153 | 10.0999 | 10 | 10.9642 | 0 | 10.9642 | 0 | 0 | 0 | 0 | 0 | 0 | 0 | 0 | 0 | 0 | 70.0153 | 0 | 2.7324 | 34.9847 | 0 | 1.4211e-14 | 0
8741 | 87.1348 | 0 | 87.1348 | 54.2553 | 2 | 9.5575 | 10 | 11.322 | 0 | 11.322 | 0 | 0 | 0 | 0 | 0 | 0 | 0 | 0 | 0 | 0 | 66.2553 | 0 | 2.614 | 38.7447 | 0 | 0 | 0
8742 | 90.5455 | 0 | 90.5455 | 55 | 6.1345 | 10.2613 | 10 | 9.1497 | 0 | 9.1497 | 0 | 0 | 0 | 0 | 0 | 0 | 0 | 0 | 0 | 0 | 71.1345 | 0 | 2.7164 | 33.8655 | 0 | 0 | -1.4211e-14
8743 | 88.308 | 0 | 88.308 | 45.3129 | 2 | 8.2675 | 10 | 10.6768 | 12.0508 | 10.6768 | 12.0508 | 0 | 0 | 0 | 0 | 0 | 0 | 0 | 0 | 0 | 57.3129 | 0 | 2.6492 | 47.6871 | 0 | 0 | -1.4211e-14
8744 | 88.7337 | 0 | 88.7337 | 42.9 | 2 | 7.1217 | 4.4698 | 10.4027 | 21.8395 | 10.4027 | 21.8395 | 0 | 0 | 0 | 0 | 0 | 0 | 0 | 0 | 0 | 49.3698 | 0 | 2.662 | 55.6302 | 0 | 0 | 0
8745 | 89.0546 | 0 | 89.0546 | 42.9 | 2 | 7.1054e-15 | 4 | 8.5765 | 32.0128 | 8.5765 | 32.0128 | 0 | 0 | 0.43481 | 0 | 0 | 0 | 0.43481 | 0 | 0.39132 | 48.9 | 0 | 2.6716 | 62.2099 | 0 | 0 | 0
8746 | 85.7959 | 0 | 85.7959 | 42.9 | 2 | 0 | 4 | 9.4803 | 37.5316 | 9.4803 | 37.5316 | 0 | 0 | 10.116 | 0 | 0 | 0 | 10.116 | 0 | 9.4958 | 48.9 | 0 | 2.5739 | 60.9894 | 0 | 0 | 0
8747 | 88.54 | 0 | 88.54 | 42.9 | 2 | 0 | 4 | 9.6207 | 36.8549 | 9.6207 | 36.8549 | 0 | 0 | 6.8357 | 0 | 0 | 0 | 6.8357 | 0 | 15.6479 | 48.9 | 0 | 2.6562 | 61.4029 | 0 | 0 | 0
8748 | 85.656 | 0 | 85.656 | 42.9 | 2 | 0 | 4 | 9.7145 | 42.8754 | 9.7145 | 42.8754 | 0 | 0 | 12 | 0 | 3.8338 | 0 | 15.8338 | 0 | 29.9825 | 48.9 | 0 | 2.5697 | 60.2685 | 0 | 0 | 0
8749 | 87.2081 | 0 | 87.2081 | 42.9 | 2 | 0 | 4 | 8.5608 | 40.6327 | 8.5608 | 40.6327 | 0 | 0 | 10.8854 | 0 | 0 | 0 | 10.8854 | 0 | 39.7794 | 48.9 | 0 | 2.6162 | 64.1511 | 0 | 0 | 0
8750 | 85.2581 | 0 | 85.2581 | 42.9 | 2 | 7.1054e-15 | 4 | 8.6794 | 36.8628 | 8.6794 | 36.8628 | 0 | 0 | 9.1841 | 0 | 0 | 0 | 9.1841 | 0 | 48.0451 | 48.9 | 0 | 2.5577 | 64.3656 | 0 | 0 | 0
8751 | 83.506 | 0 | 83.506 | 42.9 | 2 | 7.1054e-15 | 4 | 11.1254 | 28.976 | 11.1254 | 28.976 | 0 | 0 | 3.8773 | 0 | 1.618 | 0 | 5.4953 | 0 | 53.0264 | 48.9 | 0 | 2.5052 | 61.5719 | 0 | 0 | 0
8752 | 87.4425 | 0 | 87.4425 | 42.9 | 2 | 6.8733 | 4 | 10.1498 | 21.5193 | 10.1498 | 21.5193 | 0 | 0 | 0 | 0 | 0 | 0 | 0 | 0 | 53.0264 | 48.9 | 0 | 2.6233 | 72.8919 | 0 | 0 | 0
8753 | 92.4061 | 0 | 92.4061 | 49.3927 | 2 | 8.856 | 10 | 10.9736 | 11.1837 | 10.9736 | 11.1837 | 0 | 0 | 0 | 0 | 0 | 0 | 0 | 0 | 53.0264 | 61.3927 | 0 | 2.7722 | 60.2414 | 0 | 0 | 0
8754 | 99.349 | 0 | 99.349 | 55 | 11.2063 | 10.9929 | 10 | 12.1499 | 5.5668e-15 | 12.1499 | 5.5668e-15 | 0 | 0 | 0 | 0 | 0 | 0 | 0 | 0 | 53.0264 | 76.2063 | 0 | 2.9805 | 45.4278 | 0 | 0 | -1.4211e-14
8755 | 104.1065 | 0 | 104.1065 | 55 | 12.4663 | 11.6748 | 10 | 11.4987 | 0 | 11.4987 | 0 | 0 | 0 | 0 | 0 | 0 | 3.4667 | 0 | 3.4667 | 49.2662 | 77.4663 | 0 | 3.1232 | 40.701 | 0 | 0 | 0
8756 | 106.7869 | 0 | 106.7869 | 55 | 11.2968 | 11.9776 | 10 | 11.7769 | 0 | 11.7769 | 0 | 0 | 0 | 0 | 5.5682 | 0 | 1.1674 | 0 | 6.7356 | 41.8131 | 76.2968 | 0 | 3.2036 | 35.135 | 0 | 1.4211e-14 | 0
8757 | 104.3723 | 0 | 104.3723 | 55 | 9.5937 | 11.4355 | 10 | 13.6626 | 0 | 13.6626 | 0 | 0 | 0 | 0 | 4.6805 | 0 | 0 | 0 | 4.6805 | 36.6126 | 74.5937 | 0 | 3.1312 | 37.7258 | 0 | 0 | 0
8758 | 98.2503 | 0 | 98.2503 | 55 | 7.734 | 10.955 | 10 | 11.3522 | 0 | 11.3522 | 0 | 0 | 0 | 0 | 3.2091 | 0 | 0 | 0 | 3.2091 | 33.0469 | 72.734 | 0 | 2.9475 | 41.0569 | 0 | 1.4211e-14 | 0
8759 | 93.3912 | 0 | 93.3912 | 55 | 5.334 | 10.1458 | 10 | 12.9113 | 0 | 12.9113 | 0 | 0 | 0 | 0 | 5.3831e-11 | 0 | 0 | 0 | 5.3831e-11 | 33.0469 | 70.334 | 0 | 2.8017 | 46.666 | 0 | 0 | -1.4211e-14

## 储能逐时
小时 | 电站 | 技术 | 充电MW | 放电MW | 期初MWh | 期末MWh | 期末SOC | 状态残差MWh
0 | Synthetic pumped | pumped | 0 | 0 | 0 | 0 | 0 | 0
0 | Synthetic battery | battery | 0 | 0 | 0 | 0 | 0 | 0
1 | Synthetic pumped | pumped | 0 | 0 | 0 | 0 | 0 | 0
1 | Synthetic battery | battery | 0 | 0 | 0 | 0 | 0 | 0
2 | Synthetic pumped | pumped | 0 | 0 | 0 | 0 | 0 | 0
2 | Synthetic battery | battery | 0 | 0 | 0 | 0 | 0 | 0
3 | Synthetic pumped | pumped | 0 | 0 | 0 | 0 | 0 | 0
3 | Synthetic battery | battery | 0 | 0 | 0 | 0 | 0 | 0
4 | Synthetic pumped | pumped | 0 | 0 | 0 | 0 | 0 | 0
4 | Synthetic battery | battery | 0 | 0 | 0 | 0 | 0 | 0
5 | Synthetic pumped | pumped | 0 | 0 | 0 | 0 | 0 | 0
5 | Synthetic battery | battery | 0 | 0 | 0 | 0 | 0 | 0
6 | Synthetic pumped | pumped | 0 | 0 | 0 | 0 | 0 | 0
6 | Synthetic battery | battery | 0 | 0 | 0 | 0 | 0 | 0
7 | Synthetic pumped | pumped | 0 | 0 | 0 | 0 | 0 | 0
7 | Synthetic battery | battery | 0 | 0 | 0 | 0 | 0 | 0
8 | Synthetic pumped | pumped | 0 | 0 | 0 | 0 | 0 | 0
8 | Synthetic battery | battery | 0 | 0 | 0 | 0 | 0 | 0
9 | Synthetic pumped | pumped | 1.7464 | 0 | 0 | 1.5718 | 0.032745 | 0
9 | Synthetic battery | battery | 0 | 0 | 0 | 0 | 0 | 0
10 | Synthetic pumped | pumped | 11.7605 | 0 | 1.5718 | 12.1562 | 0.25325 | 0
10 | Synthetic battery | battery | 0 | 0 | 0 | 0 | 0 | 0
11 | Synthetic pumped | pumped | 12 | 0 | 12.1562 | 22.9562 | 0.47825 | 1.7764e-15
11 | Synthetic battery | battery | 3.3504 | 0 | 0 | 3.0889 | 0.15445 | 0
12 | Synthetic pumped | pumped | 12 | 0 | 22.9562 | 33.7562 | 0.70325 | 3.5527e-15
12 | Synthetic battery | battery | 0.1585 | 0 | 3.0889 | 3.2351 | 0.16175 | -1.9429e-16
13 | Synthetic pumped | pumped | 12 | 0 | 33.7562 | 44.5562 | 0.92825 | -3.5527e-15
13 | Synthetic battery | battery | 3.4585 | 0 | 3.2351 | 6.4237 | 0.32118 | 0
14 | Synthetic pumped | pumped | 3.8264 | 0 | 44.5562 | 48 | 1 | 0
14 | Synthetic battery | battery | 10 | 0 | 6.4237 | 15.6432 | 0.78216 | 0
15 | Synthetic pumped | pumped | 0 | 0 | 48 | 48 | 1 | 0
15 | Synthetic battery | battery | 4.7256 | 0 | 15.6432 | 20 | 1 | 0
16 | Synthetic pumped | pumped | 0 | 0 | 48 | 48 | 1 | 0
16 | Synthetic battery | battery | 0 | 0 | 20 | 20 | 1 | 0
17 | Synthetic pumped | pumped | 0 | 0 | 48 | 48 | 1 | 0
17 | Synthetic battery | battery | 0 | 9.2128 | 20 | 10.0074 | 0.50037 | 0
18 | Synthetic pumped | pumped | 0 | 11.3708 | 48 | 35.3657 | 0.73679 | 3.5527e-15
18 | Synthetic battery | battery | 0 | 9.2263 | 10.0074 | 0 | 0 | 0
19 | Synthetic pumped | pumped | 0 | 12 | 35.3657 | 22.0324 | 0.45901 | 0
19 | Synthetic battery | battery | 0 | 0 | 0 | 0 | 0 | 0
20 | Synthetic pumped | pumped | 0 | 12 | 22.0324 | 8.6991 | 0.18123 | 0
20 | Synthetic battery | battery | 0 | 0 | 0 | 0 | 0 | 0
21 | Synthetic pumped | pumped | 0 | 7.8292 | 8.6991 | 0 | 0 | 0
21 | Synthetic battery | battery | 0 | 0 | 0 | 0 | 0 | 0
22 | Synthetic pumped | pumped | 0 | 0 | 0 | 0 | 0 | 0
22 | Synthetic battery | battery | 0 | 0 | 0 | 0 | 0 | 0
23 | Synthetic pumped | pumped | 0 | 0 | 0 | 0 | 0 | 0
23 | Synthetic battery | battery | 0 | 0 | 0 | 0 | 0 | 0
24 | Synthetic pumped | pumped | 0 | 0 | 0 | 0 | 0 | 0
24 | Synthetic battery | battery | 0 | 0 | 0 | 0 | 0 | 0
25 | Synthetic pumped | pumped | 0 | 0 | 0 | 0 | 0 | 0
25 | Synthetic battery | battery | 0 | 0 | 0 | 0 | 0 | 0
26 | Synthetic pumped | pumped | 0 | 0 | 0 | 0 | 0 | 0
26 | Synthetic battery | battery | 0 | 0 | 0 | 0 | 0 | 0
27 | Synthetic pumped | pumped | 0 | 0 | 0 | 0 | 0 | 0
27 | Synthetic battery | battery | 0 | 0 | 0 | 0 | 0 | 0
28 | Synthetic pumped | pumped | 0 | 0 | 0 | 0 | 0 | 0
28 | Synthetic battery | battery | 0 | 0 | 0 | 0 | 0 | 0
29 | Synthetic pumped | pumped | 0 | 0 | 0 | 0 | 0 | 0
29 | Synthetic battery | battery | 0 | 0 | 0 | 0 | 0 | 0
30 | Synthetic pumped | pumped | 0 | 0 | 0 | 0 | 0 | 0
30 | Synthetic battery | battery | 0 | 0 | 0 | 0 | 0 | 0
31 | Synthetic pumped | pumped | 0 | 0 | 0 | 0 | 0 | 0
31 | Synthetic battery | battery | 0 | 0 | 0 | 0 | 0 | 0
32 | Synthetic pumped | pumped | 0 | 0 | 0 | 0 | 0 | 0
32 | Synthetic battery | battery | 0 | 0 | 0 | 0 | 0 | 0
33 | Synthetic pumped | pumped | 7.6586 | 0 | 0 | 6.8928 | 0.1436 | 0
33 | Synthetic battery | battery | 0 | 0 | 0 | 0 | 0 | 0
34 | Synthetic pumped | pumped | 12 | 0 | 6.8928 | 17.6928 | 0.3686 | 0
34 | Synthetic battery | battery | 7.8791 | 0 | 0 | 7.2641 | 0.36321 | 0
35 | Synthetic pumped | pumped | 12 | 0 | 17.6928 | 28.4928 | 0.5936 | 0
35 | Synthetic battery | battery | 9.8492 | 0 | 7.2641 | 16.3446 | 0.81723 | 1.7764e-15
36 | Synthetic pumped | pumped | 12 | 0 | 28.4928 | 39.2928 | 0.8186 | 0
36 | Synthetic battery | battery | 3.9648 | 0 | 16.3446 | 20 | 1 | 0
37 | Synthetic pumped | pumped | 9.6747 | 0 | 39.2928 | 48 | 1 | 0
37 | Synthetic battery | battery | 0 | 0 | 20 | 20 | 1 | 0
38 | Synthetic pumped | pumped | 0 | 0 | 48 | 48 | 1 | 0
38 | Synthetic battery | battery | 0 | 0 | 20 | 20 | 1 | 0
39 | Synthetic pumped | pumped | 0 | 0 | 48 | 48 | 1 | 0
39 | Synthetic battery | battery | 0 | 0 | 20 | 20 | 1 | 0
40 | Synthetic pumped | pumped | 0 | 0 | 48 | 48 | 1 | 0
40 | Synthetic battery | battery | 0 | 0 | 20 | 20 | 1 | 0
41 | Synthetic pumped | pumped | 0 | 0 | 48 | 48 | 1 | 0
41 | Synthetic battery | battery | 0 | 0 | 20 | 20 | 1 | 0
42 | Synthetic pumped | pumped | 0 | 7.1537 | 48 | 40.0514 | 0.8344 | 2.6645e-15
42 | Synthetic battery | battery | 0 | 10 | 20 | 9.1535 | 0.45767 | 0
43 | Synthetic pumped | pumped | 0 | 12 | 40.0514 | 26.7181 | 0.55663 | 0
43 | Synthetic battery | battery | 0 | 8.4391 | 9.1535 | 0 | 0 | 0
44 | Synthetic pumped | pumped | 0 | 12 | 26.7181 | 13.3847 | 0.27885 | 0
44 | Synthetic battery | battery | 0 | 0 | 0 | 0 | 0 | 0
45 | Synthetic pumped | pumped | 0 | 12 | 13.3847 | 0.051413 | 0.0010711 | 0
45 | Synthetic battery | battery | 0 | 0 | 0 | 0 | 0 | 0
46 | Synthetic pumped | pumped | 0 | 0.046272 | 0.051413 | 0 | 0 | 0
46 | Synthetic battery | battery | 0 | 0 | 0 | 0 | 0 | 0
47 | Synthetic pumped | pumped | 0 | 0 | 0 | 0 | 0 | 0
47 | Synthetic battery | battery | 0 | 0 | 0 | 0 | 0 | 0
48 | Synthetic pumped | pumped | 0 | 0 | 0 | 0 | 0 | 0
48 | Synthetic battery | battery | 0 | 0 | 0 | 0 | 0 | 0
49 | Synthetic pumped | pumped | 0 | 0 | 0 | 0 | 0 | 0
49 | Synthetic battery | battery | 0 | 0 | 0 | 0 | 0 | 0
50 | Synthetic pumped | pumped | 0 | 0 | 0 | 0 | 0 | 0
50 | Synthetic battery | battery | 0 | 0 | 0 | 0 | 0 | 0
51 | Synthetic pumped | pumped | 0 | 0 | 0 | 0 | 0 | 0
51 | Synthetic battery | battery | 0 | 0 | 0 | 0 | 0 | 0
52 | Synthetic pumped | pumped | 0 | 0 | 0 | 0 | 0 | 0
52 | Synthetic battery | battery | 0 | 0 | 0 | 0 | 0 | 0
53 | Synthetic pumped | pumped | 0 | 0 | 0 | 0 | 0 | 0
53 | Synthetic battery | battery | 0 | 0 | 0 | 0 | 0 | 0
54 | Synthetic pumped | pumped | 0 | 0 | 0 | 0 | 0 | 0
54 | Synthetic battery | battery | 0 | 0 | 0 | 0 | 0 | 0
55 | Synthetic pumped | pumped | 0 | 0 | 0 | 0 | 0 | 0
55 | Synthetic battery | battery | 0 | 0 | 0 | 0 | 0 | 0
56 | Synthetic pumped | pumped | 0 | 0 | 0 | 0 | 0 | 0
56 | Synthetic battery | battery | 0 | 0 | 0 | 0 | 0 | 0
57 | Synthetic pumped | pumped | 4.4026 | 0 | 0 | 3.9623 | 0.082548 | 0
57 | Synthetic battery | battery | 0 | 0 | 0 | 0 | 0 | 0
58 | Synthetic pumped | pumped | 12 | 0 | 3.9623 | 14.7623 | 0.30755 | 0
58 | Synthetic battery | battery | 0.81682 | 0 | 0 | 0.75307 | 0.037654 | 0
59 | Synthetic pumped | pumped | 12 | 0 | 14.7623 | 25.5623 | 0.53255 | 0
59 | Synthetic battery | battery | 9.1982 | 0 | 0.75307 | 9.2334 | 0.46167 | 0
60 | Synthetic pumped | pumped | 12 | 0 | 25.5623 | 36.3623 | 0.75755 | 0
60 | Synthetic battery | battery | 5.3961 | 0 | 9.2334 | 14.2083 | 0.71042 | -8.8818e-16
61 | Synthetic pumped | pumped | 12 | 0 | 36.3623 | 47.1623 | 0.98255 | 3.5527e-15
61 | Synthetic battery | battery | 6.2819 | 0 | 14.2083 | 20 | 1 | 0
62 | Synthetic pumped | pumped | 0.93077 | 0 | 47.1623 | 48 | 1 | 0
62 | Synthetic battery | battery | 0 | 0 | 20 | 20 | 1 | 0
63 | Synthetic pumped | pumped | 0 | 0 | 48 | 48 | 1 | 0
63 | Synthetic battery | battery | 0 | 0 | 20 | 20 | 1 | 0
64 | Synthetic pumped | pumped | 0 | 0 | 48 | 48 | 1 | 0
64 | Synthetic battery | battery | 0 | 0 | 20 | 20 | 1 | 0
65 | Synthetic pumped | pumped | 0 | 0 | 48 | 48 | 1 | 0
65 | Synthetic battery | battery | 0 | 4.6745 | 20 | 14.9298 | 0.74649 | -8.8818e-16
66 | Synthetic pumped | pumped | 0 | 11.5658 | 48 | 35.1491 | 0.73227 | -1.7764e-15
66 | Synthetic battery | battery | 0 | 10 | 14.9298 | 4.0833 | 0.20416 | 0
67 | Synthetic pumped | pumped | 0 | 12 | 35.1491 | 21.8158 | 0.4545 | 0
67 | Synthetic battery | battery | 0 | 3.7646 | 4.0833 | 0 | 0 | 0
68 | Synthetic pumped | pumped | 0 | 12 | 21.8158 | 8.4825 | 0.17672 | 0
68 | Synthetic battery | battery | 0 | 0 | 0 | 0 | 0 | 0
69 | Synthetic pumped | pumped | 0 | 7.6342 | 8.4825 | 0 | 0 | 0
69 | Synthetic battery | battery | 0 | 0 | 0 | 0 | 0 | 0
70 | Synthetic pumped | pumped | 0 | 0 | 0 | 0 | 0 | 0
70 | Synthetic battery | battery | 0 | 0 | 0 | 0 | 0 | 0
71 | Synthetic pumped | pumped | 0 | 0 | 0 | 0 | 0 | 0
71 | Synthetic battery | battery | 0 | 0 | 0 | 0 | 0 | 0
72 | Synthetic pumped | pumped | 0 | 0 | 0 | 0 | 0 | 0
72 | Synthetic battery | battery | 0 | 0 | 0 | 0 | 0 | 0
73 | Synthetic pumped | pumped | 0 | 0 | 0 | 0 | 0 | 0
73 | Synthetic battery | battery | 0 | 0 | 0 | 0 | 0 | 0
74 | Synthetic pumped | pumped | 0 | 0 | 0 | 0 | 0 | 0
74 | Synthetic battery | battery | 0 | 0 | 0 | 0 | 0 | 0
75 | Synthetic pumped | pumped | 0 | 0 | 0 | 0 | 0 | 0
75 | Synthetic battery | battery | 0 | 0 | 0 | 0 | 0 | 0
76 | Synthetic pumped | pumped | 0 | 0 | 0 | 0 | 0 | 0
76 | Synthetic battery | battery | 0 | 0 | 0 | 0 | 0 | 0
77 | Synthetic pumped | pumped | 0 | 0 | 0 | 0 | 0 | 0
77 | Synthetic battery | battery | 0 | 0 | 0 | 0 | 0 | 0
78 | Synthetic pumped | pumped | 0 | 0 | 0 | 0 | 0 | 0
78 | Synthetic battery | battery | 0 | 0 | 0 | 0 | 0 | 0
79 | Synthetic pumped | pumped | 0 | 0 | 0 | 0 | 0 | 0
79 | Synthetic battery | battery | 0 | 0 | 0 | 0 | 0 | 0
80 | Synthetic pumped | pumped | 0 | 0 | 0 | 0 | 0 | 0
80 | Synthetic battery | battery | 0 | 0 | 0 | 0 | 0 | 0
81 | Synthetic pumped | pumped | 0 | 0 | 0 | 0 | 0 | 0
81 | Synthetic battery | battery | 0 | 0 | 0 | 0 | 0 | 0
82 | Synthetic pumped | pumped | 5.2422 | 0 | 0 | 4.718 | 0.098291 | 0
82 | Synthetic battery | battery | 0 | 0 | 0 | 0 | 0 | 0
83 | Synthetic pumped | pumped | 12 | 0 | 4.718 | 15.518 | 0.32329 | 0
83 | Synthetic battery | battery | 8.1522 | 0 | 0 | 7.516 | 0.3758 | 0
84 | Synthetic pumped | pumped | 12 | 0 | 15.518 | 26.318 | 0.54829 | 0
84 | Synthetic battery | battery | 8.7308 | 0 | 7.516 | 15.5653 | 0.77827 | 0
85 | Synthetic pumped | pumped | 12 | 0 | 26.318 | 37.118 | 0.77329 | 0
85 | Synthetic battery | battery | 4.8101 | 0 | 15.5653 | 20 | 1 | 0
86 | Synthetic pumped | pumped | 11.4651 | 0 | 37.118 | 47.4366 | 0.98826 | 0
86 | Synthetic battery | battery | 0 | 0 | 20 | 20 | 1 | 0
87 | Synthetic pumped | pumped | 0.62598 | 0 | 47.4366 | 48 | 1 | 0
87 | Synthetic battery | battery | 0 | 0 | 20 | 20 | 1 | 0
88 | Synthetic pumped | pumped | 0 | 0 | 48 | 48 | 1 | 0
88 | Synthetic battery | battery | 0 | 0 | 20 | 20 | 1 | 0
89 | Synthetic pumped | pumped | 0 | 0 | 48 | 48 | 1 | 0
89 | Synthetic battery | battery | 0 | 8.9542 | 20 | 10.2878 | 0.51439 | 0
90 | Synthetic pumped | pumped | 0 | 12 | 48 | 34.6667 | 0.72222 | 3.5527e-15
90 | Synthetic battery | battery | 0 | 9.4849 | 10.2878 | 0 | 0 | 0
91 | Synthetic pumped | pumped | 0 | 12 | 34.6667 | 21.3333 | 0.44444 | 0
91 | Synthetic battery | battery | 0 | 0 | 0 | 0 | 0 | 0
92 | Synthetic pumped | pumped | 0 | 12 | 21.3333 | 8 | 0.16667 | 0
92 | Synthetic battery | battery | 0 | 0 | 0 | 0 | 0 | 0
93 | Synthetic pumped | pumped | 0 | 7.2 | 8 | 0 | 0 | 0
93 | Synthetic battery | battery | 0 | 0 | 0 | 0 | 0 | 0
94 | Synthetic pumped | pumped | 0 | 0 | 0 | 0 | 0 | 0
94 | Synthetic battery | battery | 0 | 0 | 0 | 0 | 0 | 0
95 | Synthetic pumped | pumped | 0 | 0 | 0 | 0 | 0 | 0
95 | Synthetic battery | battery | 0 | 0 | 0 | 0 | 0 | 0
96 | Synthetic pumped | pumped | 0 | 0 | 0 | 0 | 0 | 0
96 | Synthetic battery | battery | 0 | 0 | 0 | 0 | 0 | 0
97 | Synthetic pumped | pumped | 0 | 0 | 0 | 0 | 0 | 0
97 | Synthetic battery | battery | 0 | 0 | 0 | 0 | 0 | 0
98 | Synthetic pumped | pumped | 0 | 0 | 0 | 0 | 0 | 0
98 | Synthetic battery | battery | 0 | 0 | 0 | 0 | 0 | 0
99 | Synthetic pumped | pumped | 0 | 0 | 0 | 0 | 0 | 0
99 | Synthetic battery | battery | 0 | 0 | 0 | 0 | 0 | 0
100 | Synthetic pumped | pumped | 0 | 0 | 0 | 0 | 0 | 0
100 | Synthetic battery | battery | 0 | 0 | 0 | 0 | 0 | 0
101 | Synthetic pumped | pumped | 0 | 0 | 0 | 0 | 0 | 0
101 | Synthetic battery | battery | 0 | 0 | 0 | 0 | 0 | 0
102 | Synthetic pumped | pumped | 0 | 0 | 0 | 0 | 0 | 0
102 | Synthetic battery | battery | 0 | 0 | 0 | 0 | 0 | 0
103 | Synthetic pumped | pumped | 0 | 0 | 0 | 0 | 0 | 0
103 | Synthetic battery | battery | 0 | 0 | 0 | 0 | 0 | 0
104 | Synthetic pumped | pumped | 1.6568 | 0 | 0 | 1.4911 | 0.031065 | 0
104 | Synthetic battery | battery | 0 | 0 | 0 | 0 | 0 | 0
105 | Synthetic pumped | pumped | 5.4549 | 0 | 1.4911 | 6.4005 | 0.13334 | 0
105 | Synthetic battery | battery | 0 | 0 | 0 | 0 | 0 | 0
106 | Synthetic pumped | pumped | 11.9075 | 0 | 6.4005 | 17.1173 | 0.35661 | -1.7764e-15
106 | Synthetic battery | battery | 0 | 0 | 0 | 0 | 0 | 0
107 | Synthetic pumped | pumped | 12 | 0 | 17.1173 | 27.9173 | 0.58161 | 0
107 | Synthetic battery | battery | 5.6611 | 0 | 0 | 5.2193 | 0.26097 | 0
108 | Synthetic pumped | pumped | 12 | 0 | 27.9173 | 38.7173 | 0.80661 | -3.5527e-15
108 | Synthetic battery | battery | 8.8108 | 0 | 5.2193 | 13.3425 | 0.66712 | -1.7764e-15
109 | Synthetic pumped | pumped | 10.3142 | 0 | 38.7173 | 48 | 1 | 0
109 | Synthetic battery | battery | 7.2211 | 0 | 13.3425 | 20 | 1 | 0
110 | Synthetic pumped | pumped | 0 | 0 | 48 | 48 | 1 | 0
110 | Synthetic battery | battery | 0 | 0 | 20 | 20 | 1 | 0
111 | Synthetic pumped | pumped | 0 | 0 | 48 | 48 | 1 | 0
111 | Synthetic battery | battery | 0 | 0 | 20 | 20 | 1 | 0
112 | Synthetic pumped | pumped | 0 | 0 | 48 | 48 | 1 | 0
112 | Synthetic battery | battery | 0 | 0 | 20 | 20 | 1 | 0
113 | Synthetic pumped | pumped | 0 | 0 | 48 | 48 | 1 | 0
113 | Synthetic battery | battery | 0 | 5.8589 | 20 | 13.6452 | 0.68226 | 0
114 | Synthetic pumped | pumped | 0 | 12 | 48 | 34.6667 | 0.72222 | 3.5527e-15
114 | Synthetic battery | battery | 0 | 10 | 13.6452 | 2.7986 | 0.13993 | 0
115 | Synthetic pumped | pumped | 0 | 12 | 34.6667 | 21.3333 | 0.44444 | 0
115 | Synthetic battery | battery | 0 | 2.5802 | 2.7986 | 0 | 0 | 0
116 | Synthetic pumped | pumped | 0 | 12 | 21.3333 | 8 | 0.16667 | 0
116 | Synthetic battery | battery | 0 | 0 | 0 | 0 | 0 | 0
117 | Synthetic pumped | pumped | 0 | 7.2 | 8 | 0 | 0 | 0
117 | Synthetic battery | battery | 0 | 0 | 0 | 0 | 0 | 0
118 | Synthetic pumped | pumped | 0 | 0 | 0 | 0 | 0 | 0
118 | Synthetic battery | battery | 0 | 0 | 0 | 0 | 0 | 0
119 | Synthetic pumped | pumped | 0 | 0 | 0 | 0 | 0 | 0
119 | Synthetic battery | battery | 0 | 0 | 0 | 0 | 0 | 0
120 | Synthetic pumped | pumped | 0 | 0 | 0 | 0 | 0 | 0
120 | Synthetic battery | battery | 0 | 0 | 0 | 0 | 0 | 0
121 | Synthetic pumped | pumped | 0 | 0 | 0 | 0 | 0 | 0
121 | Synthetic battery | battery | 0 | 0 | 0 | 0 | 0 | 0
122 | Synthetic pumped | pumped | 0 | 0 | 0 | 0 | 0 | 0
122 | Synthetic battery | battery | 0 | 0 | 0 | 0 | 0 | 0
123 | Synthetic pumped | pumped | 0 | 0 | 0 | 0 | 0 | 0
123 | Synthetic battery | battery | 0 | 0 | 0 | 0 | 0 | 0
124 | Synthetic pumped | pumped | 0 | 0 | 0 | 0 | 0 | 0
124 | Synthetic battery | battery | 0 | 0 | 0 | 0 | 0 | 0
125 | Synthetic pumped | pumped | 0 | 0 | 0 | 0 | 0 | 0
125 | Synthetic battery | battery | 0 | 0 | 0 | 0 | 0 | 0
126 | Synthetic pumped | pumped | 0 | 0 | 0 | 0 | 0 | 0
126 | Synthetic battery | battery | 0 | 0 | 0 | 0 | 0 | 0
127 | Synthetic pumped | pumped | 0 | 0 | 0 | 0 | 0 | 0
127 | Synthetic battery | battery | 0 | 0 | 0 | 0 | 0 | 0
128 | Synthetic pumped | pumped | 3.4281 | 0 | 0 | 3.0853 | 0.064277 | 0
128 | Synthetic battery | battery | 0 | 0 | 0 | 0 | 0 | 0
129 | Synthetic pumped | pumped | 10.8189 | 0 | 3.0853 | 12.8223 | 0.26713 | 0
129 | Synthetic battery | battery | 0 | 0 | 0 | 0 | 0 | 0
130 | Synthetic pumped | pumped | 12 | 0 | 12.8223 | 23.6223 | 0.49213 | 0
130 | Synthetic battery | battery | 9.9495 | 0 | 0 | 9.173 | 0.45865 | 0
131 | Synthetic pumped | pumped | 12 | 0 | 23.6223 | 34.4223 | 0.71713 | 0
131 | Synthetic battery | battery | 9.7631 | 0 | 9.173 | 18.1741 | 0.9087 | 1.7764e-15
132 | Synthetic pumped | pumped | 12 | 0 | 34.4223 | 45.2223 | 0.94213 | 3.5527e-15
132 | Synthetic battery | battery | 1.9805 | 0 | 18.1741 | 20 | 1 | 0
133 | Synthetic pumped | pumped | 3.0863 | 0 | 45.2223 | 48 | 1 | 0
133 | Synthetic battery | battery | 0 | 0 | 20 | 20 | 1 | 0
134 | Synthetic pumped | pumped | 0 | 0 | 48 | 48 | 1 | 0
134 | Synthetic battery | battery | 0 | 0 | 20 | 20 | 1 | 0
135 | Synthetic pumped | pumped | 0 | 0 | 48 | 48 | 1 | 0
135 | Synthetic battery | battery | 0 | 0 | 20 | 20 | 1 | 0
136 | Synthetic pumped | pumped | 0 | 0 | 48 | 48 | 1 | 0
136 | Synthetic battery | battery | 0 | 0 | 20 | 20 | 1 | 0
137 | Synthetic pumped | pumped | 0 | 0 | 48 | 48 | 1 | 0
137 | Synthetic battery | battery | 0 | 1.5465 | 20 | 18.3225 | 0.91613 | -4.4409e-16
138 | Synthetic pumped | pumped | 0 | 10.9977 | 48 | 35.7803 | 0.74542 | 0
138 | Synthetic battery | battery | 0 | 10 | 18.3225 | 7.476 | 0.3738 | 0
139 | Synthetic pumped | pumped | 0 | 12 | 35.7803 | 22.447 | 0.46765 | 0
139 | Synthetic battery | battery | 0 | 6.8926 | 7.476 | 0 | 0 | 0
140 | Synthetic pumped | pumped | 0 | 12 | 22.447 | 9.1137 | 0.18987 | 0
140 | Synthetic battery | battery | 0 | 0 | 0 | 0 | 0 | 0
141 | Synthetic pumped | pumped | 0 | 8.2023 | 9.1137 | 0 | 0 | 0
141 | Synthetic battery | battery | 0 | 0 | 0 | 0 | 0 | 0
142 | Synthetic pumped | pumped | 0 | 0 | 0 | 0 | 0 | 0
142 | Synthetic battery | battery | 0 | 0 | 0 | 0 | 0 | 0
143 | Synthetic pumped | pumped | 0 | 0 | 0 | 0 | 0 | 0
143 | Synthetic battery | battery | 0 | 0 | 0 | 0 | 0 | 0
144 | Synthetic pumped | pumped | 0 | 0 | 0 | 0 | 0 | 0
144 | Synthetic battery | battery | 0 | 0 | 0 | 0 | 0 | 0
145 | Synthetic pumped | pumped | 0 | 0 | 0 | 0 | 0 | 0
145 | Synthetic battery | battery | 0 | 0 | 0 | 0 | 0 | 0
146 | Synthetic pumped | pumped | 0 | 0 | 0 | 0 | 0 | 0
146 | Synthetic battery | battery | 0 | 0 | 0 | 0 | 0 | 0
147 | Synthetic pumped | pumped | 0 | 0 | 0 | 0 | 0 | 0
147 | Synthetic battery | battery | 0 | 0 | 0 | 0 | 0 | 0
148 | Synthetic pumped | pumped | 0 | 0 | 0 | 0 | 0 | 0
148 | Synthetic battery | battery | 0 | 0 | 0 | 0 | 0 | 0
149 | Synthetic pumped | pumped | 0 | 0 | 0 | 0 | 0 | 0
149 | Synthetic battery | battery | 0 | 0 | 0 | 0 | 0 | 0
150 | Synthetic pumped | pumped | 0 | 0 | 0 | 0 | 0 | 0
150 | Synthetic battery | battery | 0 | 0 | 0 | 0 | 0 | 0
151 | Synthetic pumped | pumped | 0 | 0 | 0 | 0 | 0 | 0
151 | Synthetic battery | battery | 0 | 0 | 0 | 0 | 0 | 0
152 | Synthetic pumped | pumped | 0 | 0 | 0 | 0 | 0 | 0
152 | Synthetic battery | battery | 0 | 0 | 0 | 0 | 0 | 0
153 | Synthetic pumped | pumped | 10.1057 | 0 | 0 | 9.0951 | 0.18948 | 0
153 | Synthetic battery | battery | 0 | 0 | 0 | 0 | 0 | 0
154 | Synthetic pumped | pumped | 12 | 0 | 9.0951 | 19.8951 | 0.41448 | 0
154 | Synthetic battery | battery | 5.9524 | 0 | 0 | 5.4879 | 0.27439 | 0
155 | Synthetic pumped | pumped | 12 | 0 | 19.8951 | 30.6951 | 0.63948 | 0
155 | Synthetic battery | battery | 10 | 0 | 5.4879 | 14.7074 | 0.73537 | 0
156 | Synthetic pumped | pumped | 12 | 0 | 30.6951 | 41.4951 | 0.86448 | 0
156 | Synthetic battery | battery | 5.7406 | 0 | 14.7074 | 20 | 1 | 0
157 | Synthetic pumped | pumped | 7.2277 | 0 | 41.4951 | 48 | 1 | 0
157 | Synthetic battery | battery | 0 | 0 | 20 | 20 | 1 | 0
158 | Synthetic pumped | pumped | 0 | 0 | 48 | 48 | 1 | 0
158 | Synthetic battery | battery | 0 | 0 | 20 | 20 | 1 | 0
159 | Synthetic pumped | pumped | 0 | 0 | 48 | 48 | 1 | 0
159 | Synthetic battery | battery | 0 | 0 | 20 | 20 | 1 | 0
160 | Synthetic pumped | pumped | 0 | 0 | 48 | 48 | 1 | 0
160 | Synthetic battery | battery | 0 | 0 | 20 | 20 | 1 | 0
161 | Synthetic pumped | pumped | 0 | 0 | 48 | 48 | 1 | 0
161 | Synthetic battery | battery | 0 | 3.1704 | 20 | 16.5612 | 0.82806 | 1.3323e-15
162 | Synthetic pumped | pumped | 0 | 10.4345 | 48 | 36.4061 | 0.75846 | 0
162 | Synthetic battery | battery | 0 | 10 | 16.5612 | 5.7147 | 0.28573 | 0
163 | Synthetic pumped | pumped | 0 | 12 | 36.4061 | 23.0728 | 0.48068 | 0
163 | Synthetic battery | battery | 0 | 5.2687 | 5.7147 | 0 | 0 | 0
164 | Synthetic pumped | pumped | 0 | 12 | 23.0728 | 9.7394 | 0.2029 | 0
164 | Synthetic battery | battery | 0 | 0 | 0 | 0 | 0 | 0
165 | Synthetic pumped | pumped | 0 | 8.7655 | 9.7394 | 0 | 0 | 0
165 | Synthetic battery | battery | 0 | 0 | 0 | 0 | 0 | 0
166 | Synthetic pumped | pumped | 0 | 0 | 0 | 0 | 0 | 0
166 | Synthetic battery | battery | 0 | 0 | 0 | 0 | 0 | 0
167 | Synthetic pumped | pumped | 0 | 0 | 0 | 0 | 0 | 0
167 | Synthetic battery | battery | 0 | 0 | 0 | 0 | 0 | 0
168 | Synthetic pumped | pumped | 0 | 0 | 0 | 0 | 0 | 0
168 | Synthetic battery | battery | 0 | 0 | 0 | 0 | 0 | 0
169 | Synthetic pumped | pumped | 0 | 0 | 0 | 0 | 0 | 0
169 | Synthetic battery | battery | 0 | 0 | 0 | 0 | 0 | 0
170 | Synthetic pumped | pumped | 0 | 0 | 0 | 0 | 0 | 0
170 | Synthetic battery | battery | 0 | 0 | 0 | 0 | 0 | 0
171 | Synthetic pumped | pumped | 0 | 0 | 0 | 0 | 0 | 0
171 | Synthetic battery | battery | 0 | 0 | 0 | 0 | 0 | 0
172 | Synthetic pumped | pumped | 0 | 0 | 0 | 0 | 0 | 0
172 | Synthetic battery | battery | 0 | 0 | 0 | 0 | 0 | 0
173 | Synthetic pumped | pumped | 0 | 0 | 0 | 0 | 0 | 0
173 | Synthetic battery | battery | 0 | 0 | 0 | 0 | 0 | 0
174 | Synthetic pumped | pumped | 0 | 0 | 0 | 0 | 0 | 0
174 | Synthetic battery | battery | 0 | 0 | 0 | 0 | 0 | 0
175 | Synthetic pumped | pumped | 0 | 0 | 0 | 0 | 0 | 0
175 | Synthetic battery | battery | 0 | 0 | 0 | 0 | 0 | 0
176 | Synthetic pumped | pumped | 3.1472 | 0 | 0 | 2.8324 | 0.059009 | 0
176 | Synthetic battery | battery | 0 | 0 | 0 | 0 | 0 | 0
177 | Synthetic pumped | pumped | 8.9224 | 0 | 2.8324 | 10.8626 | 0.2263 | 0
177 | Synthetic battery | battery | 0 | 0 | 0 | 0 | 0 | 0
178 | Synthetic pumped | pumped | 12 | 0 | 10.8626 | 21.6626 | 0.4513 | 0
178 | Synthetic battery | battery | 10 | 0 | 0 | 9.2195 | 0.46098 | 0
179 | Synthetic pumped | pumped | 12 | 0 | 21.6626 | 32.4626 | 0.6763 | 0
179 | Synthetic battery | battery | 10 | 0 | 9.2195 | 18.4391 | 0.92195 | 0
180 | Synthetic pumped | pumped | 12 | 0 | 32.4626 | 43.2626 | 0.9013 | -3.5527e-15
180 | Synthetic battery | battery | 1.693 | 0 | 18.4391 | 20 | 1 | 0
181 | Synthetic pumped | pumped | 5.2638 | 0 | 43.2626 | 48 | 1 | 0
181 | Synthetic battery | battery | 0 | 0 | 20 | 20 | 1 | 0
182 | Synthetic pumped | pumped | 0 | 0 | 48 | 48 | 1 | 0
182 | Synthetic battery | battery | 0 | 0 | 20 | 20 | 1 | 0
183 | Synthetic pumped | pumped | 0 | 0 | 48 | 48 | 1 | 0
183 | Synthetic battery | battery | 0 | 0 | 20 | 20 | 1 | 0
184 | Synthetic pumped | pumped | 0 | 0 | 48 | 48 | 1 | 0
184 | Synthetic battery | battery | 0 | 0 | 20 | 20 | 1 | 0
185 | Synthetic pumped | pumped | 0 | 0 | 48 | 48 | 1 | 0
185 | Synthetic battery | battery | 0 | 2.3955 | 20 | 17.4018 | 0.87009 | 1.7764e-15
186 | Synthetic pumped | pumped | 0 | 6.4217 | 48 | 40.8648 | 0.85135 | 1.7764e-15
186 | Synthetic battery | battery | 0 | 10 | 17.4018 | 6.5552 | 0.32776 | 0
187 | Synthetic pumped | pumped | 0 | 12 | 40.8648 | 27.5315 | 0.57357 | 0
187 | Synthetic battery | battery | 0 | 6.0436 | 6.5552 | 0 | 0 | 0
188 | Synthetic pumped | pumped | 0 | 12 | 27.5315 | 14.1982 | 0.29579 | 0
188 | Synthetic battery | battery | 0 | 0 | 0 | 0 | 0 | 0
189 | Synthetic pumped | pumped | 0 | 12 | 14.1982 | 0.86483 | 0.018017 | 0
189 | Synthetic battery | battery | 0 | 0 | 0 | 0 | 0 | 0
190 | Synthetic pumped | pumped | 0 | 0.77834 | 0.86483 | 0 | 0 | 0
190 | Synthetic battery | battery | 0 | 0 | 0 | 0 | 0 | 0
191 | Synthetic pumped | pumped | 0 | 0 | 0 | 0 | 0 | 0
191 | Synthetic battery | battery | 0 | 0 | 0 | 0 | 0 | 0
192 | Synthetic pumped | pumped | 0 | 0 | 0 | 0 | 0 | 0
192 | Synthetic battery | battery | 0 | 0 | 0 | 0 | 0 | 0
193 | Synthetic pumped | pumped | 0 | 0 | 0 | 0 | 0 | 0
193 | Synthetic battery | battery | 0 | 0 | 0 | 0 | 0 | 0
194 | Synthetic pumped | pumped | 0 | 0 | 0 | 0 | 0 | 0
194 | Synthetic battery | battery | 0 | 0 | 0 | 0 | 0 | 0
195 | Synthetic pumped | pumped | 0 | 0 | 0 | 0 | 0 | 0
195 | Synthetic battery | battery | 0 | 0 | 0 | 0 | 0 | 0
196 | Synthetic pumped | pumped | 0 | 0 | 0 | 0 | 0 | 0
196 | Synthetic battery | battery | 0 | 0 | 0 | 0 | 0 | 0
197 | Synthetic pumped | pumped | 0 | 0 | 0 | 0 | 0 | 0
197 | Synthetic battery | battery | 0 | 0 | 0 | 0 | 0 | 0
198 | Synthetic pumped | pumped | 0 | 0 | 0 | 0 | 0 | 0
198 | Synthetic battery | battery | 0 | 0 | 0 | 0 | 0 | 0
199 | Synthetic pumped | pumped | 0 | 0 | 0 | 0 | 0 | 0
199 | Synthetic battery | battery | 0 | 0 | 0 | 0 | 0 | 0
200 | Synthetic pumped | pumped | 0 | 0 | 0 | 0 | 0 | 0
200 | Synthetic battery | battery | 0 | 0 | 0 | 0 | 0 | 0
201 | Synthetic pumped | pumped | 0.79586 | 0 | 0 | 0.71628 | 0.014922 | 0
201 | Synthetic battery | battery | 0 | 0 | 0 | 0 | 0 | 0
202 | Synthetic pumped | pumped | 9.06 | 0 | 0.71628 | 8.8703 | 0.1848 | 0
202 | Synthetic battery | battery | 0 | 0 | 0 | 0 | 0 | 0
203 | Synthetic pumped | pumped | 12 | 0 | 8.8703 | 19.6703 | 0.4098 | -1.7764e-15
203 | Synthetic battery | battery | 5.2849 | 0 | 0 | 4.8724 | 0.24362 | 0
204 | Synthetic pumped | pumped | 12 | 0 | 19.6703 | 30.4703 | 0.6348 | 0
204 | Synthetic battery | battery | 4.2304 | 0 | 4.8724 | 8.7726 | 0.43863 | -4.4409e-16
205 | Synthetic pumped | pumped | 12 | 0 | 30.4703 | 41.2703 | 0.8598 | 0
205 | Synthetic battery | battery | 3.7965 | 0 | 8.7726 | 12.2728 | 0.61364 | -4.4409e-16
206 | Synthetic pumped | pumped | 7.4775 | 0 | 41.2703 | 48 | 1 | 0
206 | Synthetic battery | battery | 8.3813 | 0 | 12.2728 | 20 | 1 | 0
207 | Synthetic pumped | pumped | 0 | 0 | 48 | 48 | 1 | 0
207 | Synthetic battery | battery | 0 | 0 | 20 | 20 | 1 | 0
208 | Synthetic pumped | pumped | 0 | 0 | 48 | 48 | 1 | 0
208 | Synthetic battery | battery | 0 | 0 | 20 | 20 | 1 | 0
209 | Synthetic pumped | pumped | 0 | 0 | 48 | 48 | 1 | 0
209 | Synthetic battery | battery | 0 | 2.5663 | 20 | 17.2165 | 0.86082 | -8.8818e-16
210 | Synthetic pumped | pumped | 0 | 11.2164 | 48 | 35.5373 | 0.74036 | 3.5527e-15
210 | Synthetic battery | battery | 0 | 10 | 17.2165 | 6.3699 | 0.3185 | 0
211 | Synthetic pumped | pumped | 0 | 12 | 35.5373 | 22.204 | 0.46258 | 0
211 | Synthetic battery | battery | 0 | 5.8728 | 6.3699 | 0 | 0 | 0
212 | Synthetic pumped | pumped | 0 | 12 | 22.204 | 8.8707 | 0.18481 | 0
212 | Synthetic battery | battery | 0 | 0 | 0 | 0 | 0 | 0
213 | Synthetic pumped | pumped | 0 | 7.9836 | 8.8707 | 0 | 0 | 0
213 | Synthetic battery | battery | 0 | 0 | 0 | 0 | 0 | 0
214 | Synthetic pumped | pumped | 0 | 0 | 0 | 0 | 0 | 0
214 | Synthetic battery | battery | 0 | 0 | 0 | 0 | 0 | 0
215 | Synthetic pumped | pumped | 0 | 0 | 0 | 0 | 0 | 0
215 | Synthetic battery | battery | 0 | 0 | 0 | 0 | 0 | 0
216 | Synthetic pumped | pumped | 0 | 0 | 0 | 0 | 0 | 0
216 | Synthetic battery | battery | 0 | 0 | 0 | 0 | 0 | 0
217 | Synthetic pumped | pumped | 0 | 0 | 0 | 0 | 0 | 0
217 | Synthetic battery | battery | 0 | 0 | 0 | 0 | 0 | 0
218 | Synthetic pumped | pumped | 0 | 0 | 0 | 0 | 0 | 0
218 | Synthetic battery | battery | 0 | 0 | 0 | 0 | 0 | 0
219 | Synthetic pumped | pumped | 0 | 0 | 0 | 0 | 0 | 0
219 | Synthetic battery | battery | 0 | 0 | 0 | 0 | 0 | 0
220 | Synthetic pumped | pumped | 0 | 0 | 0 | 0 | 0 | 0
220 | Synthetic battery | battery | 0 | 0 | 0 | 0 | 0 | 0
221 | Synthetic pumped | pumped | 0 | 0 | 0 | 0 | 0 | 0
221 | Synthetic battery | battery | 0 | 0 | 0 | 0 | 0 | 0
222 | Synthetic pumped | pumped | 0 | 0 | 0 | 0 | 0 | 0
222 | Synthetic battery | battery | 0 | 0 | 0 | 0 | 0 | 0
223 | Synthetic pumped | pumped | 0 | 0 | 0 | 0 | 0 | 0
223 | Synthetic battery | battery | 0 | 0 | 0 | 0 | 0 | 0
224 | Synthetic pumped | pumped | 0 | 0 | 0 | 0 | 0 | 0
224 | Synthetic battery | battery | 0 | 0 | 0 | 0 | 0 | 0
225 | Synthetic pumped | pumped | 6.6775 | 0 | 0 | 6.0098 | 0.1252 | 0
225 | Synthetic battery | battery | 0 | 0 | 0 | 0 | 0 | 0
226 | Synthetic pumped | pumped | 12 | 0 | 6.0098 | 16.8098 | 0.3502 | 1.7764e-15
226 | Synthetic battery | battery | 1.9132 | 0 | 0 | 1.7639 | 0.088193 | 0
227 | Synthetic pumped | pumped | 12 | 0 | 16.8098 | 27.6098 | 0.5752 | 0
227 | Synthetic battery | battery | 5.1966 | 0 | 1.7639 | 6.5549 | 0.32775 | 0
228 | Synthetic pumped | pumped | 12 | 0 | 27.6098 | 38.4098 | 0.8002 | 0
228 | Synthetic battery | battery | 5.6739 | 0 | 6.5549 | 11.786 | 0.5893 | 0
229 | Synthetic pumped | pumped | 10.6558 | 0 | 38.4098 | 48 | 1 | 0
229 | Synthetic battery | battery | 8.9094 | 0 | 11.786 | 20 | 1 | 0
230 | Synthetic pumped | pumped | 0 | 0 | 48 | 48 | 1 | 0
230 | Synthetic battery | battery | 0 | 0 | 20 | 20 | 1 | 0
231 | Synthetic pumped | pumped | 0 | 0 | 48 | 48 | 1 | 0
231 | Synthetic battery | battery | 0 | 0 | 20 | 20 | 1 | 0
232 | Synthetic pumped | pumped | 0 | 0 | 48 | 48 | 1 | 0
232 | Synthetic battery | battery | 0 | 0 | 20 | 20 | 1 | 0
233 | Synthetic pumped | pumped | 0 | 0 | 48 | 48 | 1 | 0
233 | Synthetic battery | battery | 0 | 5.5034 | 20 | 14.0307 | 0.70153 | -8.8818e-16
234 | Synthetic pumped | pumped | 0 | 12 | 48 | 34.6667 | 0.72222 | 3.5527e-15
234 | Synthetic battery | battery | 0 | 10 | 14.0307 | 3.1842 | 0.15921 | 0
235 | Synthetic pumped | pumped | 0 | 12 | 34.6667 | 21.3333 | 0.44444 | 0
235 | Synthetic battery | battery | 0 | 2.9357 | 3.1842 | 0 | 0 | 0
236 | Synthetic pumped | pumped | 0 | 12 | 21.3333 | 8 | 0.16667 | 0
236 | Synthetic battery | battery | 0 | 0 | 0 | 0 | 0 | 0
237 | Synthetic pumped | pumped | 0 | 7.2 | 8 | 0 | 0 | 0
237 | Synthetic battery | battery | 0 | 0 | 0 | 0 | 0 | 0
238 | Synthetic pumped | pumped | 0 | 0 | 0 | 0 | 0 | 0
238 | Synthetic battery | battery | 0 | 0 | 0 | 0 | 0 | 0
239 | Synthetic pumped | pumped | 0 | 0 | 0 | 0 | 0 | 0
239 | Synthetic battery | battery | 0 | 0 | 0 | 0 | 0 | 0
240 | Synthetic pumped | pumped | 0 | 0 | 0 | 0 | 0 | 0
240 | Synthetic battery | battery | 0 | 0 | 0 | 0 | 0 | 0
241 | Synthetic pumped | pumped | 0 | 0 | 0 | 0 | 0 | 0
241 | Synthetic battery | battery | 0 | 0 | 0 | 0 | 0 | 0
242 | Synthetic pumped | pumped | 0 | 0 | 0 | 0 | 0 | 0
242 | Synthetic battery | battery | 0 | 0 | 0 | 0 | 0 | 0
243 | Synthetic pumped | pumped | 0 | 0 | 0 | 0 | 0 | 0
243 | Synthetic battery | battery | 0 | 0 | 0 | 0 | 0 | 0
244 | Synthetic pumped | pumped | 0 | 0 | 0 | 0 | 0 | 0
244 | Synthetic battery | battery | 0 | 0 | 0 | 0 | 0 | 0
245 | Synthetic pumped | pumped | 0 | 0 | 0 | 0 | 0 | 0
245 | Synthetic battery | battery | 0 | 0 | 0 | 0 | 0 | 0
246 | Synthetic pumped | pumped | 0 | 0 | 0 | 0 | 0 | 0
246 | Synthetic battery | battery | 0 | 0 | 0 | 0 | 0 | 0
247 | Synthetic pumped | pumped | 0 | 0 | 0 | 0 | 0 | 0
247 | Synthetic battery | battery | 0 | 0 | 0 | 0 | 0 | 0
248 | Synthetic pumped | pumped | 0 | 0 | 0 | 0 | 0 | 0
248 | Synthetic battery | battery | 0 | 0 | 0 | 0 | 0 | 0
249 | Synthetic pumped | pumped | 8.1389 | 0 | 0 | 7.325 | 0.1526 | 0
249 | Synthetic battery | battery | 0 | 0 | 0 | 0 | 0 | 0
250 | Synthetic pumped | pumped | 8.979 | 0 | 7.325 | 15.4061 | 0.32096 | 0
250 | Synthetic battery | battery | 0 | 0 | 0 | 0 | 0 | 0
251 | Synthetic pumped | pumped | 12 | 0 | 15.4061 | 26.2061 | 0.54596 | 0
251 | Synthetic battery | battery | 2.2989 | 0 | 0 | 2.1195 | 0.10597 | 0
252 | Synthetic pumped | pumped | 12 | 0 | 26.2061 | 37.0061 | 0.77096 | 0
252 | Synthetic battery | battery | 7.4205 | 0 | 2.1195 | 8.9608 | 0.44804 | -8.8818e-16
253 | Synthetic pumped | pumped | 12 | 0 | 37.0061 | 47.8061 | 0.99596 | 3.5527e-15
253 | Synthetic battery | battery | 7.8376 | 0 | 8.9608 | 16.1867 | 0.80933 | -8.8818e-16
254 | Synthetic pumped | pumped | 0.21542 | 0 | 47.8061 | 48 | 1 | 0
254 | Synthetic battery | battery | 4.1361 | 0 | 16.1867 | 20 | 1 | -4.4409e-16
255 | Synthetic pumped | pumped | 0 | 0 | 48 | 48 | 1 | 0
255 | Synthetic battery | battery | 0 | 0 | 20 | 20 | 1 | 0
256 | Synthetic pumped | pumped | 0 | 0 | 48 | 48 | 1 | 0
256 | Synthetic battery | battery | 0 | 0 | 20 | 20 | 1 | 0
257 | Synthetic pumped | pumped | 0 | 0 | 48 | 48 | 1 | 0
257 | Synthetic battery | battery | 0 | 5.4531 | 20 | 14.0853 | 0.70427 | 0
258 | Synthetic pumped | pumped | 0 | 12 | 48 | 34.6667 | 0.72222 | 3.5527e-15
258 | Synthetic battery | battery | 0 | 10 | 14.0853 | 3.2388 | 0.16194 | 0
259 | Synthetic pumped | pumped | 0 | 12 | 34.6667 | 21.3333 | 0.44444 | 0
259 | Synthetic battery | battery | 0 | 2.986 | 3.2388 | 0 | 0 | 0
260 | Synthetic pumped | pumped | 0 | 12 | 21.3333 | 8 | 0.16667 | 0
260 | Synthetic battery | battery | 0 | 0 | 0 | 0 | 0 | 0
261 | Synthetic pumped | pumped | 0 | 7.2 | 8 | 0 | 0 | 0
261 | Synthetic battery | battery | 0 | 0 | 0 | 0 | 0 | 0
262 | Synthetic pumped | pumped | 0 | 0 | 0 | 0 | 0 | 0
262 | Synthetic battery | battery | 0 | 0 | 0 | 0 | 0 | 0
263 | Synthetic pumped | pumped | 0 | 0 | 0 | 0 | 0 | 0
263 | Synthetic battery | battery | 0 | 0 | 0 | 0 | 0 | 0
264 | Synthetic pumped | pumped | 0 | 0 | 0 | 0 | 0 | 0
264 | Synthetic battery | battery | 0 | 0 | 0 | 0 | 0 | 0
265 | Synthetic pumped | pumped | 0 | 0 | 0 | 0 | 0 | 0
265 | Synthetic battery | battery | 0 | 0 | 0 | 0 | 0 | 0
266 | Synthetic pumped | pumped | 0 | 0 | 0 | 0 | 0 | 0
266 | Synthetic battery | battery | 0 | 0 | 0 | 0 | 0 | 0
267 | Synthetic pumped | pumped | 0 | 0 | 0 | 0 | 0 | 0
267 | Synthetic battery | battery | 0 | 0 | 0 | 0 | 0 | 0
268 | Synthetic pumped | pumped | 0 | 0 | 0 | 0 | 0 | 0
268 | Synthetic battery | battery | 0 | 0 | 0 | 0 | 0 | 0
269 | Synthetic pumped | pumped | 0 | 0 | 0 | 0 | 0 | 0
269 | Synthetic battery | battery | 0 | 0 | 0 | 0 | 0 | 0
270 | Synthetic pumped | pumped | 0 | 0 | 0 | 0 | 0 | 0
270 | Synthetic battery | battery | 0 | 0 | 0 | 0 | 0 | 0
271 | Synthetic pumped | pumped | 0 | 0 | 0 | 0 | 0 | 0
271 | Synthetic battery | battery | 0 | 0 | 0 | 0 | 0 | 0
272 | Synthetic pumped | pumped | 3.1827 | 0 | 0 | 2.8644 | 0.059676 | 0
272 | Synthetic battery | battery | 0 | 0 | 0 | 0 | 0 | 0
273 | Synthetic pumped | pumped | 10.3328 | 0 | 2.8644 | 12.164 | 0.25342 | 1.7764e-15
273 | Synthetic battery | battery | 0 | 0 | 0 | 0 | 0 | 0
274 | Synthetic pumped | pumped | 12 | 0 | 12.164 | 22.964 | 0.47842 | 0
274 | Synthetic battery | battery | 8.1217 | 0 | 0 | 7.4878 | 0.37439 | 0
275 | Synthetic pumped | pumped | 12 | 0 | 22.964 | 33.764 | 0.70342 | 3.5527e-15
275 | Synthetic battery | battery | 10 | 0 | 7.4878 | 16.7074 | 0.83537 | 0
276 | Synthetic pumped | pumped | 12 | 0 | 33.764 | 44.564 | 0.92842 | -3.5527e-15
276 | Synthetic battery | battery | 3.5714 | 0 | 16.7074 | 20 | 1 | 0
277 | Synthetic pumped | pumped | 3.8178 | 0 | 44.564 | 48 | 1 | 0
277 | Synthetic battery | battery | 0 | 0 | 20 | 20 | 1 | 0
278 | Synthetic pumped | pumped | 0 | 0 | 48 | 48 | 1 | 0
278 | Synthetic battery | battery | 0 | 0 | 20 | 20 | 1 | 0
279 | Synthetic pumped | pumped | 0 | 0 | 48 | 48 | 1 | 0
279 | Synthetic battery | battery | 0 | 0 | 20 | 20 | 1 | 0
280 | Synthetic pumped | pumped | 0 | 0 | 48 | 48 | 1 | 0
280 | Synthetic battery | battery | 0 | 0 | 20 | 20 | 1 | 0
281 | Synthetic pumped | pumped | 0 | 0 | 48 | 48 | 1 | 0
281 | Synthetic battery | battery | 0 | 2.5908 | 20 | 17.1899 | 0.8595 | 1.3323e-15
282 | Synthetic pumped | pumped | 0 | 12 | 48 | 34.6667 | 0.72222 | 3.5527e-15
282 | Synthetic battery | battery | 0 | 10 | 17.1899 | 6.3434 | 0.31717 | 0
283 | Synthetic pumped | pumped | 0 | 12 | 34.6667 | 21.3333 | 0.44444 | 0
283 | Synthetic battery | battery | 0 | 5.8483 | 6.3434 | 0 | 0 | 0
284 | Synthetic pumped | pumped | 0 | 12 | 21.3333 | 8 | 0.16667 | 0
284 | Synthetic battery | battery | 0 | 0 | 0 | 0 | 0 | 0
285 | Synthetic pumped | pumped | 0 | 7.2 | 8 | 0 | 0 | 0
285 | Synthetic battery | battery | 0 | 0 | 0 | 0 | 0 | 0
286 | Synthetic pumped | pumped | 0 | 0 | 0 | 0 | 0 | 0
286 | Synthetic battery | battery | 0 | 0 | 0 | 0 | 0 | 0
287 | Synthetic pumped | pumped | 0 | 0 | 0 | 0 | 0 | 0
287 | Synthetic battery | battery | 0 | 0 | 0 | 0 | 0 | 0
288 | Synthetic pumped | pumped | 0 | 0 | 0 | 0 | 0 | 0
288 | Synthetic battery | battery | 0 | 0 | 0 | 0 | 0 | 0
289 | Synthetic pumped | pumped | 0 | 0 | 0 | 0 | 0 | 0
289 | Synthetic battery | battery | 0 | 0 | 0 | 0 | 0 | 0
290 | Synthetic pumped | pumped | 0 | 0 | 0 | 0 | 0 | 0
290 | Synthetic battery | battery | 0 | 0 | 0 | 0 | 0 | 0
291 | Synthetic pumped | pumped | 0 | 0 | 0 | 0 | 0 | 0
291 | Synthetic battery | battery | 0 | 0 | 0 | 0 | 0 | 0
292 | Synthetic pumped | pumped | 0 | 0 | 0 | 0 | 0 | 0
292 | Synthetic battery | battery | 0 | 0 | 0 | 0 | 0 | 0
293 | Synthetic pumped | pumped | 0 | 0 | 0 | 0 | 0 | 0
293 | Synthetic battery | battery | 0 | 0 | 0 | 0 | 0 | 0
294 | Synthetic pumped | pumped | 0 | 0 | 0 | 0 | 0 | 0
294 | Synthetic battery | battery | 0 | 0 | 0 | 0 | 0 | 0
295 | Synthetic pumped | pumped | 0 | 0 | 0 | 0 | 0 | 0
295 | Synthetic battery | battery | 0 | 0 | 0 | 0 | 0 | 0
296 | Synthetic pumped | pumped | 0 | 0 | 0 | 0 | 0 | 0
296 | Synthetic battery | battery | 0 | 0 | 0 | 0 | 0 | 0
297 | Synthetic pumped | pumped | 12 | 0 | 0 | 10.8 | 0.225 | 0
297 | Synthetic battery | battery | 1.1712 | 0 | 0 | 1.0798 | 0.053991 | 0
298 | Synthetic pumped | pumped | 12 | 0 | 10.8 | 21.6 | 0.45 | 0
298 | Synthetic battery | battery | 8.6729 | 0 | 1.0798 | 9.0758 | 0.45379 | 0
299 | Synthetic pumped | pumped | 12 | 0 | 21.6 | 32.4 | 0.675 | 3.5527e-15
299 | Synthetic battery | battery | 10 | 0 | 9.0758 | 18.2954 | 0.91477 | 0
300 | Synthetic pumped | pumped | 12 | 0 | 32.4 | 43.2 | 0.9 | -3.5527e-15
300 | Synthetic battery | battery | 1.8489 | 0 | 18.2954 | 20 | 1 | 0
301 | Synthetic pumped | pumped | 5.3333 | 0 | 43.2 | 48 | 1 | 0
301 | Synthetic battery | battery | 0 | 0 | 20 | 20 | 1 | 0
302 | Synthetic pumped | pumped | 0 | 0 | 48 | 48 | 1 | 0
302 | Synthetic battery | battery | 0 | 0 | 20 | 20 | 1 | 0
303 | Synthetic pumped | pumped | 0 | 0 | 48 | 48 | 1 | 0
303 | Synthetic battery | battery | 0 | 0 | 20 | 20 | 1 | 0
304 | Synthetic pumped | pumped | 0 | 0 | 48 | 48 | 1 | 0
304 | Synthetic battery | battery | 0 | 0 | 20 | 20 | 1 | 0
305 | Synthetic pumped | pumped | 0 | 0 | 48 | 48 | 1 | 0
305 | Synthetic battery | battery | 0 | 1.8867 | 20 | 17.9536 | 0.89768 | 4.4409e-16
306 | Synthetic pumped | pumped | 0 | 9.0114 | 48 | 37.9873 | 0.7914 | 0
306 | Synthetic battery | battery | 0 | 10 | 17.9536 | 7.1071 | 0.35535 | 0
307 | Synthetic pumped | pumped | 0 | 12 | 37.9873 | 24.654 | 0.51363 | 0
307 | Synthetic battery | battery | 0 | 6.5524 | 7.1071 | 0 | 0 | 0
308 | Synthetic pumped | pumped | 0 | 12 | 24.654 | 11.3207 | 0.23585 | 0
308 | Synthetic battery | battery | 0 | 0 | 0 | 0 | 0 | 0
309 | Synthetic pumped | pumped | 0 | 10.1886 | 11.3207 | 0 | 0 | 0
309 | Synthetic battery | battery | 0 | 0 | 0 | 0 | 0 | 0
310 | Synthetic pumped | pumped | 0 | 0 | 0 | 0 | 0 | 0
310 | Synthetic battery | battery | 0 | 0 | 0 | 0 | 0 | 0
311 | Synthetic pumped | pumped | 0 | 0 | 0 | 0 | 0 | 0
311 | Synthetic battery | battery | 0 | 0 | 0 | 0 | 0 | 0
312 | Synthetic pumped | pumped | 0 | 0 | 0 | 0 | 0 | 0
312 | Synthetic battery | battery | 0 | 0 | 0 | 0 | 0 | 0
313 | Synthetic pumped | pumped | 0 | 0 | 0 | 0 | 0 | 0
313 | Synthetic battery | battery | 0 | 0 | 0 | 0 | 0 | 0
314 | Synthetic pumped | pumped | 0 | 0 | 0 | 0 | 0 | 0
314 | Synthetic battery | battery | 0 | 0 | 0 | 0 | 0 | 0
315 | Synthetic pumped | pumped | 0 | 0 | 0 | 0 | 0 | 0
315 | Synthetic battery | battery | 0 | 0 | 0 | 0 | 0 | 0
316 | Synthetic pumped | pumped | 0 | 0 | 0 | 0 | 0 | 0
316 | Synthetic battery | battery | 0 | 0 | 0 | 0 | 0 | 0
317 | Synthetic pumped | pumped | 0 | 0 | 0 | 0 | 0 | 0
317 | Synthetic battery | battery | 0 | 0 | 0 | 0 | 0 | 0
318 | Synthetic pumped | pumped | 0 | 0 | 0 | 0 | 0 | 0
318 | Synthetic battery | battery | 0 | 0 | 0 | 0 | 0 | 0
319 | Synthetic pumped | pumped | 0 | 0 | 0 | 0 | 0 | 0
319 | Synthetic battery | battery | 0 | 0 | 0 | 0 | 0 | 0
320 | Synthetic pumped | pumped | 0 | 0 | 0 | 0 | 0 | 0
320 | Synthetic battery | battery | 0 | 0 | 0 | 0 | 0 | 0
321 | Synthetic pumped | pumped | 4.7283 | 0 | 0 | 4.2555 | 0.088656 | 0
321 | Synthetic battery | battery | 0 | 0 | 0 | 0 | 0 | 0
322 | Synthetic pumped | pumped | 12 | 0 | 4.2555 | 15.0555 | 0.31366 | 0
322 | Synthetic battery | battery | 0.6051 | 0 | 0 | 0.55788 | 0.027894 | 0
323 | Synthetic pumped | pumped | 12 | 0 | 15.0555 | 25.8555 | 0.53866 | 0
323 | Synthetic battery | battery | 7.806 | 0 | 0.55788 | 7.7547 | 0.38773 | 0
324 | Synthetic pumped | pumped | 12 | 0 | 25.8555 | 36.6555 | 0.76366 | 0
324 | Synthetic battery | battery | 10 | 0 | 7.7547 | 16.9742 | 0.84871 | -1.7764e-15
325 | Synthetic pumped | pumped | 12 | 0 | 36.6555 | 47.4555 | 0.98866 | -3.5527e-15
325 | Synthetic battery | battery | 3.2819 | 0 | 16.9742 | 20 | 1 | 0
326 | Synthetic pumped | pumped | 0.60502 | 0 | 47.4555 | 48 | 1 | 0
326 | Synthetic battery | battery | 0 | 0 | 20 | 20 | 1 | 0
327 | Synthetic pumped | pumped | 0 | 0 | 48 | 48 | 1 | 0
327 | Synthetic battery | battery | 0 | 0 | 20 | 20 | 1 | 0
328 | Synthetic pumped | pumped | 0 | 0 | 48 | 48 | 1 | 0
328 | Synthetic battery | battery | 0 | 0 | 20 | 20 | 1 | 0
329 | Synthetic pumped | pumped | 0 | 0 | 48 | 48 | 1 | 0
329 | Synthetic battery | battery | 0 | 8.3427 | 20 | 10.9511 | 0.54755 | 0
330 | Synthetic pumped | pumped | 0 | 12 | 48 | 34.6667 | 0.72222 | 3.5527e-15
330 | Synthetic battery | battery | 0 | 10 | 10.9511 | 0.10455 | 0.0052276 | 0
331 | Synthetic pumped | pumped | 0 | 12 | 34.6667 | 21.3333 | 0.44444 | 0
331 | Synthetic battery | battery | 0 | 0.096393 | 0.10455 | 0 | 0 | 0
332 | Synthetic pumped | pumped | 0 | 12 | 21.3333 | 8 | 0.16667 | 0
332 | Synthetic battery | battery | 0 | 0 | 0 | 0 | 0 | 0
333 | Synthetic pumped | pumped | 0 | 7.2 | 8 | 0 | 0 | 0
333 | Synthetic battery | battery | 0 | 0 | 0 | 0 | 0 | 0
334 | Synthetic pumped | pumped | 0 | 0 | 0 | 0 | 0 | 0
334 | Synthetic battery | battery | 0 | 0 | 0 | 0 | 0 | 0
335 | Synthetic pumped | pumped | 0 | 0 | 0 | 0 | 0 | 0
335 | Synthetic battery | battery | 0 | 0 | 0 | 0 | 0 | 0
336 | Synthetic pumped | pumped | 0 | 0 | 0 | 0 | 0 | 0
336 | Synthetic battery | battery | 0 | 0 | 0 | 0 | 0 | 0
337 | Synthetic pumped | pumped | 0 | 0 | 0 | 0 | 0 | 0
337 | Synthetic battery | battery | 0 | 0 | 0 | 0 | 0 | 0
338 | Synthetic pumped | pumped | 0 | 0 | 0 | 0 | 0 | 0
338 | Synthetic battery | battery | 0 | 0 | 0 | 0 | 0 | 0
339 | Synthetic pumped | pumped | 0 | 0 | 0 | 0 | 0 | 0
339 | Synthetic battery | battery | 0 | 0 | 0 | 0 | 0 | 0
340 | Synthetic pumped | pumped | 0 | 0 | 0 | 0 | 0 | 0
340 | Synthetic battery | battery | 0 | 0 | 0 | 0 | 0 | 0
341 | Synthetic pumped | pumped | 0 | 0 | 0 | 0 | 0 | 0
341 | Synthetic battery | battery | 0 | 0 | 0 | 0 | 0 | 0
342 | Synthetic pumped | pumped | 0 | 0 | 0 | 0 | 0 | 0
342 | Synthetic battery | battery | 0 | 0 | 0 | 0 | 0 | 0
343 | Synthetic pumped | pumped | 0 | 0 | 0 | 0 | 0 | 0
343 | Synthetic battery | battery | 0 | 0 | 0 | 0 | 0 | 0
344 | Synthetic pumped | pumped | 0.2158 | 0 | 0 | 0.19422 | 0.0040463 | 0
344 | Synthetic battery | battery | 0 | 0 | 0 | 0 | 0 | 0
345 | Synthetic pumped | pumped | 10.2432 | 0 | 0.19422 | 9.4131 | 0.19611 | 0
345 | Synthetic battery | battery | 0 | 0 | 0 | 0 | 0 | 0
346 | Synthetic pumped | pumped | 12 | 0 | 9.4131 | 20.2131 | 0.42111 | 1.7764e-15
346 | Synthetic battery | battery | 6.9567 | 0 | 0 | 6.4138 | 0.32069 | 0
347 | Synthetic pumped | pumped | 12 | 0 | 20.2131 | 31.0131 | 0.64611 | 0
347 | Synthetic battery | battery | 10 | 0 | 6.4138 | 15.6333 | 0.78166 | 0
348 | Synthetic pumped | pumped | 12 | 0 | 31.0131 | 41.8131 | 0.87111 | 0
348 | Synthetic battery | battery | 4.7364 | 0 | 15.6333 | 20 | 1 | 0
349 | Synthetic pumped | pumped | 6.8743 | 0 | 41.8131 | 48 | 1 | 0
349 | Synthetic battery | battery | 0 | 0 | 20 | 20 | 1 | 0
350 | Synthetic pumped | pumped | 0 | 0 | 48 | 48 | 1 | 0
350 | Synthetic battery | battery | 0 | 0 | 20 | 20 | 1 | 0
351 | Synthetic pumped | pumped | 0 | 0 | 48 | 48 | 1 | 0
351 | Synthetic battery | battery | 0 | 0 | 20 | 20 | 1 | 0
352 | Synthetic pumped | pumped | 0 | 0 | 48 | 48 | 1 | 0
352 | Synthetic battery | battery | 0 | 0 | 20 | 20 | 1 | 0
353 | Synthetic pumped | pumped | 0 | 0 | 48 | 48 | 1 | 0
353 | Synthetic battery | battery | 0 | 1.4216 | 20 | 18.458 | 0.9229 | 1.1102e-15
354 | Synthetic pumped | pumped | 0 | 3.5641 | 48 | 44.0399 | 0.9175 | -1.7764e-15
354 | Synthetic battery | battery | 0 | 10 | 18.458 | 7.6115 | 0.38057 | 0
355 | Synthetic pumped | pumped | 0 | 12 | 44.0399 | 30.7066 | 0.63972 | 0
355 | Synthetic battery | battery | 0 | 7.0175 | 7.6115 | 0 | 0 | 0
356 | Synthetic pumped | pumped | 0 | 12 | 30.7066 | 17.3732 | 0.36194 | 0
356 | Synthetic battery | battery | 0 | 0 | 0 | 0 | 0 | 0
357 | Synthetic pumped | pumped | 0 | 12 | 17.3732 | 4.0399 | 0.084165 | 0
357 | Synthetic battery | battery | 0 | 0 | 0 | 0 | 0 | 0
358 | Synthetic pumped | pumped | 0 | 3.6359 | 4.0399 | 0 | 0 | 0
358 | Synthetic battery | battery | 0 | 0 | 0 | 0 | 0 | 0
359 | Synthetic pumped | pumped | 0 | 0 | 0 | 0 | 0 | 0
359 | Synthetic battery | battery | 0 | 0 | 0 | 0 | 0 | 0
360 | Synthetic pumped | pumped | 0 | 0 | 0 | 0 | 0 | 0
360 | Synthetic battery | battery | 0 | 0 | 0 | 0 | 0 | 0
361 | Synthetic pumped | pumped | 0 | 0 | 0 | 0 | 0 | 0
361 | Synthetic battery | battery | 0 | 0 | 0 | 0 | 0 | 0
362 | Synthetic pumped | pumped | 0 | 0 | 0 | 0 | 0 | 0
362 | Synthetic battery | battery | 0 | 0 | 0 | 0 | 0 | 0
363 | Synthetic pumped | pumped | 0 | 0 | 0 | 0 | 0 | 0
363 | Synthetic battery | battery | 0 | 0 | 0 | 0 | 0 | 0
364 | Synthetic pumped | pumped | 0 | 0 | 0 | 0 | 0 | 0
364 | Synthetic battery | battery | 0 | 0 | 0 | 0 | 0 | 0
365 | Synthetic pumped | pumped | 0 | 0 | 0 | 0 | 0 | 0
365 | Synthetic battery | battery | 0 | 0 | 0 | 0 | 0 | 0
366 | Synthetic pumped | pumped | 0 | 0 | 0 | 0 | 0 | 0
366 | Synthetic battery | battery | 0 | 0 | 0 | 0 | 0 | 0
367 | Synthetic pumped | pumped | 0 | 0 | 0 | 0 | 0 | 0
367 | Synthetic battery | battery | 0 | 0 | 0 | 0 | 0 | 0
368 | Synthetic pumped | pumped | 0 | 0 | 0 | 0 | 0 | 0
368 | Synthetic battery | battery | 0 | 0 | 0 | 0 | 0 | 0
369 | Synthetic pumped | pumped | 2.5419 | 0 | 0 | 2.2877 | 0.04766 | 0
369 | Synthetic battery | battery | 0 | 0 | 0 | 0 | 0 | 0
370 | Synthetic pumped | pumped | 8.4335 | 0 | 2.2877 | 9.8778 | 0.20579 | -8.8818e-16
370 | Synthetic battery | battery | 0 | 0 | 0 | 0 | 0 | 0
371 | Synthetic pumped | pumped | 12 | 0 | 9.8778 | 20.6778 | 0.43079 | 0
371 | Synthetic battery | battery | 2.1364 | 0 | 0 | 1.9697 | 0.098485 | 0
372 | Synthetic pumped | pumped | 12 | 0 | 20.6778 | 31.4778 | 0.65579 | 0
372 | Synthetic battery | battery | 9.6686 | 0 | 1.9697 | 10.8837 | 0.54419 | 0
373 | Synthetic pumped | pumped | 12 | 0 | 31.4778 | 42.2778 | 0.88079 | 0
373 | Synthetic battery | battery | 0.36867 | 0 | 10.8837 | 11.2236 | 0.56118 | 5.5511e-16
374 | Synthetic pumped | pumped | 6.358 | 0 | 42.2778 | 48 | 1 | 0
374 | Synthetic battery | battery | 2.3979 | 0 | 11.2236 | 13.4343 | 0.67172 | 0
375 | Synthetic pumped | pumped | 0 | 0 | 48 | 48 | 1 | 0
375 | Synthetic battery | battery | 6.1261 | 0 | 13.4343 | 19.0823 | 0.95412 | -8.8818e-16
376 | Synthetic pumped | pumped | 0 | 0 | 48 | 48 | 1 | 0
376 | Synthetic battery | battery | 0 | 0 | 19.0823 | 19.0823 | 0.95412 | 0
377 | Synthetic pumped | pumped | 0 | 0 | 48 | 48 | 1 | 0
377 | Synthetic battery | battery | 0 | 0.68751 | 19.0823 | 18.3366 | 0.91683 | 8.8818e-16
378 | Synthetic pumped | pumped | 0 | 12 | 48 | 34.6667 | 0.72222 | 3.5527e-15
378 | Synthetic battery | battery | 0 | 10 | 18.3366 | 7.4901 | 0.3745 | 0
379 | Synthetic pumped | pumped | 0 | 12 | 34.6667 | 21.3333 | 0.44444 | 0
379 | Synthetic battery | battery | 0 | 6.9055 | 7.4901 | 0 | 0 | 0
380 | Synthetic pumped | pumped | 0 | 12 | 21.3333 | 8 | 0.16667 | 0
380 | Synthetic battery | battery | 0 | 0 | 0 | 0 | 0 | 0
381 | Synthetic pumped | pumped | 0 | 7.2 | 8 | 0 | 0 | 0
381 | Synthetic battery | battery | 0 | 0 | 0 | 0 | 0 | 0
382 | Synthetic pumped | pumped | 0 | 0 | 0 | 0 | 0 | 0
382 | Synthetic battery | battery | 0 | 0 | 0 | 0 | 0 | 0
383 | Synthetic pumped | pumped | 0 | 0 | 0 | 0 | 0 | 0
383 | Synthetic battery | battery | 0 | 0 | 0 | 0 | 0 | 0
384 | Synthetic pumped | pumped | 0 | 0 | 0 | 0 | 0 | 0
384 | Synthetic battery | battery | 0 | 0 | 0 | 0 | 0 | 0
385 | Synthetic pumped | pumped | 0 | 0 | 0 | 0 | 0 | 0
385 | Synthetic battery | battery | 0 | 0 | 0 | 0 | 0 | 0
386 | Synthetic pumped | pumped | 0 | 0 | 0 | 0 | 0 | 0
386 | Synthetic battery | battery | 0 | 0 | 0 | 0 | 0 | 0
387 | Synthetic pumped | pumped | 0 | 0 | 0 | 0 | 0 | 0
387 | Synthetic battery | battery | 0 | 0 | 0 | 0 | 0 | 0
388 | Synthetic pumped | pumped | 0 | 0 | 0 | 0 | 0 | 0
388 | Synthetic battery | battery | 0 | 0 | 0 | 0 | 0 | 0
389 | Synthetic pumped | pumped | 0 | 0 | 0 | 0 | 0 | 0
389 | Synthetic battery | battery | 0 | 0 | 0 | 0 | 0 | 0
390 | Synthetic pumped | pumped | 0 | 0 | 0 | 0 | 0 | 0
390 | Synthetic battery | battery | 0 | 0 | 0 | 0 | 0 | 0
391 | Synthetic pumped | pumped | 0 | 0 | 0 | 0 | 0 | 0
391 | Synthetic battery | battery | 0 | 0 | 0 | 0 | 0 | 0
392 | Synthetic pumped | pumped | 0 | 0 | 0 | 0 | 0 | 0
392 | Synthetic battery | battery | 0 | 0 | 0 | 0 | 0 | 0
393 | Synthetic pumped | pumped | 0 | 0 | 0 | 0 | 0 | 0
393 | Synthetic battery | battery | 0 | 0 | 0 | 0 | 0 | 0
394 | Synthetic pumped | pumped | 2.3653 | 0 | 0 | 2.1288 | 0.04435 | 0
394 | Synthetic battery | battery | 0 | 0 | 0 | 0 | 0 | 0
395 | Synthetic pumped | pumped | 5.3494 | 0 | 2.1288 | 6.9433 | 0.14465 | 0
395 | Synthetic battery | battery | 0 | 0 | 0 | 0 | 0 | 0
396 | Synthetic pumped | pumped | 10.636 | 0 | 6.9433 | 16.5157 | 0.34408 | 1.7764e-15
396 | Synthetic battery | battery | 0 | 0 | 0 | 0 | 0 | 0
397 | Synthetic pumped | pumped | 6.1769 | 0 | 16.5157 | 22.0749 | 0.45989 | -8.8818e-16
397 | Synthetic battery | battery | 0 | 0 | 0 | 0 | 0 | 0
398 | Synthetic pumped | pumped | 0 | 0 | 22.0749 | 22.0749 | 0.45989 | 0
398 | Synthetic battery | battery | 0 | 0 | 0 | 0 | 0 | 0
399 | Synthetic pumped | pumped | 0 | 0 | 22.0749 | 22.0749 | 0.45989 | 0
399 | Synthetic battery | battery | 0 | 0 | 0 | 0 | 0 | 0
400 | Synthetic pumped | pumped | 0 | 0 | 22.0749 | 22.0749 | 0.45989 | 0
400 | Synthetic battery | battery | 0 | 0 | 0 | 0 | 0 | 0
401 | Synthetic pumped | pumped | 0 | 2.5831 | 22.0749 | 19.2047 | 0.4001 | -4.4409e-16
401 | Synthetic battery | battery | 0 | 0 | 0 | 0 | 0 | 0
402 | Synthetic pumped | pumped | 0 | 12 | 19.2047 | 5.8714 | 0.12232 | 0
402 | Synthetic battery | battery | 0 | 0 | 0 | 0 | 0 | 0
403 | Synthetic pumped | pumped | 0 | 5.2842 | 5.8714 | 0 | 0 | 0
403 | Synthetic battery | battery | 0 | 0 | 0 | 0 | 0 | 0
404 | Synthetic pumped | pumped | 0 | 0 | 0 | 0 | 0 | 0
404 | Synthetic battery | battery | 0 | 0 | 0 | 0 | 0 | 0
405 | Synthetic pumped | pumped | 0 | 0 | 0 | 0 | 0 | 0
405 | Synthetic battery | battery | 0 | 0 | 0 | 0 | 0 | 0
406 | Synthetic pumped | pumped | 0 | 0 | 0 | 0 | 0 | 0
406 | Synthetic battery | battery | 0 | 0 | 0 | 0 | 0 | 0
407 | Synthetic pumped | pumped | 0 | 0 | 0 | 0 | 0 | 0
407 | Synthetic battery | battery | 0 | 0 | 0 | 0 | 0 | 0
408 | Synthetic pumped | pumped | 0 | 0 | 0 | 0 | 0 | 0
408 | Synthetic battery | battery | 0 | 0 | 0 | 0 | 0 | 0
409 | Synthetic pumped | pumped | 0 | 0 | 0 | 0 | 0 | 0
409 | Synthetic battery | battery | 0 | 0 | 0 | 0 | 0 | 0
410 | Synthetic pumped | pumped | 0 | 0 | 0 | 0 | 0 | 0
410 | Synthetic battery | battery | 0 | 0 | 0 | 0 | 0 | 0
411 | Synthetic pumped | pumped | 0 | 0 | 0 | 0 | 0 | 0
411 | Synthetic battery | battery | 0 | 0 | 0 | 0 | 0 | 0
412 | Synthetic pumped | pumped | 0 | 0 | 0 | 0 | 0 | 0
412 | Synthetic battery | battery | 0 | 0 | 0 | 0 | 0 | 0
413 | Synthetic pumped | pumped | 0 | 0 | 0 | 0 | 0 | 0
413 | Synthetic battery | battery | 0 | 0 | 0 | 0 | 0 | 0
414 | Synthetic pumped | pumped | 0 | 0 | 0 | 0 | 0 | 0
414 | Synthetic battery | battery | 0 | 0 | 0 | 0 | 0 | 0
415 | Synthetic pumped | pumped | 0 | 0 | 0 | 0 | 0 | 0
415 | Synthetic battery | battery | 0 | 0 | 0 | 0 | 0 | 0
416 | Synthetic pumped | pumped | 0 | 0 | 0 | 0 | 0 | 0
416 | Synthetic battery | battery | 0 | 0 | 0 | 0 | 0 | 0
417 | Synthetic pumped | pumped | 0 | 0 | 0 | 0 | 0 | 0
417 | Synthetic battery | battery | 0 | 0 | 0 | 0 | 0 | 0
418 | Synthetic pumped | pumped | 1.0531 | 0 | 0 | 0.94779 | 0.019746 | 0
418 | Synthetic battery | battery | 0 | 0 | 0 | 0 | 0 | 0
419 | Synthetic pumped | pumped | 4.3273 | 0 | 0.94779 | 4.8424 | 0.10088 | 0
419 | Synthetic battery | battery | 0 | 0 | 0 | 0 | 0 | 0
420 | Synthetic pumped | pumped | 7.7169 | 0 | 4.8424 | 11.7875 | 0.24557 | -8.8818e-16
420 | Synthetic battery | battery | 0 | 0 | 0 | 0 | 0 | 0
421 | Synthetic pumped | pumped | 3.0093 | 0 | 11.7875 | 14.4959 | 0.302 | -8.8818e-16
421 | Synthetic battery | battery | 0 | 0 | 0 | 0 | 0 | 0
422 | Synthetic pumped | pumped | 8.9736 | 0 | 14.4959 | 22.5721 | 0.47025 | 0
422 | Synthetic battery | battery | 0 | 0 | 0 | 0 | 0 | 0
423 | Synthetic pumped | pumped | 0 | 0 | 22.5721 | 22.5721 | 0.47025 | 0
423 | Synthetic battery | battery | 0 | 0 | 0 | 0 | 0 | 0
424 | Synthetic pumped | pumped | 0 | 0 | 22.5721 | 22.5721 | 0.47025 | 0
424 | Synthetic battery | battery | 0 | 0 | 0 | 0 | 0 | 0
425 | Synthetic pumped | pumped | 0 | 8.4208 | 22.5721 | 13.2156 | 0.27533 | 0
425 | Synthetic battery | battery | 0 | 0 | 0 | 0 | 0 | 0
426 | Synthetic pumped | pumped | 0 | 11.894 | 13.2156 | 0 | 0 | 0
426 | Synthetic battery | battery | 0 | 0 | 0 | 0 | 0 | 0
427 | Synthetic pumped | pumped | 0 | 0 | 0 | 0 | 0 | 0
427 | Synthetic battery | battery | 0 | 0 | 0 | 0 | 0 | 0
428 | Synthetic pumped | pumped | 0 | 0 | 0 | 0 | 0 | 0
428 | Synthetic battery | battery | 0 | 0 | 0 | 0 | 0 | 0
429 | Synthetic pumped | pumped | 0 | 0 | 0 | 0 | 0 | 0
429 | Synthetic battery | battery | 0 | 0 | 0 | 0 | 0 | 0
430 | Synthetic pumped | pumped | 0 | 0 | 0 | 0 | 0 | 0
430 | Synthetic battery | battery | 0 | 0 | 0 | 0 | 0 | 0
431 | Synthetic pumped | pumped | 0 | 0 | 0 | 0 | 0 | 0
431 | Synthetic battery | battery | 0 | 0 | 0 | 0 | 0 | 0
432 | Synthetic pumped | pumped | 0 | 0 | 0 | 0 | 0 | 0
432 | Synthetic battery | battery | 0 | 0 | 0 | 0 | 0 | 0
433 | Synthetic pumped | pumped | 0 | 0 | 0 | 0 | 0 | 0
433 | Synthetic battery | battery | 0 | 0 | 0 | 0 | 0 | 0
434 | Synthetic pumped | pumped | 0 | 0 | 0 | 0 | 0 | 0
434 | Synthetic battery | battery | 0 | 0 | 0 | 0 | 0 | 0
435 | Synthetic pumped | pumped | 0 | 0 | 0 | 0 | 0 | 0
435 | Synthetic battery | battery | 0 | 0 | 0 | 0 | 0 | 0
436 | Synthetic pumped | pumped | 0 | 0 | 0 | 0 | 0 | 0
436 | Synthetic battery | battery | 0 | 0 | 0 | 0 | 0 | 0
437 | Synthetic pumped | pumped | 0 | 0 | 0 | 0 | 0 | 0
437 | Synthetic battery | battery | 0 | 0 | 0 | 0 | 0 | 0
438 | Synthetic pumped | pumped | 0 | 0 | 0 | 0 | 0 | 0
438 | Synthetic battery | battery | 0 | 0 | 0 | 0 | 0 | 0
439 | Synthetic pumped | pumped | 0 | 0 | 0 | 0 | 0 | 0
439 | Synthetic battery | battery | 0 | 0 | 0 | 0 | 0 | 0
440 | Synthetic pumped | pumped | 0 | 0 | 0 | 0 | 0 | 0
440 | Synthetic battery | battery | 0 | 0 | 0 | 0 | 0 | 0
441 | Synthetic pumped | pumped | 4.3687 | 0 | 0 | 3.9318 | 0.081913 | 0
441 | Synthetic battery | battery | 0 | 0 | 0 | 0 | 0 | 0
442 | Synthetic pumped | pumped | 12 | 0 | 3.9318 | 14.7318 | 0.30691 | 0
442 | Synthetic battery | battery | 2.4572 | 0 | 0 | 2.2655 | 0.11327 | 0
443 | Synthetic pumped | pumped | 12 | 0 | 14.7318 | 25.5318 | 0.53191 | 0
443 | Synthetic battery | battery | 9.556 | 0 | 2.2655 | 11.0757 | 0.55378 | 0
444 | Synthetic pumped | pumped | 12 | 0 | 25.5318 | 36.3318 | 0.75691 | 0
444 | Synthetic battery | battery | 9.6798 | 0 | 11.0757 | 20 | 1 | 0
445 | Synthetic pumped | pumped | 12 | 0 | 36.3318 | 47.1318 | 0.98191 | -3.5527e-15
445 | Synthetic battery | battery | 0 | 0 | 20 | 20 | 1 | 0
446 | Synthetic pumped | pumped | 0.96462 | 0 | 47.1318 | 48 | 1 | 0
446 | Synthetic battery | battery | 0 | 0 | 20 | 20 | 1 | 0
447 | Synthetic pumped | pumped | 0 | 0 | 48 | 48 | 1 | 0
447 | Synthetic battery | battery | 0 | 0 | 20 | 20 | 1 | 0
448 | Synthetic pumped | pumped | 0 | 0 | 48 | 48 | 1 | 0
448 | Synthetic battery | battery | 0 | 0 | 20 | 20 | 1 | 0
449 | Synthetic pumped | pumped | 0 | 0 | 48 | 48 | 1 | 0
449 | Synthetic battery | battery | 0 | 4.6314 | 20 | 14.9765 | 0.74882 | 8.8818e-16
450 | Synthetic pumped | pumped | 0 | 12 | 48 | 34.6667 | 0.72222 | 3.5527e-15
450 | Synthetic battery | battery | 0 | 10 | 14.9765 | 4.13 | 0.2065 | 0
451 | Synthetic pumped | pumped | 0 | 12 | 34.6667 | 21.3333 | 0.44444 | 0
451 | Synthetic battery | battery | 0 | 3.8076 | 4.13 | 0 | 0 | 0
452 | Synthetic pumped | pumped | 0 | 12 | 21.3333 | 8 | 0.16667 | 0
452 | Synthetic battery | battery | 0 | 0 | 0 | 0 | 0 | 0
453 | Synthetic pumped | pumped | 0 | 7.2 | 8 | 0 | 0 | 0
453 | Synthetic battery | battery | 0 | 0 | 0 | 0 | 0 | 0
454 | Synthetic pumped | pumped | 0 | 0 | 0 | 0 | 0 | 0
454 | Synthetic battery | battery | 0 | 0 | 0 | 0 | 0 | 0
455 | Synthetic pumped | pumped | 0 | 0 | 0 | 0 | 0 | 0
455 | Synthetic battery | battery | 0 | 0 | 0 | 0 | 0 | 0
456 | Synthetic pumped | pumped | 0 | 0 | 0 | 0 | 0 | 0
456 | Synthetic battery | battery | 0 | 0 | 0 | 0 | 0 | 0
457 | Synthetic pumped | pumped | 0 | 0 | 0 | 0 | 0 | 0
457 | Synthetic battery | battery | 0 | 0 | 0 | 0 | 0 | 0
458 | Synthetic pumped | pumped | 0 | 0 | 0 | 0 | 0 | 0
458 | Synthetic battery | battery | 0 | 0 | 0 | 0 | 0 | 0
459 | Synthetic pumped | pumped | 0 | 0 | 0 | 0 | 0 | 0
459 | Synthetic battery | battery | 0 | 0 | 0 | 0 | 0 | 0
460 | Synthetic pumped | pumped | 0 | 0 | 0 | 0 | 0 | 0
460 | Synthetic battery | battery | 0 | 0 | 0 | 0 | 0 | 0
461 | Synthetic pumped | pumped | 0 | 0 | 0 | 0 | 0 | 0
461 | Synthetic battery | battery | 0 | 0 | 0 | 0 | 0 | 0
462 | Synthetic pumped | pumped | 0 | 0 | 0 | 0 | 0 | 0
462 | Synthetic battery | battery | 0 | 0 | 0 | 0 | 0 | 0
463 | Synthetic pumped | pumped | 0 | 0 | 0 | 0 | 0 | 0
463 | Synthetic battery | battery | 0 | 0 | 0 | 0 | 0 | 0
464 | Synthetic pumped | pumped | 2.1945 | 0 | 0 | 1.9751 | 0.041147 | 0
464 | Synthetic battery | battery | 0 | 0 | 0 | 0 | 0 | 0
465 | Synthetic pumped | pumped | 8.0849 | 0 | 1.9751 | 9.2515 | 0.19274 | -8.8818e-16
465 | Synthetic battery | battery | 0 | 0 | 0 | 0 | 0 | 0
466 | Synthetic pumped | pumped | 12 | 0 | 9.2515 | 20.0515 | 0.41774 | 0
466 | Synthetic battery | battery | 4.0429 | 0 | 0 | 3.7274 | 0.18637 | 0
467 | Synthetic pumped | pumped | 12 | 0 | 20.0515 | 30.8515 | 0.64274 | 0
467 | Synthetic battery | battery | 10 | 0 | 3.7274 | 12.9469 | 0.64735 | 0
468 | Synthetic pumped | pumped | 12 | 0 | 30.8515 | 41.6515 | 0.86774 | 0
468 | Synthetic battery | battery | 7.6501 | 0 | 12.9469 | 20 | 1 | 0
469 | Synthetic pumped | pumped | 7.0539 | 0 | 41.6515 | 48 | 1 | 0
469 | Synthetic battery | battery | 0 | 0 | 20 | 20 | 1 | 0
470 | Synthetic pumped | pumped | 0 | 0 | 48 | 48 | 1 | 0
470 | Synthetic battery | battery | 0 | 0 | 20 | 20 | 1 | 0
471 | Synthetic pumped | pumped | 0 | 0 | 48 | 48 | 1 | 0
471 | Synthetic battery | battery | 0 | 0 | 20 | 20 | 1 | 0
472 | Synthetic pumped | pumped | 0 | 0 | 48 | 48 | 1 | 0
472 | Synthetic battery | battery | 0 | 0 | 20 | 20 | 1 | 0
473 | Synthetic pumped | pumped | 0 | 0 | 48 | 48 | 1 | 0
473 | Synthetic battery | battery | 0 | 5.3272 | 20 | 14.2219 | 0.71109 | 8.8818e-16
474 | Synthetic pumped | pumped | 0 | 12 | 48 | 34.6667 | 0.72222 | 3.5527e-15
474 | Synthetic battery | battery | 0 | 10 | 14.2219 | 3.3754 | 0.16877 | 0
475 | Synthetic pumped | pumped | 0 | 12 | 34.6667 | 21.3333 | 0.44444 | 0
475 | Synthetic battery | battery | 0 | 3.1119 | 3.3754 | 0 | 0 | 0
476 | Synthetic pumped | pumped | 0 | 12 | 21.3333 | 8 | 0.16667 | 0
476 | Synthetic battery | battery | 0 | 0 | 0 | 0 | 0 | 0
477 | Synthetic pumped | pumped | 0 | 7.2 | 8 | 0 | 0 | 0
477 | Synthetic battery | battery | 0 | 0 | 0 | 0 | 0 | 0
478 | Synthetic pumped | pumped | 0 | 0 | 0 | 0 | 0 | 0
478 | Synthetic battery | battery | 0 | 0 | 0 | 0 | 0 | 0
479 | Synthetic pumped | pumped | 0 | 0 | 0 | 0 | 0 | 0
479 | Synthetic battery | battery | 0 | 0 | 0 | 0 | 0 | 0
480 | Synthetic pumped | pumped | 0 | 0 | 0 | 0 | 0 | 0
480 | Synthetic battery | battery | 0 | 0 | 0 | 0 | 0 | 0
481 | Synthetic pumped | pumped | 0 | 0 | 0 | 0 | 0 | 0
481 | Synthetic battery | battery | 0 | 0 | 0 | 0 | 0 | 0
482 | Synthetic pumped | pumped | 0 | 0 | 0 | 0 | 0 | 0
482 | Synthetic battery | battery | 0 | 0 | 0 | 0 | 0 | 0
483 | Synthetic pumped | pumped | 0 | 0 | 0 | 0 | 0 | 0
483 | Synthetic battery | battery | 0 | 0 | 0 | 0 | 0 | 0
484 | Synthetic pumped | pumped | 0 | 0 | 0 | 0 | 0 | 0
484 | Synthetic battery | battery | 0 | 0 | 0 | 0 | 0 | 0
485 | Synthetic pumped | pumped | 0 | 0 | 0 | 0 | 0 | 0
485 | Synthetic battery | battery | 0 | 0 | 0 | 0 | 0 | 0
486 | Synthetic pumped | pumped | 0 | 0 | 0 | 0 | 0 | 0
486 | Synthetic battery | battery | 0 | 0 | 0 | 0 | 0 | 0
487 | Synthetic pumped | pumped | 0 | 0 | 0 | 0 | 0 | 0
487 | Synthetic battery | battery | 0 | 0 | 0 | 0 | 0 | 0
488 | Synthetic pumped | pumped | 3.0545 | 0 | 0 | 2.7491 | 0.057273 | 0
488 | Synthetic battery | battery | 0 | 0 | 0 | 0 | 0 | 0
489 | Synthetic pumped | pumped | 12 | 0 | 2.7491 | 13.5491 | 0.28227 | 0
489 | Synthetic battery | battery | 0.83058 | 0 | 0 | 0.76576 | 0.038288 | 0
490 | Synthetic pumped | pumped | 12 | 0 | 13.5491 | 24.3491 | 0.50727 | 0
490 | Synthetic battery | battery | 4.3475 | 0 | 0.76576 | 4.774 | 0.2387 | 0
491 | Synthetic pumped | pumped | 12 | 0 | 24.3491 | 35.1491 | 0.73227 | 0
491 | Synthetic battery | battery | 9.8116 | 0 | 4.774 | 13.8198 | 0.69099 | 0
492 | Synthetic pumped | pumped | 12 | 0 | 35.1491 | 45.9491 | 0.95727 | 3.5527e-15
492 | Synthetic battery | battery | 6.7034 | 0 | 13.8198 | 20 | 1 | 0
493 | Synthetic pumped | pumped | 2.2788 | 0 | 45.9491 | 48 | 1 | 0
493 | Synthetic battery | battery | 0 | 0 | 20 | 20 | 1 | 0
494 | Synthetic pumped | pumped | 0 | 0 | 48 | 48 | 1 | 0
494 | Synthetic battery | battery | 0 | 0 | 20 | 20 | 1 | 0
495 | Synthetic pumped | pumped | 0 | 0 | 48 | 48 | 1 | 0
495 | Synthetic battery | battery | 0 | 0 | 20 | 20 | 1 | 0
496 | Synthetic pumped | pumped | 0 | 0 | 48 | 48 | 1 | 0
496 | Synthetic battery | battery | 0 | 0 | 20 | 20 | 1 | 0
497 | Synthetic pumped | pumped | 0 | 0 | 48 | 48 | 1 | 0
497 | Synthetic battery | battery | 0 | 9.7661 | 20 | 9.4072 | 0.47036 | 0
498 | Synthetic pumped | pumped | 0 | 12 | 48 | 34.6667 | 0.72222 | 3.5527e-15
498 | Synthetic battery | battery | 0 | 8.673 | 9.4072 | -1.7764e-15 | -8.8818e-17 | 0
499 | Synthetic pumped | pumped | 0 | 12 | 34.6667 | 21.3333 | 0.44444 | 0
499 | Synthetic battery | battery | 0 | -1.6377e-15 | -1.7764e-15 | 0 | 0 | 0
500 | Synthetic pumped | pumped | 0 | 12 | 21.3333 | 8 | 0.16667 | 0
500 | Synthetic battery | battery | 0 | 0 | 0 | 0 | 0 | 0
501 | Synthetic pumped | pumped | 0 | 7.2 | 8 | 0 | 0 | 0
501 | Synthetic battery | battery | 0 | 0 | 0 | 0 | 0 | 0
502 | Synthetic pumped | pumped | 0 | 0 | 0 | 0 | 0 | 0
502 | Synthetic battery | battery | 0 | 0 | 0 | 0 | 0 | 0
503 | Synthetic pumped | pumped | 0 | 0 | 0 | 0 | 0 | 0
503 | Synthetic battery | battery | 0 | 0 | 0 | 0 | 0 | 0
504 | Synthetic pumped | pumped | 0 | 0 | 0 | 0 | 0 | 0
504 | Synthetic battery | battery | 0 | 0 | 0 | 0 | 0 | 0
505 | Synthetic pumped | pumped | 0 | 0 | 0 | 0 | 0 | 0
505 | Synthetic battery | battery | 0 | 0 | 0 | 0 | 0 | 0
506 | Synthetic pumped | pumped | 0 | 0 | 0 | 0 | 0 | 0
506 | Synthetic battery | battery | 0 | 0 | 0 | 0 | 0 | 0
507 | Synthetic pumped | pumped | 0 | 0 | 0 | 0 | 0 | 0
507 | Synthetic battery | battery | 0 | 0 | 0 | 0 | 0 | 0
508 | Synthetic pumped | pumped | 0 | 0 | 0 | 0 | 0 | 0
508 | Synthetic battery | battery | 0 | 0 | 0 | 0 | 0 | 0
509 | Synthetic pumped | pumped | 0 | 0 | 0 | 0 | 0 | 0
509 | Synthetic battery | battery | 0 | 0 | 0 | 0 | 0 | 0
510 | Synthetic pumped | pumped | 0 | 0 | 0 | 0 | 0 | 0
510 | Synthetic battery | battery | 0 | 0 | 0 | 0 | 0 | 0
511 | Synthetic pumped | pumped | 0 | 0 | 0 | 0 | 0 | 0
511 | Synthetic battery | battery | 0 | 0 | 0 | 0 | 0 | 0
512 | Synthetic pumped | pumped | 9.5216 | 0 | 0 | 8.5694 | 0.17853 | 0
512 | Synthetic battery | battery | 0 | 0 | 0 | 0 | 0 | 0
513 | Synthetic pumped | pumped | 12 | 0 | 8.5694 | 19.3694 | 0.40353 | -1.7764e-15
513 | Synthetic battery | battery | 10 | 0 | 0 | 9.2195 | 0.46098 | 0
514 | Synthetic pumped | pumped | 12 | 0 | 19.3694 | 30.1694 | 0.62853 | 0
514 | Synthetic battery | battery | 10 | 0 | 9.2195 | 18.4391 | 0.92195 | 0
515 | Synthetic pumped | pumped | 12 | 0 | 30.1694 | 40.9694 | 0.85353 | 0
515 | Synthetic battery | battery | 1.693 | 0 | 18.4391 | 20 | 1 | 0
516 | Synthetic pumped | pumped | 7.8118 | 0 | 40.9694 | 48 | 1 | 0
516 | Synthetic battery | battery | 0 | 0 | 20 | 20 | 1 | 0
517 | Synthetic pumped | pumped | 0 | 0 | 48 | 48 | 1 | 0
517 | Synthetic battery | battery | 0 | 0 | 20 | 20 | 1 | 0
518 | Synthetic pumped | pumped | 0 | 0 | 48 | 48 | 1 | 0
518 | Synthetic battery | battery | 0 | 0 | 20 | 20 | 1 | 0
519 | Synthetic pumped | pumped | 0 | 0 | 48 | 48 | 1 | 0
519 | Synthetic battery | battery | 0 | 0 | 20 | 20 | 1 | 0
520 | Synthetic pumped | pumped | 0 | 0 | 48 | 48 | 1 | 0
520 | Synthetic battery | battery | 0 | 0 | 20 | 20 | 1 | 0
521 | Synthetic pumped | pumped | 0 | 0 | 48 | 48 | 1 | 0
521 | Synthetic battery | battery | 0 | 7.3999 | 20 | 11.9737 | 0.59868 | 0
522 | Synthetic pumped | pumped | 0 | 12 | 48 | 34.6667 | 0.72222 | 3.5527e-15
522 | Synthetic battery | battery | 0 | 10 | 11.9737 | 1.1271 | 0.056357 | 0
523 | Synthetic pumped | pumped | 0 | 12 | 34.6667 | 21.3333 | 0.44444 | 0
523 | Synthetic battery | battery | 0 | 1.0392 | 1.1271 | 0 | 0 | 0
524 | Synthetic pumped | pumped | 0 | 12 | 21.3333 | 8 | 0.16667 | 0
524 | Synthetic battery | battery | 0 | 0 | 0 | 0 | 0 | 0
525 | Synthetic pumped | pumped | 0 | 7.2 | 8 | 0 | 0 | 0
525 | Synthetic battery | battery | 0 | 0 | 0 | 0 | 0 | 0
526 | Synthetic pumped | pumped | 0 | 0 | 0 | 0 | 0 | 0
526 | Synthetic battery | battery | 0 | 0 | 0 | 0 | 0 | 0
527 | Synthetic pumped | pumped | 0 | 0 | 0 | 0 | 0 | 0
527 | Synthetic battery | battery | 0 | 0 | 0 | 0 | 0 | 0
528 | Synthetic pumped | pumped | 0 | 0 | 0 | 0 | 0 | 0
528 | Synthetic battery | battery | 0 | 0 | 0 | 0 | 0 | 0
529 | Synthetic pumped | pumped | 0 | 0 | 0 | 0 | 0 | 0
529 | Synthetic battery | battery | 0 | 0 | 0 | 0 | 0 | 0
530 | Synthetic pumped | pumped | 0 | 0 | 0 | 0 | 0 | 0
530 | Synthetic battery | battery | 0 | 0 | 0 | 0 | 0 | 0
531 | Synthetic pumped | pumped | 0 | 0 | 0 | 0 | 0 | 0
531 | Synthetic battery | battery | 0 | 0 | 0 | 0 | 0 | 0
532 | Synthetic pumped | pumped | 0 | 0 | 0 | 0 | 0 | 0
532 | Synthetic battery | battery | 0 | 0 | 0 | 0 | 0 | 0
533 | Synthetic pumped | pumped | 0 | 0 | 0 | 0 | 0 | 0
533 | Synthetic battery | battery | 0 | 0 | 0 | 0 | 0 | 0
534 | Synthetic pumped | pumped | 0 | 0 | 0 | 0 | 0 | 0
534 | Synthetic battery | battery | 0 | 0 | 0 | 0 | 0 | 0
535 | Synthetic pumped | pumped | 0 | 0 | 0 | 0 | 0 | 0
535 | Synthetic battery | battery | 0 | 0 | 0 | 0 | 0 | 0
536 | Synthetic pumped | pumped | 11.1936 | 0 | 0 | 10.0743 | 0.20988 | 0
536 | Synthetic battery | battery | 0 | 0 | 0 | 0 | 0 | 0
537 | Synthetic pumped | pumped | 12 | 0 | 10.0743 | 20.8743 | 0.43488 | -1.7764e-15
537 | Synthetic battery | battery | 6.5141 | 0 | 0 | 6.0057 | 0.30028 | 0
538 | Synthetic pumped | pumped | 12 | 0 | 20.8743 | 31.6743 | 0.65988 | 0
538 | Synthetic battery | battery | 10 | 0 | 6.0057 | 15.2252 | 0.76126 | 0
539 | Synthetic pumped | pumped | 12 | 0 | 31.6743 | 42.4743 | 0.88488 | 0
539 | Synthetic battery | battery | 5.179 | 0 | 15.2252 | 20 | 1 | 0
540 | Synthetic pumped | pumped | 6.1397 | 0 | 42.4743 | 48 | 1 | 0
540 | Synthetic battery | battery | 0 | 0 | 20 | 20 | 1 | 0
541 | Synthetic pumped | pumped | 0 | 0 | 48 | 48 | 1 | 0
541 | Synthetic battery | battery | 0 | 0 | 20 | 20 | 1 | 0
542 | Synthetic pumped | pumped | 0 | 0 | 48 | 48 | 1 | 0
542 | Synthetic battery | battery | 0 | 0 | 20 | 20 | 1 | 0
543 | Synthetic pumped | pumped | 0 | 0 | 48 | 48 | 1 | 0
543 | Synthetic battery | battery | 0 | 0 | 20 | 20 | 1 | 0
544 | Synthetic pumped | pumped | 0 | 0 | 48 | 48 | 1 | 0
544 | Synthetic battery | battery | 0 | 0 | 20 | 20 | 1 | 0
545 | Synthetic pumped | pumped | 0 | 0 | 48 | 48 | 1 | 0
545 | Synthetic battery | battery | 0 | 0 | 20 | 20 | 1 | 0
546 | Synthetic pumped | pumped | 0 | 11.3439 | 48 | 35.3957 | 0.73741 | 3.5527e-15
546 | Synthetic battery | battery | 0 | 10 | 20 | 9.1535 | 0.45767 | 0
547 | Synthetic pumped | pumped | 0 | 12 | 35.3957 | 22.0624 | 0.45963 | 0
547 | Synthetic battery | battery | 0 | 8.4391 | 9.1535 | 0 | 0 | 0
548 | Synthetic pumped | pumped | 0 | 12 | 22.0624 | 8.729 | 0.18185 | 0
548 | Synthetic battery | battery | 0 | 0 | 0 | 0 | 0 | 0
549 | Synthetic pumped | pumped | 0 | 7.8561 | 8.729 | 0 | 0 | 0
549 | Synthetic battery | battery | 0 | 0 | 0 | 0 | 0 | 0
550 | Synthetic pumped | pumped | 0 | 0 | 0 | 0 | 0 | 0
550 | Synthetic battery | battery | 0 | 0 | 0 | 0 | 0 | 0
551 | Synthetic pumped | pumped | 0 | 0 | 0 | 0 | 0 | 0
551 | Synthetic battery | battery | 0 | 0 | 0 | 0 | 0 | 0
552 | Synthetic pumped | pumped | 0 | 0 | 0 | 0 | 0 | 0
552 | Synthetic battery | battery | 0 | 0 | 0 | 0 | 0 | 0
553 | Synthetic pumped | pumped | 0 | 0 | 0 | 0 | 0 | 0
553 | Synthetic battery | battery | 0 | 0 | 0 | 0 | 0 | 0
554 | Synthetic pumped | pumped | 0 | 0 | 0 | 0 | 0 | 0
554 | Synthetic battery | battery | 0 | 0 | 0 | 0 | 0 | 0
555 | Synthetic pumped | pumped | 0 | 0 | 0 | 0 | 0 | 0
555 | Synthetic battery | battery | 0 | 0 | 0 | 0 | 0 | 0
556 | Synthetic pumped | pumped | 0 | 0 | 0 | 0 | 0 | 0
556 | Synthetic battery | battery | 0 | 0 | 0 | 0 | 0 | 0
557 | Synthetic pumped | pumped | 0 | 0 | 0 | 0 | 0 | 0
557 | Synthetic battery | battery | 0 | 0 | 0 | 0 | 0 | 0
558 | Synthetic pumped | pumped | 0 | 0 | 0 | 0 | 0 | 0
558 | Synthetic battery | battery | 0 | 0 | 0 | 0 | 0 | 0
559 | Synthetic pumped | pumped | 0 | 0 | 0 | 0 | 0 | 0
559 | Synthetic battery | battery | 0 | 0 | 0 | 0 | 0 | 0
560 | Synthetic pumped | pumped | 4.7417 | 0 | 0 | 4.2675 | 0.088906 | 0
560 | Synthetic battery | battery | 0 | 0 | 0 | 0 | 0 | 0
561 | Synthetic pumped | pumped | 11.3382 | 0 | 4.2675 | 14.4719 | 0.3015 | 0
561 | Synthetic battery | battery | 0 | 0 | 0 | 0 | 0 | 0
562 | Synthetic pumped | pumped | 12 | 0 | 14.4719 | 25.2719 | 0.5265 | -1.7764e-15
562 | Synthetic battery | battery | 4.2528 | 0 | 0 | 3.9209 | 0.19605 | 0
563 | Synthetic pumped | pumped | 12 | 0 | 25.2719 | 36.0719 | 0.7515 | -3.5527e-15
563 | Synthetic battery | battery | 10 | 0 | 3.9209 | 13.1405 | 0.65702 | 0
564 | Synthetic pumped | pumped | 12 | 0 | 36.0719 | 46.8719 | 0.9765 | -3.5527e-15
564 | Synthetic battery | battery | 7.4402 | 0 | 13.1405 | 20 | 1 | 0
565 | Synthetic pumped | pumped | 1.2535 | 0 | 46.8719 | 48 | 1 | 0
565 | Synthetic battery | battery | 0 | 0 | 20 | 20 | 1 | 0
566 | Synthetic pumped | pumped | 0 | 0 | 48 | 48 | 1 | 0
566 | Synthetic battery | battery | 0 | 0 | 20 | 20 | 1 | 0
567 | Synthetic pumped | pumped | 0 | 0 | 48 | 48 | 1 | 0
567 | Synthetic battery | battery | 0 | 0 | 20 | 20 | 1 | 0
568 | Synthetic pumped | pumped | 0 | 0 | 48 | 48 | 1 | 0
568 | Synthetic battery | battery | 0 | 0 | 20 | 20 | 1 | 0
569 | Synthetic pumped | pumped | 0 | 0 | 48 | 48 | 1 | 0
569 | Synthetic battery | battery | 0 | 9.326 | 20 | 9.8846 | 0.49423 | 0
570 | Synthetic pumped | pumped | 0 | 12 | 48 | 34.6667 | 0.72222 | 3.5527e-15
570 | Synthetic battery | battery | 0 | 9.1131 | 9.8846 | 0 | 0 | 0
571 | Synthetic pumped | pumped | 0 | 12 | 34.6667 | 21.3333 | 0.44444 | 0
571 | Synthetic battery | battery | 0 | 0 | 0 | 0 | 0 | 0
572 | Synthetic pumped | pumped | 0 | 12 | 21.3333 | 8 | 0.16667 | 0
572 | Synthetic battery | battery | 0 | 0 | 0 | 0 | 0 | 0
573 | Synthetic pumped | pumped | 0 | 7.2 | 8 | 0 | 0 | 0
573 | Synthetic battery | battery | 0 | 0 | 0 | 0 | 0 | 0
574 | Synthetic pumped | pumped | 0 | 0 | 0 | 0 | 0 | 0
574 | Synthetic battery | battery | 0 | 0 | 0 | 0 | 0 | 0
575 | Synthetic pumped | pumped | 0 | 0 | 0 | 0 | 0 | 0
575 | Synthetic battery | battery | 0 | 0 | 0 | 0 | 0 | 0
576 | Synthetic pumped | pumped | 0 | 0 | 0 | 0 | 0 | 0
576 | Synthetic battery | battery | 0 | 0 | 0 | 0 | 0 | 0
577 | Synthetic pumped | pumped | 0 | 0 | 0 | 0 | 0 | 0
577 | Synthetic battery | battery | 0 | 0 | 0 | 0 | 0 | 0
578 | Synthetic pumped | pumped | 0 | 0 | 0 | 0 | 0 | 0
578 | Synthetic battery | battery | 0 | 0 | 0 | 0 | 0 | 0
579 | Synthetic pumped | pumped | 0 | 0 | 0 | 0 | 0 | 0
579 | Synthetic battery | battery | 0 | 0 | 0 | 0 | 0 | 0
580 | Synthetic pumped | pumped | 0 | 0 | 0 | 0 | 0 | 0
580 | Synthetic battery | battery | 0 | 0 | 0 | 0 | 0 | 0
581 | Synthetic pumped | pumped | 0 | 0 | 0 | 0 | 0 | 0
581 | Synthetic battery | battery | 0 | 0 | 0 | 0 | 0 | 0
582 | Synthetic pumped | pumped | 0 | 0 | 0 | 0 | 0 | 0
582 | Synthetic battery | battery | 0 | 0 | 0 | 0 | 0 | 0
583 | Synthetic pumped | pumped | 0 | 0 | 0 | 0 | 0 | 0
583 | Synthetic battery | battery | 0 | 0 | 0 | 0 | 0 | 0
584 | Synthetic pumped | pumped | 4.1058 | 0 | 0 | 3.6952 | 0.076983 | 0
584 | Synthetic battery | battery | 0 | 0 | 0 | 0 | 0 | 0
585 | Synthetic pumped | pumped | 12 | 0 | 3.6952 | 14.4952 | 0.30198 | 0
585 | Synthetic battery | battery | 5.719 | 0 | 0 | 5.2727 | 0.26363 | 0
586 | Synthetic pumped | pumped | 12 | 0 | 14.4952 | 25.2952 | 0.52698 | 0
586 | Synthetic battery | battery | 10 | 0 | 5.2727 | 14.4922 | 0.72461 | 0
587 | Synthetic pumped | pumped | 12 | 0 | 25.2952 | 36.0952 | 0.75198 | 0
587 | Synthetic battery | battery | 5.974 | 0 | 14.4922 | 20 | 1 | 0
588 | Synthetic pumped | pumped | 12 | 0 | 36.0952 | 46.8952 | 0.97698 | -3.5527e-15
588 | Synthetic battery | battery | 0 | 0 | 20 | 20 | 1 | 0
589 | Synthetic pumped | pumped | 1.2276 | 0 | 46.8952 | 48 | 1 | 0
589 | Synthetic battery | battery | 0 | 0 | 20 | 20 | 1 | 0
590 | Synthetic pumped | pumped | 0 | 0 | 48 | 48 | 1 | 0
590 | Synthetic battery | battery | 0 | 0 | 20 | 20 | 1 | 0
591 | Synthetic pumped | pumped | 0 | 0 | 48 | 48 | 1 | 0
591 | Synthetic battery | battery | 0 | 0 | 20 | 20 | 1 | 0
592 | Synthetic pumped | pumped | 0 | 0 | 48 | 48 | 1 | 0
592 | Synthetic battery | battery | 0 | 0 | 20 | 20 | 1 | 0
593 | Synthetic pumped | pumped | 0 | 0 | 48 | 48 | 1 | 0
593 | Synthetic battery | battery | 0 | 4.1943 | 20 | 15.4506 | 0.77253 | 8.8818e-16
594 | Synthetic pumped | pumped | 0 | 10.7068 | 48 | 36.1035 | 0.75216 | 0
594 | Synthetic battery | battery | 0 | 10 | 15.4506 | 4.6041 | 0.23021 | 0
595 | Synthetic pumped | pumped | 0 | 12 | 36.1035 | 22.7702 | 0.47438 | 0
595 | Synthetic battery | battery | 0 | 4.2448 | 4.6041 | 8.8818e-16 | 4.4409e-17 | 0
596 | Synthetic pumped | pumped | 0 | 12 | 22.7702 | 9.4368 | 0.1966 | 0
596 | Synthetic battery | battery | 0 | 8.1886e-16 | 8.8818e-16 | 0 | 0 | 0
597 | Synthetic pumped | pumped | 0 | 8.4932 | 9.4368 | 0 | 0 | 0
597 | Synthetic battery | battery | 0 | 0 | 0 | 0 | 0 | 0
598 | Synthetic pumped | pumped | 0 | 0 | 0 | 0 | 0 | 0
598 | Synthetic battery | battery | 0 | 0 | 0 | 0 | 0 | 0
599 | Synthetic pumped | pumped | 0 | 0 | 0 | 0 | 0 | 0
599 | Synthetic battery | battery | 0 | 0 | 0 | 0 | 0 | 0
600 | Synthetic pumped | pumped | 0 | 0 | 0 | 0 | 0 | 0
600 | Synthetic battery | battery | 0 | 0 | 0 | 0 | 0 | 0
601 | Synthetic pumped | pumped | 0 | 0 | 0 | 0 | 0 | 0
601 | Synthetic battery | battery | 0 | 0 | 0 | 0 | 0 | 0
602 | Synthetic pumped | pumped | 0 | 0 | 0 | 0 | 0 | 0
602 | Synthetic battery | battery | 0 | 0 | 0 | 0 | 0 | 0
603 | Synthetic pumped | pumped | 0 | 0 | 0 | 0 | 0 | 0
603 | Synthetic battery | battery | 0 | 0 | 0 | 0 | 0 | 0
604 | Synthetic pumped | pumped | 0 | 0 | 0 | 0 | 0 | 0
604 | Synthetic battery | battery | 0 | 0 | 0 | 0 | 0 | 0
605 | Synthetic pumped | pumped | 0 | 0 | 0 | 0 | 0 | 0
605 | Synthetic battery | battery | 0 | 0 | 0 | 0 | 0 | 0
606 | Synthetic pumped | pumped | 0 | 0 | 0 | 0 | 0 | 0
606 | Synthetic battery | battery | 0 | 0 | 0 | 0 | 0 | 0
607 | Synthetic pumped | pumped | 0 | 0 | 0 | 0 | 0 | 0
607 | Synthetic battery | battery | 0 | 0 | 0 | 0 | 0 | 0
608 | Synthetic pumped | pumped | 1.132 | 0 | 0 | 1.0188 | 0.021225 | 0
608 | Synthetic battery | battery | 0 | 0 | 0 | 0 | 0 | 0
609 | Synthetic pumped | pumped | 10.9327 | 0 | 1.0188 | 10.8582 | 0.22621 | 0
609 | Synthetic battery | battery | 0 | 0 | 0 | 0 | 0 | 0
610 | Synthetic pumped | pumped | 12 | 0 | 10.8582 | 21.6582 | 0.45121 | 0
610 | Synthetic battery | battery | 6.0172 | 0 | 0 | 5.5476 | 0.27738 | 0
611 | Synthetic pumped | pumped | 12 | 0 | 21.6582 | 32.4582 | 0.67621 | 0
611 | Synthetic battery | battery | 10 | 0 | 5.5476 | 14.7671 | 0.73836 | 0
612 | Synthetic pumped | pumped | 12 | 0 | 32.4582 | 43.2582 | 0.90121 | -3.5527e-15
612 | Synthetic battery | battery | 5.6759 | 0 | 14.7671 | 20 | 1 | 0
613 | Synthetic pumped | pumped | 5.2687 | 0 | 43.2582 | 48 | 1 | 0
613 | Synthetic battery | battery | 0 | 0 | 20 | 20 | 1 | 0
614 | Synthetic pumped | pumped | 0 | 0 | 48 | 48 | 1 | 0
614 | Synthetic battery | battery | 0 | 0 | 20 | 20 | 1 | 0
615 | Synthetic pumped | pumped | 0 | 0 | 48 | 48 | 1 | 0
615 | Synthetic battery | battery | 0 | 0 | 20 | 20 | 1 | 0
616 | Synthetic pumped | pumped | 0 | 0 | 48 | 48 | 1 | 0
616 | Synthetic battery | battery | 0 | 0 | 20 | 20 | 1 | 0
617 | Synthetic pumped | pumped | 0 | 0 | 48 | 48 | 1 | 0
617 | Synthetic battery | battery | 0 | 5.9788 | 20 | 13.5151 | 0.67576 | 8.8818e-16
618 | Synthetic pumped | pumped | 0 | 9.1702 | 48 | 37.8109 | 0.78773 | 3.5527e-15
618 | Synthetic battery | battery | 0 | 10 | 13.5151 | 2.6686 | 0.13343 | 0
619 | Synthetic pumped | pumped | 0 | 12 | 37.8109 | 24.4775 | 0.50995 | 0
619 | Synthetic battery | battery | 0 | 2.4603 | 2.6686 | 0 | 0 | 0
620 | Synthetic pumped | pumped | 0 | 12 | 24.4775 | 11.1442 | 0.23217 | 0
620 | Synthetic battery | battery | 0 | 0 | 0 | 0 | 0 | 0
621 | Synthetic pumped | pumped | 0 | 10.0298 | 11.1442 | 0 | 0 | 0
621 | Synthetic battery | battery | 0 | 0 | 0 | 0 | 0 | 0
622 | Synthetic pumped | pumped | 0 | 0 | 0 | 0 | 0 | 0
622 | Synthetic battery | battery | 0 | 0 | 0 | 0 | 0 | 0
623 | Synthetic pumped | pumped | 0 | 0 | 0 | 0 | 0 | 0
623 | Synthetic battery | battery | 0 | 0 | 0 | 0 | 0 | 0
624 | Synthetic pumped | pumped | 0 | 0 | 0 | 0 | 0 | 0
624 | Synthetic battery | battery | 0 | 0 | 0 | 0 | 0 | 0
625 | Synthetic pumped | pumped | 0 | 0 | 0 | 0 | 0 | 0
625 | Synthetic battery | battery | 0 | 0 | 0 | 0 | 0 | 0
626 | Synthetic pumped | pumped | 0 | 0 | 0 | 0 | 0 | 0
626 | Synthetic battery | battery | 0 | 0 | 0 | 0 | 0 | 0
627 | Synthetic pumped | pumped | 0 | 0 | 0 | 0 | 0 | 0
627 | Synthetic battery | battery | 0 | 0 | 0 | 0 | 0 | 0
628 | Synthetic pumped | pumped | 0 | 0 | 0 | 0 | 0 | 0
628 | Synthetic battery | battery | 0 | 0 | 0 | 0 | 0 | 0
629 | Synthetic pumped | pumped | 0 | 0 | 0 | 0 | 0 | 0
629 | Synthetic battery | battery | 0 | 0 | 0 | 0 | 0 | 0
630 | Synthetic pumped | pumped | 0 | 0 | 0 | 0 | 0 | 0
630 | Synthetic battery | battery | 0 | 0 | 0 | 0 | 0 | 0
631 | Synthetic pumped | pumped | 0 | 0 | 0 | 0 | 0 | 0
631 | Synthetic battery | battery | 0 | 0 | 0 | 0 | 0 | 0
632 | Synthetic pumped | pumped | 0.91691 | 0 | 0 | 0.82522 | 0.017192 | 0
632 | Synthetic battery | battery | 0 | 0 | 0 | 0 | 0 | 0
633 | Synthetic pumped | pumped | 9.6139 | 0 | 0.82522 | 9.4777 | 0.19745 | 0
633 | Synthetic battery | battery | 0 | 0 | 0 | 0 | 0 | 0
634 | Synthetic pumped | pumped | 12 | 0 | 9.4777 | 20.2777 | 0.42245 | 0
634 | Synthetic battery | battery | 4.9268 | 0 | 0 | 4.5423 | 0.22711 | 0
635 | Synthetic pumped | pumped | 12 | 0 | 20.2777 | 31.0777 | 0.64745 | 0
635 | Synthetic battery | battery | 10 | 0 | 4.5423 | 13.7618 | 0.68809 | 0
636 | Synthetic pumped | pumped | 12 | 0 | 31.0777 | 41.8777 | 0.87245 | 0
636 | Synthetic battery | battery | 6.7662 | 0 | 13.7618 | 20 | 1 | 0
637 | Synthetic pumped | pumped | 6.8025 | 0 | 41.8777 | 48 | 1 | 0
637 | Synthetic battery | battery | 0 | 0 | 20 | 20 | 1 | 0
638 | Synthetic pumped | pumped | 0 | 0 | 48 | 48 | 1 | 0
638 | Synthetic battery | battery | 0 | 0 | 20 | 20 | 1 | 0
639 | Synthetic pumped | pumped | 0 | 0 | 48 | 48 | 1 | 0
639 | Synthetic battery | battery | 0 | 0 | 20 | 20 | 1 | 0
640 | Synthetic pumped | pumped | 0 | 0 | 48 | 48 | 1 | 0
640 | Synthetic battery | battery | 0 | 0 | 20 | 20 | 1 | 0
641 | Synthetic pumped | pumped | 0 | 0 | 48 | 48 | 1 | 0
641 | Synthetic battery | battery | 0 | 7.23 | 20 | 12.158 | 0.6079 | 8.8818e-16
642 | Synthetic pumped | pumped | 0 | 12 | 48 | 34.6667 | 0.72222 | 3.5527e-15
642 | Synthetic battery | battery | 0 | 10 | 12.158 | 1.3115 | 0.065574 | 0
643 | Synthetic pumped | pumped | 0 | 12 | 34.6667 | 21.3333 | 0.44444 | 0
643 | Synthetic battery | battery | 0 | 1.2091 | 1.3115 | -2.2204e-16 | -1.1102e-17 | 0
644 | Synthetic pumped | pumped | 0 | 12 | 21.3333 | 8 | 0.16667 | 0
644 | Synthetic battery | battery | 0 | -2.0472e-16 | -2.2204e-16 | 0 | 0 | 0
645 | Synthetic pumped | pumped | 0 | 7.2 | 8 | 0 | 0 | 0
645 | Synthetic battery | battery | 0 | 0 | 0 | 0 | 0 | 0
646 | Synthetic pumped | pumped | 0 | 0 | 0 | 0 | 0 | 0
646 | Synthetic battery | battery | 0 | 0 | 0 | 0 | 0 | 0
647 | Synthetic pumped | pumped | 0 | 0 | 0 | 0 | 0 | 0
647 | Synthetic battery | battery | 0 | 0 | 0 | 0 | 0 | 0
648 | Synthetic pumped | pumped | 0 | 0 | 0 | 0 | 0 | 0
648 | Synthetic battery | battery | 0 | 0 | 0 | 0 | 0 | 0
649 | Synthetic pumped | pumped | 0 | 0 | 0 | 0 | 0 | 0
649 | Synthetic battery | battery | 0 | 0 | 0 | 0 | 0 | 0
650 | Synthetic pumped | pumped | 0 | 0 | 0 | 0 | 0 | 0
650 | Synthetic battery | battery | 0 | 0 | 0 | 0 | 0 | 0
651 | Synthetic pumped | pumped | 0 | 0 | 0 | 0 | 0 | 0
651 | Synthetic battery | battery | 0 | 0 | 0 | 0 | 0 | 0
652 | Synthetic pumped | pumped | 0 | 0 | 0 | 0 | 0 | 0
652 | Synthetic battery | battery | 0 | 0 | 0 | 0 | 0 | 0
653 | Synthetic pumped | pumped | 0 | 0 | 0 | 0 | 0 | 0
653 | Synthetic battery | battery | 0 | 0 | 0 | 0 | 0 | 0
654 | Synthetic pumped | pumped | 0 | 0 | 0 | 0 | 0 | 0
654 | Synthetic battery | battery | 0 | 0 | 0 | 0 | 0 | 0
655 | Synthetic pumped | pumped | 0 | 0 | 0 | 0 | 0 | 0
655 | Synthetic battery | battery | 0 | 0 | 0 | 0 | 0 | 0
656 | Synthetic pumped | pumped | 5.861 | 0 | 0 | 5.2749 | 0.10989 | 0
656 | Synthetic battery | battery | 0 | 0 | 0 | 0 | 0 | 0
657 | Synthetic pumped | pumped | 12 | 0 | 5.2749 | 16.0749 | 0.33489 | 0
657 | Synthetic battery | battery | 4.0835 | 0 | 0 | 3.7648 | 0.18824 | 0
658 | Synthetic pumped | pumped | 12 | 0 | 16.0749 | 26.8749 | 0.55989 | 0
658 | Synthetic battery | battery | 10 | 0 | 3.7648 | 12.9844 | 0.64922 | 0
659 | Synthetic pumped | pumped | 12 | 0 | 26.8749 | 37.6749 | 0.78489 | 0
659 | Synthetic battery | battery | 7.6095 | 0 | 12.9844 | 20 | 1 | 0
660 | Synthetic pumped | pumped | 11.4723 | 0 | 37.6749 | 48 | 1 | 0
660 | Synthetic battery | battery | 0 | 0 | 20 | 20 | 1 | 0
661 | Synthetic pumped | pumped | 0 | 0 | 48 | 48 | 1 | 0
661 | Synthetic battery | battery | 0 | 0 | 20 | 20 | 1 | 0
662 | Synthetic pumped | pumped | 0 | 0 | 48 | 48 | 1 | 0
662 | Synthetic battery | battery | 0 | 0 | 20 | 20 | 1 | 0
663 | Synthetic pumped | pumped | 0 | 0 | 48 | 48 | 1 | 0
663 | Synthetic battery | battery | 0 | 0 | 20 | 20 | 1 | 0
664 | Synthetic pumped | pumped | 0 | 0 | 48 | 48 | 1 | 0
664 | Synthetic battery | battery | 0 | 0 | 20 | 20 | 1 | 0
665 | Synthetic pumped | pumped | 0 | 0 | 48 | 48 | 1 | 0
665 | Synthetic battery | battery | 0 | 6.4603 | 20 | 12.9928 | 0.64964 | 8.8818e-16
666 | Synthetic pumped | pumped | 0 | 12 | 48 | 34.6667 | 0.72222 | 3.5527e-15
666 | Synthetic battery | battery | 0 | 10 | 12.9928 | 2.1463 | 0.10731 | 0
667 | Synthetic pumped | pumped | 0 | 12 | 34.6667 | 21.3333 | 0.44444 | 0
667 | Synthetic battery | battery | 0 | 1.9788 | 2.1463 | 0 | 0 | 0
668 | Synthetic pumped | pumped | 0 | 12 | 21.3333 | 8 | 0.16667 | 0
668 | Synthetic battery | battery | 0 | 0 | 0 | 0 | 0 | 0
669 | Synthetic pumped | pumped | 0 | 7.2 | 8 | 0 | 0 | 0
669 | Synthetic battery | battery | 0 | 0 | 0 | 0 | 0 | 0
670 | Synthetic pumped | pumped | 0 | 0 | 0 | 0 | 0 | 0
670 | Synthetic battery | battery | 0 | 0 | 0 | 0 | 0 | 0
671 | Synthetic pumped | pumped | 0 | 0 | 0 | 0 | 0 | 0
671 | Synthetic battery | battery | 0 | 0 | 0 | 0 | 0 | 0
672 | Synthetic pumped | pumped | 0 | 0 | 0 | 0 | 0 | 0
672 | Synthetic battery | battery | 0 | 0 | 0 | 0 | 0 | 0
673 | Synthetic pumped | pumped | 0 | 0 | 0 | 0 | 0 | 0
673 | Synthetic battery | battery | 0 | 0 | 0 | 0 | 0 | 0
674 | Synthetic pumped | pumped | 0 | 0 | 0 | 0 | 0 | 0
674 | Synthetic battery | battery | 0 | 0 | 0 | 0 | 0 | 0
675 | Synthetic pumped | pumped | 0 | 0 | 0 | 0 | 0 | 0
675 | Synthetic battery | battery | 0 | 0 | 0 | 0 | 0 | 0
676 | Synthetic pumped | pumped | 0 | 0 | 0 | 0 | 0 | 0
676 | Synthetic battery | battery | 0 | 0 | 0 | 0 | 0 | 0
677 | Synthetic pumped | pumped | 0 | 0 | 0 | 0 | 0 | 0
677 | Synthetic battery | battery | 0 | 0 | 0 | 0 | 0 | 0
678 | Synthetic pumped | pumped | 0 | 0 | 0 | 0 | 0 | 0
678 | Synthetic battery | battery | 0 | 0 | 0 | 0 | 0 | 0
679 | Synthetic pumped | pumped | 0 | 0 | 0 | 0 | 0 | 0
679 | Synthetic battery | battery | 0 | 0 | 0 | 0 | 0 | 0
680 | Synthetic pumped | pumped | 2.9384 | 0 | 0 | 2.6445 | 0.055095 | 0
680 | Synthetic battery | battery | 0 | 0 | 0 | 0 | 0 | 0
681 | Synthetic pumped | pumped | 12 | 0 | 2.6445 | 13.4445 | 0.28009 | 0
681 | Synthetic battery | battery | 3.7154 | 0 | 0 | 3.4254 | 0.17127 | 0
682 | Synthetic pumped | pumped | 12 | 0 | 13.4445 | 24.2445 | 0.50509 | 0
682 | Synthetic battery | battery | 10 | 0 | 3.4254 | 12.6449 | 0.63225 | 0
683 | Synthetic pumped | pumped | 12 | 0 | 24.2445 | 35.0445 | 0.73009 | 0
683 | Synthetic battery | battery | 7.9777 | 0 | 12.6449 | 20 | 1 | 0
684 | Synthetic pumped | pumped | 12 | 0 | 35.0445 | 45.8445 | 0.95509 | 3.5527e-15
684 | Synthetic battery | battery | 0 | 0 | 20 | 20 | 1 | 0
685 | Synthetic pumped | pumped | 2.3949 | 0 | 45.8445 | 48 | 1 | 0
685 | Synthetic battery | battery | 0 | 0 | 20 | 20 | 1 | 0
686 | Synthetic pumped | pumped | 0 | 0 | 48 | 48 | 1 | 0
686 | Synthetic battery | battery | 0 | 0 | 20 | 20 | 1 | 0
687 | Synthetic pumped | pumped | 0 | 0 | 48 | 48 | 1 | 0
687 | Synthetic battery | battery | 0 | 0 | 20 | 20 | 1 | 0
688 | Synthetic pumped | pumped | 0 | 0 | 48 | 48 | 1 | 0
688 | Synthetic battery | battery | 0 | 0 | 20 | 20 | 1 | 0
689 | Synthetic pumped | pumped | 0 | 0 | 48 | 48 | 1 | 0
689 | Synthetic battery | battery | 0 | 2.898 | 20 | 16.8566 | 0.84283 | 8.8818e-16
690 | Synthetic pumped | pumped | 0 | 8.0368 | 48 | 39.0702 | 0.81396 | -1.7764e-15
690 | Synthetic battery | battery | 0 | 10 | 16.8566 | 6.0101 | 0.30051 | 0
691 | Synthetic pumped | pumped | 0 | 12 | 39.0702 | 25.7368 | 0.53618 | 0
691 | Synthetic battery | battery | 0 | 5.5411 | 6.0101 | 0 | 0 | 0
692 | Synthetic pumped | pumped | 0 | 12 | 25.7368 | 12.4035 | 0.25841 | 0
692 | Synthetic battery | battery | 0 | 0 | 0 | 0 | 0 | 0
693 | Synthetic pumped | pumped | 0 | 11.1632 | 12.4035 | 0 | 0 | 0
693 | Synthetic battery | battery | 0 | 0 | 0 | 0 | 0 | 0
694 | Synthetic pumped | pumped | 0 | 0 | 0 | 0 | 0 | 0
694 | Synthetic battery | battery | 0 | 0 | 0 | 0 | 0 | 0
695 | Synthetic pumped | pumped | 0 | 0 | 0 | 0 | 0 | 0
695 | Synthetic battery | battery | 0 | 0 | 0 | 0 | 0 | 0
696 | Synthetic pumped | pumped | 0 | 0 | 0 | 0 | 0 | 0
696 | Synthetic battery | battery | 0 | 0 | 0 | 0 | 0 | 0
697 | Synthetic pumped | pumped | 0 | 0 | 0 | 0 | 0 | 0
697 | Synthetic battery | battery | 0 | 0 | 0 | 0 | 0 | 0
698 | Synthetic pumped | pumped | 0 | 0 | 0 | 0 | 0 | 0
698 | Synthetic battery | battery | 0 | 0 | 0 | 0 | 0 | 0
699 | Synthetic pumped | pumped | 0 | 0 | 0 | 0 | 0 | 0
699 | Synthetic battery | battery | 0 | 0 | 0 | 0 | 0 | 0
700 | Synthetic pumped | pumped | 0 | 0 | 0 | 0 | 0 | 0
700 | Synthetic battery | battery | 0 | 0 | 0 | 0 | 0 | 0
701 | Synthetic pumped | pumped | 0 | 0 | 0 | 0 | 0 | 0
701 | Synthetic battery | battery | 0 | 0 | 0 | 0 | 0 | 0
702 | Synthetic pumped | pumped | 0 | 0 | 0 | 0 | 0 | 0
702 | Synthetic battery | battery | 0 | 0 | 0 | 0 | 0 | 0
703 | Synthetic pumped | pumped | 0 | 0 | 0 | 0 | 0 | 0
703 | Synthetic battery | battery | 0 | 0 | 0 | 0 | 0 | 0
704 | Synthetic pumped | pumped | 0.79506 | 0 | 0 | 0.71555 | 0.014907 | 0
704 | Synthetic battery | battery | 0 | 0 | 0 | 0 | 0 | 0
705 | Synthetic pumped | pumped | 6.3609 | 0 | 0.71555 | 6.4403 | 0.13417 | 0
705 | Synthetic battery | battery | 0 | 0 | 0 | 0 | 0 | 0
706 | Synthetic pumped | pumped | 12 | 0 | 6.4403 | 17.2403 | 0.35917 | 0
706 | Synthetic battery | battery | 4.0682 | 0 | 0 | 3.7507 | 0.18754 | 0
707 | Synthetic pumped | pumped | 12 | 0 | 17.2403 | 28.0403 | 0.58417 | 0
707 | Synthetic battery | battery | 7.2912 | 0 | 3.7507 | 10.4729 | 0.52365 | 0
708 | Synthetic pumped | pumped | 12 | 0 | 28.0403 | 38.8403 | 0.80917 | 0
708 | Synthetic battery | battery | 9.4562 | 0 | 10.4729 | 19.1911 | 0.95956 | 0
709 | Synthetic pumped | pumped | 10.1774 | 0 | 38.8403 | 48 | 1 | 0
709 | Synthetic battery | battery | 0.87736 | 0 | 19.1911 | 20 | 1 | 0
710 | Synthetic pumped | pumped | 0 | 0 | 48 | 48 | 1 | 0
710 | Synthetic battery | battery | 0 | 0 | 20 | 20 | 1 | 0
711 | Synthetic pumped | pumped | 0 | 0 | 48 | 48 | 1 | 0
711 | Synthetic battery | battery | 0 | 0 | 20 | 20 | 1 | 0
712 | Synthetic pumped | pumped | 0 | 0 | 48 | 48 | 1 | 0
712 | Synthetic battery | battery | 0 | 0 | 20 | 20 | 1 | 0
713 | Synthetic pumped | pumped | 0 | 1.3767 | 48 | 46.4703 | 0.96813 | -2.4425e-15
713 | Synthetic battery | battery | 0 | 10 | 20 | 9.1535 | 0.45767 | 0
714 | Synthetic pumped | pumped | 0 | 12 | 46.4703 | 33.137 | 0.69035 | -3.5527e-15
714 | Synthetic battery | battery | 0 | 8.4391 | 9.1535 | 0 | 0 | 0
715 | Synthetic pumped | pumped | 0 | 12 | 33.137 | 19.8037 | 0.41258 | 0
715 | Synthetic battery | battery | 0 | 0 | 0 | 0 | 0 | 0
716 | Synthetic pumped | pumped | 0 | 12 | 19.8037 | 6.4703 | 0.1348 | 0
716 | Synthetic battery | battery | 0 | 0 | 0 | 0 | 0 | 0
717 | Synthetic pumped | pumped | 0 | 5.8233 | 6.4703 | 0 | 0 | 0
717 | Synthetic battery | battery | 0 | 0 | 0 | 0 | 0 | 0
718 | Synthetic pumped | pumped | 0 | 0 | 0 | 0 | 0 | 0
718 | Synthetic battery | battery | 0 | 0 | 0 | 0 | 0 | 0
719 | Synthetic pumped | pumped | 0 | 0 | 0 | 0 | 0 | 0
719 | Synthetic battery | battery | 0 | 0 | 0 | 0 | 0 | 0
720 | Synthetic pumped | pumped | 0 | 0 | 0 | 0 | 0 | 0
720 | Synthetic battery | battery | 0 | 0 | 0 | 0 | 0 | 0
721 | Synthetic pumped | pumped | 0 | 0 | 0 | 0 | 0 | 0
721 | Synthetic battery | battery | 0 | 0 | 0 | 0 | 0 | 0
722 | Synthetic pumped | pumped | 0 | 0 | 0 | 0 | 0 | 0
722 | Synthetic battery | battery | 0 | 0 | 0 | 0 | 0 | 0
723 | Synthetic pumped | pumped | 0 | 0 | 0 | 0 | 0 | 0
723 | Synthetic battery | battery | 0 | 0 | 0 | 0 | 0 | 0
724 | Synthetic pumped | pumped | 0 | 0 | 0 | 0 | 0 | 0
724 | Synthetic battery | battery | 0 | 0 | 0 | 0 | 0 | 0
725 | Synthetic pumped | pumped | 0 | 0 | 0 | 0 | 0 | 0
725 | Synthetic battery | battery | 0 | 0 | 0 | 0 | 0 | 0
726 | Synthetic pumped | pumped | 0 | 0 | 0 | 0 | 0 | 0
726 | Synthetic battery | battery | 0 | 0 | 0 | 0 | 0 | 0
727 | Synthetic pumped | pumped | 0 | 0 | 0 | 0 | 0 | 0
727 | Synthetic battery | battery | 0 | 0 | 0 | 0 | 0 | 0
728 | Synthetic pumped | pumped | 9.0728 | 0 | 0 | 8.1656 | 0.17012 | 0
728 | Synthetic battery | battery | 0 | 0 | 0 | 0 | 0 | 0
729 | Synthetic pumped | pumped | 12 | 0 | 8.1656 | 18.9656 | 0.39512 | -1.7764e-15
729 | Synthetic battery | battery | 5.204 | 0 | 0 | 4.7978 | 0.23989 | 0
730 | Synthetic pumped | pumped | 12 | 0 | 18.9656 | 29.7656 | 0.62012 | 0
730 | Synthetic battery | battery | 10 | 0 | 4.7978 | 14.0174 | 0.70087 | 0
731 | Synthetic pumped | pumped | 12 | 0 | 29.7656 | 40.5656 | 0.84512 | 0
731 | Synthetic battery | battery | 6.4891 | 0 | 14.0174 | 20 | 1 | 0
732 | Synthetic pumped | pumped | 8.2605 | 0 | 40.5656 | 48 | 1 | -8.8818e-16
732 | Synthetic battery | battery | 0 | 0 | 20 | 20 | 1 | 0
733 | Synthetic pumped | pumped | 0 | 0 | 48 | 48 | 1 | 0
733 | Synthetic battery | battery | 0 | 0 | 20 | 20 | 1 | 0
734 | Synthetic pumped | pumped | 0 | 0 | 48 | 48 | 1 | 0
734 | Synthetic battery | battery | 0 | 0 | 20 | 20 | 1 | 0
735 | Synthetic pumped | pumped | 0 | 0 | 48 | 48 | 1 | 0
735 | Synthetic battery | battery | 0 | 0 | 20 | 20 | 1 | 0
736 | Synthetic pumped | pumped | 0 | 0 | 48 | 48 | 1 | 0
736 | Synthetic battery | battery | 0 | 0 | 20 | 20 | 1 | 0
737 | Synthetic pumped | pumped | 0 | 0 | 48 | 48 | 1 | 0
737 | Synthetic battery | battery | 0 | 1.9806 | 20 | 17.8518 | 0.89259 | -1.3323e-15
738 | Synthetic pumped | pumped | 0 | 9.0739 | 48 | 37.9179 | 0.78996 | -1.7764e-15
738 | Synthetic battery | battery | 0 | 10 | 17.8518 | 7.0053 | 0.35026 | 0
739 | Synthetic pumped | pumped | 0 | 12 | 37.9179 | 24.5845 | 0.51218 | 0
739 | Synthetic battery | battery | 0 | 6.4585 | 7.0053 | 0 | 0 | 0
740 | Synthetic pumped | pumped | 0 | 12 | 24.5845 | 11.2512 | 0.2344 | 0
740 | Synthetic battery | battery | 0 | 0 | 0 | 0 | 0 | 0
741 | Synthetic pumped | pumped | 0 | 10.1261 | 11.2512 | -1.7764e-15 | -3.7007e-17 | 0
741 | Synthetic battery | battery | 0 | 0 | 0 | 0 | 0 | 0
742 | Synthetic pumped | pumped | 0 | -1.5987e-15 | -1.7764e-15 | 0 | 0 | 0
742 | Synthetic battery | battery | 0 | 0 | 0 | 0 | 0 | 0
743 | Synthetic pumped | pumped | 0 | 0 | 0 | 0 | 0 | 0
743 | Synthetic battery | battery | 0 | 0 | 0 | 0 | 0 | 0
744 | Synthetic pumped | pumped | 0 | 0 | 0 | 0 | 0 | 0
744 | Synthetic battery | battery | 0 | 0 | 0 | 0 | 0 | 0
745 | Synthetic pumped | pumped | 0 | 0 | 0 | 0 | 0 | 0
745 | Synthetic battery | battery | 0 | 0 | 0 | 0 | 0 | 0
746 | Synthetic pumped | pumped | 0 | 0 | 0 | 0 | 0 | 0
746 | Synthetic battery | battery | 0 | 0 | 0 | 0 | 0 | 0
747 | Synthetic pumped | pumped | 0 | 0 | 0 | 0 | 0 | 0
747 | Synthetic battery | battery | 0 | 0 | 0 | 0 | 0 | 0
748 | Synthetic pumped | pumped | 0 | 0 | 0 | 0 | 0 | 0
748 | Synthetic battery | battery | 0 | 0 | 0 | 0 | 0 | 0
749 | Synthetic pumped | pumped | 0 | 0 | 0 | 0 | 0 | 0
749 | Synthetic battery | battery | 0 | 0 | 0 | 0 | 0 | 0
750 | Synthetic pumped | pumped | 0 | 0 | 0 | 0 | 0 | 0
750 | Synthetic battery | battery | 0 | 0 | 0 | 0 | 0 | 0
751 | Synthetic pumped | pumped | 0 | 0 | 0 | 0 | 0 | 0
751 | Synthetic battery | battery | 0 | 0 | 0 | 0 | 0 | 0
752 | Synthetic pumped | pumped | 1.6635 | 0 | 0 | 1.4972 | 0.031191 | 0
752 | Synthetic battery | battery | 0 | 0 | 0 | 0 | 0 | 0
753 | Synthetic pumped | pumped | 10.8545 | 0 | 1.4972 | 11.2662 | 0.23471 | 0
753 | Synthetic battery | battery | 0 | 0 | 0 | 0 | 0 | 0
754 | Synthetic pumped | pumped | 12 | 0 | 11.2662 | 22.0662 | 0.45971 | -1.7764e-15
754 | Synthetic battery | battery | 9.4758 | 0 | 0 | 8.7362 | 0.43681 | 0
755 | Synthetic pumped | pumped | 12 | 0 | 22.0662 | 32.8662 | 0.68471 | -3.5527e-15
755 | Synthetic battery | battery | 10 | 0 | 8.7362 | 17.9558 | 0.89779 | 0
756 | Synthetic pumped | pumped | 12 | 0 | 32.8662 | 43.6662 | 0.90971 | -3.5527e-15
756 | Synthetic battery | battery | 2.2173 | 0 | 17.9558 | 20 | 1 | 0
757 | Synthetic pumped | pumped | 4.8153 | 0 | 43.6662 | 48 | 1 | 0
757 | Synthetic battery | battery | 0 | 0 | 20 | 20 | 1 | 0
758 | Synthetic pumped | pumped | 0 | 0 | 48 | 48 | 1 | 0
758 | Synthetic battery | battery | 0 | 0 | 20 | 20 | 1 | 0
759 | Synthetic pumped | pumped | 0 | 0 | 48 | 48 | 1 | 0
759 | Synthetic battery | battery | 0 | 0 | 20 | 20 | 1 | 0
760 | Synthetic pumped | pumped | 0 | 0 | 48 | 48 | 1 | 0
760 | Synthetic battery | battery | 0 | 0 | 20 | 20 | 1 | 0
761 | Synthetic pumped | pumped | 0 | 0 | 48 | 48 | 1 | 0
761 | Synthetic battery | battery | 0 | 0 | 20 | 20 | 1 | 0
762 | Synthetic pumped | pumped | 0 | 6.8167 | 48 | 40.4259 | 0.84221 | 0
762 | Synthetic battery | battery | 0 | 10 | 20 | 9.1535 | 0.45767 | 0
763 | Synthetic pumped | pumped | 0 | 12 | 40.4259 | 27.0926 | 0.56443 | 0
763 | Synthetic battery | battery | 0 | 8.4391 | 9.1535 | 0 | 0 | 0
764 | Synthetic pumped | pumped | 0 | 12 | 27.0926 | 13.7592 | 0.28665 | 0
764 | Synthetic battery | battery | 0 | 0 | 0 | 0 | 0 | 0
765 | Synthetic pumped | pumped | 0 | 12 | 13.7592 | 0.42591 | 0.0088732 | 0
765 | Synthetic battery | battery | 0 | 0 | 0 | 0 | 0 | 0
766 | Synthetic pumped | pumped | 0 | 0.38332 | 0.42591 | 0 | 0 | 0
766 | Synthetic battery | battery | 0 | 0 | 0 | 0 | 0 | 0
767 | Synthetic pumped | pumped | 0 | 0 | 0 | 0 | 0 | 0
767 | Synthetic battery | battery | 0 | 0 | 0 | 0 | 0 | 0
768 | Synthetic pumped | pumped | 0 | 0 | 0 | 0 | 0 | 0
768 | Synthetic battery | battery | 0 | 0 | 0 | 0 | 0 | 0
769 | Synthetic pumped | pumped | 0 | 0 | 0 | 0 | 0 | 0
769 | Synthetic battery | battery | 0 | 0 | 0 | 0 | 0 | 0
770 | Synthetic pumped | pumped | 0 | 0 | 0 | 0 | 0 | 0
770 | Synthetic battery | battery | 0 | 0 | 0 | 0 | 0 | 0
771 | Synthetic pumped | pumped | 0 | 0 | 0 | 0 | 0 | 0
771 | Synthetic battery | battery | 0 | 0 | 0 | 0 | 0 | 0
772 | Synthetic pumped | pumped | 0 | 0 | 0 | 0 | 0 | 0
772 | Synthetic battery | battery | 0 | 0 | 0 | 0 | 0 | 0
773 | Synthetic pumped | pumped | 0 | 0 | 0 | 0 | 0 | 0
773 | Synthetic battery | battery | 0 | 0 | 0 | 0 | 0 | 0
774 | Synthetic pumped | pumped | 0 | 0 | 0 | 0 | 0 | 0
774 | Synthetic battery | battery | 0 | 0 | 0 | 0 | 0 | 0
775 | Synthetic pumped | pumped | 0 | 0 | 0 | 0 | 0 | 0
775 | Synthetic battery | battery | 0 | 0 | 0 | 0 | 0 | 0
776 | Synthetic pumped | pumped | 0 | 0 | 0 | 0 | 0 | 0
776 | Synthetic battery | battery | 0 | 0 | 0 | 0 | 0 | 0
777 | Synthetic pumped | pumped | 6.1859 | 0 | 0 | 5.5673 | 0.11599 | 0
777 | Synthetic battery | battery | 0 | 0 | 0 | 0 | 0 | 0
778 | Synthetic pumped | pumped | 12 | 0 | 5.5673 | 16.3673 | 0.34099 | 0
778 | Synthetic battery | battery | 1.9613 | 0 | 0 | 1.8083 | 0.090413 | 0
779 | Synthetic pumped | pumped | 12 | 0 | 16.3673 | 27.1673 | 0.56599 | 0
779 | Synthetic battery | battery | 4.7782 | 0 | 1.8083 | 6.2135 | 0.31068 | 0
780 | Synthetic pumped | pumped | 12 | 0 | 27.1673 | 37.9673 | 0.79099 | 0
780 | Synthetic battery | battery | 10 | 0 | 6.2135 | 15.4331 | 0.77165 | 0
781 | Synthetic pumped | pumped | 11.1474 | 0 | 37.9673 | 48 | 1 | 0
781 | Synthetic battery | battery | 4.9535 | 0 | 15.4331 | 20 | 1 | 0
782 | Synthetic pumped | pumped | 0 | 0 | 48 | 48 | 1 | 0
782 | Synthetic battery | battery | 0 | 0 | 20 | 20 | 1 | 0
783 | Synthetic pumped | pumped | 0 | 0 | 48 | 48 | 1 | 0
783 | Synthetic battery | battery | 0 | 0 | 20 | 20 | 1 | 0
784 | Synthetic pumped | pumped | 0 | 0 | 48 | 48 | 1 | 0
784 | Synthetic battery | battery | 0 | 0 | 20 | 20 | 1 | 0
785 | Synthetic pumped | pumped | 0 | 0 | 48 | 48 | 1 | 0
785 | Synthetic battery | battery | 0 | 4.7275 | 20 | 14.8723 | 0.74361 | 0
786 | Synthetic pumped | pumped | 0 | 10.5339 | 48 | 36.2957 | 0.75616 | 0
786 | Synthetic battery | battery | 0 | 10 | 14.8723 | 4.0257 | 0.20129 | 0
787 | Synthetic pumped | pumped | 0 | 12 | 36.2957 | 22.9623 | 0.47838 | 0
787 | Synthetic battery | battery | 0 | 3.7115 | 4.0257 | 0 | 0 | 0
788 | Synthetic pumped | pumped | 0 | 12 | 22.9623 | 9.629 | 0.2006 | 0
788 | Synthetic battery | battery | 0 | 0 | 0 | 0 | 0 | 0
789 | Synthetic pumped | pumped | 0 | 8.6661 | 9.629 | 0 | 0 | 0
789 | Synthetic battery | battery | 0 | 0 | 0 | 0 | 0 | 0
790 | Synthetic pumped | pumped | 0 | 0 | 0 | 0 | 0 | 0
790 | Synthetic battery | battery | 0 | 0 | 0 | 0 | 0 | 0
791 | Synthetic pumped | pumped | 0 | 0 | 0 | 0 | 0 | 0
791 | Synthetic battery | battery | 0 | 0 | 0 | 0 | 0 | 0
792 | Synthetic pumped | pumped | 0 | 0 | 0 | 0 | 0 | 0
792 | Synthetic battery | battery | 0 | 0 | 0 | 0 | 0 | 0
793 | Synthetic pumped | pumped | 0 | 0 | 0 | 0 | 0 | 0
793 | Synthetic battery | battery | 0 | 0 | 0 | 0 | 0 | 0
794 | Synthetic pumped | pumped | 0 | 0 | 0 | 0 | 0 | 0
794 | Synthetic battery | battery | 0 | 0 | 0 | 0 | 0 | 0
795 | Synthetic pumped | pumped | 0 | 0 | 0 | 0 | 0 | 0
795 | Synthetic battery | battery | 0 | 0 | 0 | 0 | 0 | 0
796 | Synthetic pumped | pumped | 0 | 0 | 0 | 0 | 0 | 0
796 | Synthetic battery | battery | 0 | 0 | 0 | 0 | 0 | 0
797 | Synthetic pumped | pumped | 0 | 0 | 0 | 0 | 0 | 0
797 | Synthetic battery | battery | 0 | 0 | 0 | 0 | 0 | 0
798 | Synthetic pumped | pumped | 0 | 0 | 0 | 0 | 0 | 0
798 | Synthetic battery | battery | 0 | 0 | 0 | 0 | 0 | 0
799 | Synthetic pumped | pumped | 0 | 0 | 0 | 0 | 0 | 0
799 | Synthetic battery | battery | 0 | 0 | 0 | 0 | 0 | 0
800 | Synthetic pumped | pumped | 0 | 0 | 0 | 0 | 0 | 0
800 | Synthetic battery | battery | 0 | 0 | 0 | 0 | 0 | 0
801 | Synthetic pumped | pumped | 1.0249 | 0 | 0 | 0.92237 | 0.019216 | 0
801 | Synthetic battery | battery | 0 | 0 | 0 | 0 | 0 | 0
802 | Synthetic pumped | pumped | 11.3595 | 0 | 0.92237 | 11.1459 | 0.23221 | 0
802 | Synthetic battery | battery | 0 | 0 | 0 | 0 | 0 | 0
803 | Synthetic pumped | pumped | 12 | 0 | 11.1459 | 21.9459 | 0.45721 | -1.7764e-15
803 | Synthetic battery | battery | 1.1781 | 0 | 0 | 1.0861 | 0.054306 | 0
804 | Synthetic pumped | pumped | 12 | 0 | 21.9459 | 32.7459 | 0.68221 | -3.5527e-15
804 | Synthetic battery | battery | 4.7029 | 0 | 1.0861 | 5.422 | 0.2711 | -8.8818e-16
805 | Synthetic pumped | pumped | 12 | 0 | 32.7459 | 43.5459 | 0.90721 | -3.5527e-15
805 | Synthetic battery | battery | 10 | 0 | 5.422 | 14.6415 | 0.73208 | 0
806 | Synthetic pumped | pumped | 4.949 | 0 | 43.5459 | 48 | 1 | 0
806 | Synthetic battery | battery | 5.8121 | 0 | 14.6415 | 20 | 1 | 0
807 | Synthetic pumped | pumped | 0 | 0 | 48 | 48 | 1 | 0
807 | Synthetic battery | battery | 0 | 0 | 20 | 20 | 1 | 0
808 | Synthetic pumped | pumped | 0 | 0 | 48 | 48 | 1 | 0
808 | Synthetic battery | battery | 0 | 0 | 20 | 20 | 1 | 0
809 | Synthetic pumped | pumped | 0 | 0 | 48 | 48 | 1 | 0
809 | Synthetic battery | battery | 0 | 7.9241 | 20 | 11.4051 | 0.57026 | 0
810 | Synthetic pumped | pumped | 0 | 12 | 48 | 34.6667 | 0.72222 | 3.5527e-15
810 | Synthetic battery | battery | 0 | 10 | 11.4051 | 0.55861 | 0.02793 | 0
811 | Synthetic pumped | pumped | 0 | 12 | 34.6667 | 21.3333 | 0.44444 | 0
811 | Synthetic battery | battery | 0 | 0.51501 | 0.55861 | 0 | 0 | 0
812 | Synthetic pumped | pumped | 0 | 12 | 21.3333 | 8 | 0.16667 | 0
812 | Synthetic battery | battery | 0 | 0 | 0 | 0 | 0 | 0
813 | Synthetic pumped | pumped | 0 | 7.2 | 8 | 0 | 0 | 0
813 | Synthetic battery | battery | 0 | 0 | 0 | 0 | 0 | 0
814 | Synthetic pumped | pumped | 0 | 0 | 0 | 0 | 0 | 0
814 | Synthetic battery | battery | 0 | 0 | 0 | 0 | 0 | 0
815 | Synthetic pumped | pumped | 0 | 0 | 0 | 0 | 0 | 0
815 | Synthetic battery | battery | 0 | 0 | 0 | 0 | 0 | 0
816 | Synthetic pumped | pumped | 0 | 0 | 0 | 0 | 0 | 0
816 | Synthetic battery | battery | 0 | 0 | 0 | 0 | 0 | 0
817 | Synthetic pumped | pumped | 0 | 0 | 0 | 0 | 0 | 0
817 | Synthetic battery | battery | 0 | 0 | 0 | 0 | 0 | 0
818 | Synthetic pumped | pumped | 0 | 0 | 0 | 0 | 0 | 0
818 | Synthetic battery | battery | 0 | 0 | 0 | 0 | 0 | 0
819 | Synthetic pumped | pumped | 0 | 0 | 0 | 0 | 0 | 0
819 | Synthetic battery | battery | 0 | 0 | 0 | 0 | 0 | 0
820 | Synthetic pumped | pumped | 0 | 0 | 0 | 0 | 0 | 0
820 | Synthetic battery | battery | 0 | 0 | 0 | 0 | 0 | 0
821 | Synthetic pumped | pumped | 0 | 0 | 0 | 0 | 0 | 0
821 | Synthetic battery | battery | 0 | 0 | 0 | 0 | 0 | 0
822 | Synthetic pumped | pumped | 0 | 0 | 0 | 0 | 0 | 0
822 | Synthetic battery | battery | 0 | 0 | 0 | 0 | 0 | 0
823 | Synthetic pumped | pumped | 0 | 0 | 0 | 0 | 0 | 0
823 | Synthetic battery | battery | 0 | 0 | 0 | 0 | 0 | 0
824 | Synthetic pumped | pumped | 0 | 0 | 0 | 0 | 0 | 0
824 | Synthetic battery | battery | 0 | 0 | 0 | 0 | 0 | 0
825 | Synthetic pumped | pumped | 12 | 0 | 0 | 10.8 | 0.225 | 0
825 | Synthetic battery | battery | 2.8336 | 0 | 0 | 2.6125 | 0.13062 | 0
826 | Synthetic pumped | pumped | 12 | 0 | 10.8 | 21.6 | 0.45 | 0
826 | Synthetic battery | battery | 10 | 0 | 2.6125 | 11.832 | 0.5916 | 0
827 | Synthetic pumped | pumped | 12 | 0 | 21.6 | 32.4 | 0.675 | 3.5527e-15
827 | Synthetic battery | battery | 8.8594 | 0 | 11.832 | 20 | 1 | 0
828 | Synthetic pumped | pumped | 12 | 0 | 32.4 | 43.2 | 0.9 | -3.5527e-15
828 | Synthetic battery | battery | 0 | 0 | 20 | 20 | 1 | 0
829 | Synthetic pumped | pumped | 5.3333 | 0 | 43.2 | 48 | 1 | 0
829 | Synthetic battery | battery | 0 | 0 | 20 | 20 | 1 | 0
830 | Synthetic pumped | pumped | 0 | 0 | 48 | 48 | 1 | 0
830 | Synthetic battery | battery | 0 | 0 | 20 | 20 | 1 | 0
831 | Synthetic pumped | pumped | 0 | 0 | 48 | 48 | 1 | 0
831 | Synthetic battery | battery | 0 | 0 | 20 | 20 | 1 | 0
832 | Synthetic pumped | pumped | 0 | 0 | 48 | 48 | 1 | 0
832 | Synthetic battery | battery | 0 | 0 | 20 | 20 | 1 | 0
833 | Synthetic pumped | pumped | 0 | 0 | 48 | 48 | 1 | 0
833 | Synthetic battery | battery | 0 | 5.7934 | 20 | 13.7162 | 0.68581 | 0
834 | Synthetic pumped | pumped | 0 | 12 | 48 | 34.6667 | 0.72222 | 3.5527e-15
834 | Synthetic battery | battery | 0 | 10 | 13.7162 | 2.8696 | 0.14348 | 0
835 | Synthetic pumped | pumped | 0 | 12 | 34.6667 | 21.3333 | 0.44444 | 0
835 | Synthetic battery | battery | 0 | 2.6457 | 2.8696 | 0 | 0 | 0
836 | Synthetic pumped | pumped | 0 | 12 | 21.3333 | 8 | 0.16667 | 0
836 | Synthetic battery | battery | 0 | 0 | 0 | 0 | 0 | 0
837 | Synthetic pumped | pumped | 0 | 7.2 | 8 | 0 | 0 | 0
837 | Synthetic battery | battery | 0 | 0 | 0 | 0 | 0 | 0
838 | Synthetic pumped | pumped | 0 | 0 | 0 | 0 | 0 | 0
838 | Synthetic battery | battery | 0 | 0 | 0 | 0 | 0 | 0
839 | Synthetic pumped | pumped | 0 | 0 | 0 | 0 | 0 | 0
839 | Synthetic battery | battery | 0 | 0 | 0 | 0 | 0 | 0
840 | Synthetic pumped | pumped | 0 | 0 | 0 | 0 | 0 | 0
840 | Synthetic battery | battery | 0 | 0 | 0 | 0 | 0 | 0
841 | Synthetic pumped | pumped | 0 | 0 | 0 | 0 | 0 | 0
841 | Synthetic battery | battery | 0 | 0 | 0 | 0 | 0 | 0
842 | Synthetic pumped | pumped | 0 | 0 | 0 | 0 | 0 | 0
842 | Synthetic battery | battery | 0 | 0 | 0 | 0 | 0 | 0
843 | Synthetic pumped | pumped | 0 | 0 | 0 | 0 | 0 | 0
843 | Synthetic battery | battery | 0 | 0 | 0 | 0 | 0 | 0
844 | Synthetic pumped | pumped | 0 | 0 | 0 | 0 | 0 | 0
844 | Synthetic battery | battery | 0 | 0 | 0 | 0 | 0 | 0
845 | Synthetic pumped | pumped | 0 | 0 | 0 | 0 | 0 | 0
845 | Synthetic battery | battery | 0 | 0 | 0 | 0 | 0 | 0
846 | Synthetic pumped | pumped | 0 | 0 | 0 | 0 | 0 | 0
846 | Synthetic battery | battery | 0 | 0 | 0 | 0 | 0 | 0
847 | Synthetic pumped | pumped | 0 | 0 | 0 | 0 | 0 | 0
847 | Synthetic battery | battery | 0 | 0 | 0 | 0 | 0 | 0
848 | Synthetic pumped | pumped | 0 | 0 | 0 | 0 | 0 | 0
848 | Synthetic battery | battery | 0 | 0 | 0 | 0 | 0 | 0
849 | Synthetic pumped | pumped | 10.2466 | 0 | 0 | 9.2219 | 0.19212 | 0
849 | Synthetic battery | battery | 0 | 0 | 0 | 0 | 0 | 0
850 | Synthetic pumped | pumped | 12 | 0 | 9.2219 | 20.0219 | 0.41712 | -1.7764e-15
850 | Synthetic battery | battery | 10 | 0 | 0 | 9.2195 | 0.46098 | 0
851 | Synthetic pumped | pumped | 12 | 0 | 20.0219 | 30.8219 | 0.64212 | 0
851 | Synthetic battery | battery | 10 | 0 | 9.2195 | 18.4391 | 0.92195 | 0
852 | Synthetic pumped | pumped | 12 | 0 | 30.8219 | 41.6219 | 0.86712 | 0
852 | Synthetic battery | battery | 1.693 | 0 | 18.4391 | 20 | 1 | 0
853 | Synthetic pumped | pumped | 7.0868 | 0 | 41.6219 | 48 | 1 | 0
853 | Synthetic battery | battery | 0 | 0 | 20 | 20 | 1 | 0
854 | Synthetic pumped | pumped | 0 | 0 | 48 | 48 | 1 | 0
854 | Synthetic battery | battery | 0 | 0 | 20 | 20 | 1 | 0
855 | Synthetic pumped | pumped | 0 | 0 | 48 | 48 | 1 | 0
855 | Synthetic battery | battery | 0 | 0 | 20 | 20 | 1 | 0
856 | Synthetic pumped | pumped | 0 | 0 | 48 | 48 | 1 | 0
856 | Synthetic battery | battery | 0 | 0 | 20 | 20 | 1 | 0
857 | Synthetic pumped | pumped | 0 | 0 | 48 | 48 | 1 | 0
857 | Synthetic battery | battery | 0 | 0 | 20 | 20 | 1 | 0
858 | Synthetic pumped | pumped | 0 | 5.1742 | 48 | 42.2509 | 0.88023 | 2.6645e-15
858 | Synthetic battery | battery | 0 | 10 | 20 | 9.1535 | 0.45767 | 0
859 | Synthetic pumped | pumped | 0 | 10.1496 | 42.2509 | 30.9735 | 0.64528 | 0
859 | Synthetic battery | battery | 0 | 8.4391 | 9.1535 | 0 | 0 | 0
860 | Synthetic pumped | pumped | 0 | 12 | 30.9735 | 17.6402 | 0.3675 | 0
860 | Synthetic battery | battery | 0 | 0 | 0 | 0 | 0 | 0
861 | Synthetic pumped | pumped | 0 | 12 | 17.6402 | 4.3069 | 0.089726 | 0
861 | Synthetic battery | battery | 0 | 0 | 0 | 0 | 0 | 0
862 | Synthetic pumped | pumped | 0 | 3.8762 | 4.3069 | 0 | 0 | 0
862 | Synthetic battery | battery | 0 | 0 | 0 | 0 | 0 | 0
863 | Synthetic pumped | pumped | 0 | 0 | 0 | 0 | 0 | 0
863 | Synthetic battery | battery | 0 | 0 | 0 | 0 | 0 | 0
864 | Synthetic pumped | pumped | 0 | 0 | 0 | 0 | 0 | 0
864 | Synthetic battery | battery | 0 | 0 | 0 | 0 | 0 | 0
865 | Synthetic pumped | pumped | 0 | 0 | 0 | 0 | 0 | 0
865 | Synthetic battery | battery | 0 | 0 | 0 | 0 | 0 | 0
866 | Synthetic pumped | pumped | 0 | 0 | 0 | 0 | 0 | 0
866 | Synthetic battery | battery | 0 | 0 | 0 | 0 | 0 | 0
867 | Synthetic pumped | pumped | 0 | 0 | 0 | 0 | 0 | 0
867 | Synthetic battery | battery | 0 | 0 | 0 | 0 | 0 | 0
868 | Synthetic pumped | pumped | 0 | 0 | 0 | 0 | 0 | 0
868 | Synthetic battery | battery | 0 | 0 | 0 | 0 | 0 | 0
869 | Synthetic pumped | pumped | 0 | 0 | 0 | 0 | 0 | 0
869 | Synthetic battery | battery | 0 | 0 | 0 | 0 | 0 | 0
870 | Synthetic pumped | pumped | 0 | 0 | 0 | 0 | 0 | 0
870 | Synthetic battery | battery | 0 | 0 | 0 | 0 | 0 | 0
871 | Synthetic pumped | pumped | 0 | 0 | 0 | 0 | 0 | 0
871 | Synthetic battery | battery | 0 | 0 | 0 | 0 | 0 | 0
872 | Synthetic pumped | pumped | 0 | 0 | 0 | 0 | 0 | 0
872 | Synthetic battery | battery | 0 | 0 | 0 | 0 | 0 | 0
873 | Synthetic pumped | pumped | 2.3317 | 0 | 0 | 2.0985 | 0.04372 | 0
873 | Synthetic battery | battery | 0 | 0 | 0 | 0 | 0 | 0
874 | Synthetic pumped | pumped | 6.7623 | 0 | 2.0985 | 8.1846 | 0.17051 | 0
874 | Synthetic battery | battery | 0 | 0 | 0 | 0 | 0 | 0
875 | Synthetic pumped | pumped | 9.926 | 0 | 8.1846 | 17.118 | 0.35662 | 0
875 | Synthetic battery | battery | 0 | 0 | 0 | 0 | 0 | 0
876 | Synthetic pumped | pumped | 10.404 | 0 | 17.118 | 26.4816 | 0.5517 | 0
876 | Synthetic battery | battery | 0 | 0 | 0 | 0 | 0 | 0
877 | Synthetic pumped | pumped | 12 | 0 | 26.4816 | 37.2816 | 0.7767 | -3.5527e-15
877 | Synthetic battery | battery | 4.8471 | 0 | 0 | 4.4688 | 0.22344 | 0
878 | Synthetic pumped | pumped | 11.9093 | 0 | 37.2816 | 48 | 1 | 0
878 | Synthetic battery | battery | 1.2339 | 0 | 4.4688 | 5.6064 | 0.28032 | 0
879 | Synthetic pumped | pumped | 0 | 0 | 48 | 48 | 1 | 0
879 | Synthetic battery | battery | 0.72651 | 0 | 5.6064 | 6.2762 | 0.31381 | 2.2204e-16
880 | Synthetic pumped | pumped | 0 | 0 | 48 | 48 | 1 | 0
880 | Synthetic battery | battery | 0 | 0 | 6.2762 | 6.2762 | 0.31381 | 0
881 | Synthetic pumped | pumped | 0 | 4.6875 | 48 | 42.7916 | 0.89149 | 2.6645e-15
881 | Synthetic battery | battery | 0 | 5.7864 | 6.2762 | -8.8818e-16 | -4.4409e-17 | 0
882 | Synthetic pumped | pumped | 0 | 12 | 42.7916 | 29.4583 | 0.61371 | 0
882 | Synthetic battery | battery | 0 | -8.1886e-16 | -8.8818e-16 | 0 | 0 | 0
883 | Synthetic pumped | pumped | 0 | 12 | 29.4583 | 16.125 | 0.33594 | 0
883 | Synthetic battery | battery | 0 | 0 | 0 | 0 | 0 | 0
884 | Synthetic pumped | pumped | 0 | 12 | 16.125 | 2.7916 | 0.058159 | 0
884 | Synthetic battery | battery | 0 | 0 | 0 | 0 | 0 | 0
885 | Synthetic pumped | pumped | 0 | 2.5125 | 2.7916 | -4.4409e-16 | -9.2519e-18 | 0
885 | Synthetic battery | battery | 0 | 0 | 0 | 0 | 0 | 0
886 | Synthetic pumped | pumped | 0 | -3.9968e-16 | -4.4409e-16 | 0 | 0 | 0
886 | Synthetic battery | battery | 0 | 0 | 0 | 0 | 0 | 0
887 | Synthetic pumped | pumped | 0 | 0 | 0 | 0 | 0 | 0
887 | Synthetic battery | battery | 0 | 0 | 0 | 0 | 0 | 0
888 | Synthetic pumped | pumped | 0 | 0 | 0 | 0 | 0 | 0
888 | Synthetic battery | battery | 0 | 0 | 0 | 0 | 0 | 0
889 | Synthetic pumped | pumped | 0 | 0 | 0 | 0 | 0 | 0
889 | Synthetic battery | battery | 0 | 0 | 0 | 0 | 0 | 0
890 | Synthetic pumped | pumped | 0 | 0 | 0 | 0 | 0 | 0
890 | Synthetic battery | battery | 0 | 0 | 0 | 0 | 0 | 0
891 | Synthetic pumped | pumped | 0 | 0 | 0 | 0 | 0 | 0
891 | Synthetic battery | battery | 0 | 0 | 0 | 0 | 0 | 0
892 | Synthetic pumped | pumped | 0 | 0 | 0 | 0 | 0 | 0
892 | Synthetic battery | battery | 0 | 0 | 0 | 0 | 0 | 0
893 | Synthetic pumped | pumped | 0 | 0 | 0 | 0 | 0 | 0
893 | Synthetic battery | battery | 0 | 0 | 0 | 0 | 0 | 0
894 | Synthetic pumped | pumped | 0 | 0 | 0 | 0 | 0 | 0
894 | Synthetic battery | battery | 0 | 0 | 0 | 0 | 0 | 0
895 | Synthetic pumped | pumped | 0 | 0 | 0 | 0 | 0 | 0
895 | Synthetic battery | battery | 0 | 0 | 0 | 0 | 0 | 0
896 | Synthetic pumped | pumped | 0 | 0 | 0 | 0 | 0 | 0
896 | Synthetic battery | battery | 0 | 0 | 0 | 0 | 0 | 0
897 | Synthetic pumped | pumped | 7.0184 | 0 | 0 | 6.3166 | 0.1316 | 0
897 | Synthetic battery | battery | 0 | 0 | 0 | 0 | 0 | 0
898 | Synthetic pumped | pumped | 12 | 0 | 6.3166 | 17.1166 | 0.3566 | 0
898 | Synthetic battery | battery | 8.8387 | 0 | 0 | 8.1489 | 0.40745 | 0
899 | Synthetic pumped | pumped | 12 | 0 | 17.1166 | 27.9166 | 0.5816 | 0
899 | Synthetic battery | battery | 10 | 0 | 8.1489 | 17.3685 | 0.86842 | 0
900 | Synthetic pumped | pumped | 12 | 0 | 27.9166 | 38.7166 | 0.8066 | 0
900 | Synthetic battery | battery | 2.8543 | 0 | 17.3685 | 20 | 1 | 0
901 | Synthetic pumped | pumped | 10.3149 | 0 | 38.7166 | 48 | 1 | 0
901 | Synthetic battery | battery | 0 | 0 | 20 | 20 | 1 | 0
902 | Synthetic pumped | pumped | 0 | 0 | 48 | 48 | 1 | 0
902 | Synthetic battery | battery | 0 | 0 | 20 | 20 | 1 | 0
903 | Synthetic pumped | pumped | 0 | 0 | 48 | 48 | 1 | 0
903 | Synthetic battery | battery | 0 | 0 | 20 | 20 | 1 | 0
904 | Synthetic pumped | pumped | 0 | 0 | 48 | 48 | 1 | 0
904 | Synthetic battery | battery | 0 | 0 | 20 | 20 | 1 | 0
905 | Synthetic pumped | pumped | 0 | 0 | 48 | 48 | 1 | 0
905 | Synthetic battery | battery | 0 | 0 | 20 | 20 | 1 | 0
906 | Synthetic pumped | pumped | 0 | 8.4243 | 48 | 38.6397 | 0.80499 | -1.7764e-15
906 | Synthetic battery | battery | 0 | 10 | 20 | 9.1535 | 0.45767 | 0
907 | Synthetic pumped | pumped | 0 | 12 | 38.6397 | 25.3064 | 0.52722 | 0
907 | Synthetic battery | battery | 0 | 8.4391 | 9.1535 | 0 | 0 | 0
908 | Synthetic pumped | pumped | 0 | 12 | 25.3064 | 11.973 | 0.24944 | 0
908 | Synthetic battery | battery | 0 | 0 | 0 | 0 | 0 | 0
909 | Synthetic pumped | pumped | 0 | 10.7757 | 11.973 | 0 | 0 | 0
909 | Synthetic battery | battery | 0 | 0 | 0 | 0 | 0 | 0
910 | Synthetic pumped | pumped | 0 | 0 | 0 | 0 | 0 | 0
910 | Synthetic battery | battery | 0 | 0 | 0 | 0 | 0 | 0
911 | Synthetic pumped | pumped | 0 | 0 | 0 | 0 | 0 | 0
911 | Synthetic battery | battery | 0 | 0 | 0 | 0 | 0 | 0
912 | Synthetic pumped | pumped | 0 | 0 | 0 | 0 | 0 | 0
912 | Synthetic battery | battery | 0 | 0 | 0 | 0 | 0 | 0
913 | Synthetic pumped | pumped | 0 | 0 | 0 | 0 | 0 | 0
913 | Synthetic battery | battery | 0 | 0 | 0 | 0 | 0 | 0
914 | Synthetic pumped | pumped | 0 | 0 | 0 | 0 | 0 | 0
914 | Synthetic battery | battery | 0 | 0 | 0 | 0 | 0 | 0
915 | Synthetic pumped | pumped | 0 | 0 | 0 | 0 | 0 | 0
915 | Synthetic battery | battery | 0 | 0 | 0 | 0 | 0 | 0
916 | Synthetic pumped | pumped | 0 | 0 | 0 | 0 | 0 | 0
916 | Synthetic battery | battery | 0 | 0 | 0 | 0 | 0 | 0
917 | Synthetic pumped | pumped | 0 | 0 | 0 | 0 | 0 | 0
917 | Synthetic battery | battery | 0 | 0 | 0 | 0 | 0 | 0
918 | Synthetic pumped | pumped | 0 | 0 | 0 | 0 | 0 | 0
918 | Synthetic battery | battery | 0 | 0 | 0 | 0 | 0 | 0
919 | Synthetic pumped | pumped | 0 | 0 | 0 | 0 | 0 | 0
919 | Synthetic battery | battery | 0 | 0 | 0 | 0 | 0 | 0
920 | Synthetic pumped | pumped | 0 | 0 | 0 | 0 | 0 | 0
920 | Synthetic battery | battery | 0 | 0 | 0 | 0 | 0 | 0
921 | Synthetic pumped | pumped | 0 | 0 | 0 | 0 | 0 | 0
921 | Synthetic battery | battery | 0 | 0 | 0 | 0 | 0 | 0
922 | Synthetic pumped | pumped | 8.3899 | 0 | 0 | 7.5509 | 0.15731 | 0
922 | Synthetic battery | battery | 0 | 0 | 0 | 0 | 0 | 0
923 | Synthetic pumped | pumped | 12 | 0 | 7.5509 | 18.3509 | 0.38231 | 1.7764e-15
923 | Synthetic battery | battery | 1.8439 | 0 | 0 | 1.7 | 0.085 | 0
924 | Synthetic pumped | pumped | 12 | 0 | 18.3509 | 29.1509 | 0.60731 | 0
924 | Synthetic battery | battery | 4.1001 | 0 | 1.7 | 5.4802 | 0.27401 | 0
925 | Synthetic pumped | pumped | 12 | 0 | 29.1509 | 39.9509 | 0.83231 | 0
925 | Synthetic battery | battery | 8.3226 | 0 | 5.4802 | 13.1532 | 0.65766 | 0
926 | Synthetic pumped | pumped | 8.9434 | 0 | 39.9509 | 48 | 1 | 0
926 | Synthetic battery | battery | 7.4264 | 0 | 13.1532 | 20 | 1 | 0
927 | Synthetic pumped | pumped | 0 | 0 | 48 | 48 | 1 | 0
927 | Synthetic battery | battery | 0 | 0 | 20 | 20 | 1 | 0
928 | Synthetic pumped | pumped | 0 | 0 | 48 | 48 | 1 | 0
928 | Synthetic battery | battery | 0 | 0 | 20 | 20 | 1 | 0
929 | Synthetic pumped | pumped | 0 | 0 | 48 | 48 | 1 | 0
929 | Synthetic battery | battery | 0 | 3.6929 | 20 | 15.9944 | 0.79972 | 0
930 | Synthetic pumped | pumped | 0 | 9.4234 | 48 | 37.5295 | 0.78186 | -3.5527e-15
930 | Synthetic battery | battery | 0 | 10 | 15.9944 | 5.1479 | 0.2574 | 0
931 | Synthetic pumped | pumped | 0 | 12 | 37.5295 | 24.1962 | 0.50409 | 0
931 | Synthetic battery | battery | 0 | 4.7461 | 5.1479 | 0 | 0 | 0
932 | Synthetic pumped | pumped | 0 | 12 | 24.1962 | 10.8628 | 0.22631 | 0
932 | Synthetic battery | battery | 0 | 0 | 0 | 0 | 0 | 0
933 | Synthetic pumped | pumped | 0 | 9.7766 | 10.8628 | 0 | 0 | 0
933 | Synthetic battery | battery | 0 | 0 | 0 | 0 | 0 | 0
934 | Synthetic pumped | pumped | 0 | 0 | 0 | 0 | 0 | 0
934 | Synthetic battery | battery | 0 | 0 | 0 | 0 | 0 | 0
935 | Synthetic pumped | pumped | 0 | 0 | 0 | 0 | 0 | 0
935 | Synthetic battery | battery | 0 | 0 | 0 | 0 | 0 | 0
936 | Synthetic pumped | pumped | 0 | 0 | 0 | 0 | 0 | 0
936 | Synthetic battery | battery | 0 | 0 | 0 | 0 | 0 | 0
937 | Synthetic pumped | pumped | 0 | 0 | 0 | 0 | 0 | 0
937 | Synthetic battery | battery | 0 | 0 | 0 | 0 | 0 | 0
938 | Synthetic pumped | pumped | 0 | 0 | 0 | 0 | 0 | 0
938 | Synthetic battery | battery | 0 | 0 | 0 | 0 | 0 | 0
939 | Synthetic pumped | pumped | 0 | 0 | 0 | 0 | 0 | 0
939 | Synthetic battery | battery | 0 | 0 | 0 | 0 | 0 | 0
940 | Synthetic pumped | pumped | 0 | 0 | 0 | 0 | 0 | 0
940 | Synthetic battery | battery | 0 | 0 | 0 | 0 | 0 | 0
941 | Synthetic pumped | pumped | 0 | 0 | 0 | 0 | 0 | 0
941 | Synthetic battery | battery | 0 | 0 | 0 | 0 | 0 | 0
942 | Synthetic pumped | pumped | 0 | 0 | 0 | 0 | 0 | 0
942 | Synthetic battery | battery | 0 | 0 | 0 | 0 | 0 | 0
943 | Synthetic pumped | pumped | 0 | 0 | 0 | 0 | 0 | 0
943 | Synthetic battery | battery | 0 | 0 | 0 | 0 | 0 | 0
944 | Synthetic pumped | pumped | 0 | 0 | 0 | 0 | 0 | 0
944 | Synthetic battery | battery | 0 | 0 | 0 | 0 | 0 | 0
945 | Synthetic pumped | pumped | 5.8716 | 0 | 0 | 5.2844 | 0.11009 | 0
945 | Synthetic battery | battery | 0 | 0 | 0 | 0 | 0 | 0
946 | Synthetic pumped | pumped | 12 | 0 | 5.2844 | 16.0844 | 0.33509 | 0
946 | Synthetic battery | battery | 1.2521 | 0 | 0 | 1.1544 | 0.057719 | 0
947 | Synthetic pumped | pumped | 12 | 0 | 16.0844 | 26.8844 | 0.56009 | 0
947 | Synthetic battery | battery | 6.4725 | 0 | 1.1544 | 7.1217 | 0.35609 | 0
948 | Synthetic pumped | pumped | 12 | 0 | 26.8844 | 37.6844 | 0.78509 | 0
948 | Synthetic battery | battery | 6.0444 | 0 | 7.1217 | 12.6944 | 0.63472 | -8.8818e-16
949 | Synthetic pumped | pumped | 11.4617 | 0 | 37.6844 | 48 | 1 | 0
949 | Synthetic battery | battery | 7.9241 | 0 | 12.6944 | 20 | 1 | 0
950 | Synthetic pumped | pumped | 0 | 0 | 48 | 48 | 1 | 0
950 | Synthetic battery | battery | 0 | 0 | 20 | 20 | 1 | 0
951 | Synthetic pumped | pumped | 0 | 0 | 48 | 48 | 1 | 0
951 | Synthetic battery | battery | 0 | 0 | 20 | 20 | 1 | 0
952 | Synthetic pumped | pumped | 0 | 0 | 48 | 48 | 1 | 0
952 | Synthetic battery | battery | 0 | 0 | 20 | 20 | 1 | 0
953 | Synthetic pumped | pumped | 0 | 2.4161 | 48 | 45.3155 | 0.94407 | -2.2204e-15
953 | Synthetic battery | battery | 0 | 10 | 20 | 9.1535 | 0.45767 | 0
954 | Synthetic pumped | pumped | 0 | 12 | 45.3155 | 31.9821 | 0.66629 | 0
954 | Synthetic battery | battery | 0 | 8.4391 | 9.1535 | 0 | 0 | 0
955 | Synthetic pumped | pumped | 0 | 12 | 31.9821 | 18.6488 | 0.38852 | 0
955 | Synthetic battery | battery | 0 | 0 | 0 | 0 | 0 | 0
956 | Synthetic pumped | pumped | 0 | 12 | 18.6488 | 5.3155 | 0.11074 | 0
956 | Synthetic battery | battery | 0 | 0 | 0 | 0 | 0 | 0
957 | Synthetic pumped | pumped | 0 | 4.7839 | 5.3155 | 0 | 0 | 0
957 | Synthetic battery | battery | 0 | 0 | 0 | 0 | 0 | 0
958 | Synthetic pumped | pumped | 0 | 0 | 0 | 0 | 0 | 0
958 | Synthetic battery | battery | 0 | 0 | 0 | 0 | 0 | 0
959 | Synthetic pumped | pumped | 0 | 0 | 0 | 0 | 0 | 0
959 | Synthetic battery | battery | 0 | 0 | 0 | 0 | 0 | 0
960 | Synthetic pumped | pumped | 0 | 0 | 0 | 0 | 0 | 0
960 | Synthetic battery | battery | 0 | 0 | 0 | 0 | 0 | 0
961 | Synthetic pumped | pumped | 0 | 0 | 0 | 0 | 0 | 0
961 | Synthetic battery | battery | 0 | 0 | 0 | 0 | 0 | 0
962 | Synthetic pumped | pumped | 0 | 0 | 0 | 0 | 0 | 0
962 | Synthetic battery | battery | 0 | 0 | 0 | 0 | 0 | 0
963 | Synthetic pumped | pumped | 0 | 0 | 0 | 0 | 0 | 0
963 | Synthetic battery | battery | 0 | 0 | 0 | 0 | 0 | 0
964 | Synthetic pumped | pumped | 0 | 0 | 0 | 0 | 0 | 0
964 | Synthetic battery | battery | 0 | 0 | 0 | 0 | 0 | 0
965 | Synthetic pumped | pumped | 0 | 0 | 0 | 0 | 0 | 0
965 | Synthetic battery | battery | 0 | 0 | 0 | 0 | 0 | 0
966 | Synthetic pumped | pumped | 0 | 0 | 0 | 0 | 0 | 0
966 | Synthetic battery | battery | 0 | 0 | 0 | 0 | 0 | 0
967 | Synthetic pumped | pumped | 0 | 0 | 0 | 0 | 0 | 0
967 | Synthetic battery | battery | 0 | 0 | 0 | 0 | 0 | 0
968 | Synthetic pumped | pumped | 2.2371 | 0 | 0 | 2.0134 | 0.041946 | 0
968 | Synthetic battery | battery | 0 | 0 | 0 | 0 | 0 | 0
969 | Synthetic pumped | pumped | 12 | 0 | 2.0134 | 12.8134 | 0.26695 | 0
969 | Synthetic battery | battery | 2.6581 | 0 | 0 | 2.4507 | 0.12253 | 0
970 | Synthetic pumped | pumped | 12 | 0 | 12.8134 | 23.6134 | 0.49195 | -1.7764e-15
970 | Synthetic battery | battery | 6.0947 | 0 | 2.4507 | 8.0697 | 0.40348 | 8.8818e-16
971 | Synthetic pumped | pumped | 12 | 0 | 23.6134 | 34.4134 | 0.71695 | -3.5527e-15
971 | Synthetic battery | battery | 10 | 0 | 8.0697 | 17.2892 | 0.86446 | 0
972 | Synthetic pumped | pumped | 12 | 0 | 34.4134 | 45.2134 | 0.94195 | -3.5527e-15
972 | Synthetic battery | battery | 2.9402 | 0 | 17.2892 | 20 | 1 | 0
973 | Synthetic pumped | pumped | 3.0962 | 0 | 45.2134 | 48 | 1 | 0
973 | Synthetic battery | battery | 0 | 0 | 20 | 20 | 1 | 0
974 | Synthetic pumped | pumped | 0 | 0 | 48 | 48 | 1 | 0
974 | Synthetic battery | battery | 0 | 0 | 20 | 20 | 1 | 0
975 | Synthetic pumped | pumped | 0 | 0 | 48 | 48 | 1 | 0
975 | Synthetic battery | battery | 0 | 0 | 20 | 20 | 1 | 0
976 | Synthetic pumped | pumped | 0 | 0 | 48 | 48 | 1 | 0
976 | Synthetic battery | battery | 0 | 0 | 20 | 20 | 1 | 0
977 | Synthetic pumped | pumped | 0 | 0 | 48 | 48 | 1 | 0
977 | Synthetic battery | battery | 0 | 6.0026 | 20 | 13.4893 | 0.67446 | 8.8818e-16
978 | Synthetic pumped | pumped | 0 | 12 | 48 | 34.6667 | 0.72222 | 3.5527e-15
978 | Synthetic battery | battery | 0 | 10 | 13.4893 | 2.6427 | 0.13214 | 0
979 | Synthetic pumped | pumped | 0 | 12 | 34.6667 | 21.3333 | 0.44444 | 0
979 | Synthetic battery | battery | 0 | 2.4365 | 2.6427 | 0 | 0 | 0
980 | Synthetic pumped | pumped | 0 | 12 | 21.3333 | 8 | 0.16667 | 0
980 | Synthetic battery | battery | 0 | 0 | 0 | 0 | 0 | 0
981 | Synthetic pumped | pumped | 0 | 7.2 | 8 | 0 | 0 | 0
981 | Synthetic battery | battery | 0 | 0 | 0 | 0 | 0 | 0
982 | Synthetic pumped | pumped | 0 | 0 | 0 | 0 | 0 | 0
982 | Synthetic battery | battery | 0 | 0 | 0 | 0 | 0 | 0
983 | Synthetic pumped | pumped | 0 | 0 | 0 | 0 | 0 | 0
983 | Synthetic battery | battery | 0 | 0 | 0 | 0 | 0 | 0
984 | Synthetic pumped | pumped | 0 | 0 | 0 | 0 | 0 | 0
984 | Synthetic battery | battery | 0 | 0 | 0 | 0 | 0 | 0
985 | Synthetic pumped | pumped | 0 | 0 | 0 | 0 | 0 | 0
985 | Synthetic battery | battery | 0 | 0 | 0 | 0 | 0 | 0
986 | Synthetic pumped | pumped | 0 | 0 | 0 | 0 | 0 | 0
986 | Synthetic battery | battery | 0 | 0 | 0 | 0 | 0 | 0
987 | Synthetic pumped | pumped | 0 | 0 | 0 | 0 | 0 | 0
987 | Synthetic battery | battery | 0 | 0 | 0 | 0 | 0 | 0
988 | Synthetic pumped | pumped | 0 | 0 | 0 | 0 | 0 | 0
988 | Synthetic battery | battery | 0 | 0 | 0 | 0 | 0 | 0
989 | Synthetic pumped | pumped | 0 | 0 | 0 | 0 | 0 | 0
989 | Synthetic battery | battery | 0 | 0 | 0 | 0 | 0 | 0
990 | Synthetic pumped | pumped | 0 | 0 | 0 | 0 | 0 | 0
990 | Synthetic battery | battery | 0 | 0 | 0 | 0 | 0 | 0
991 | Synthetic pumped | pumped | 0 | 0 | 0 | 0 | 0 | 0
991 | Synthetic battery | battery | 0 | 0 | 0 | 0 | 0 | 0
992 | Synthetic pumped | pumped | 0.96728 | 0 | 0 | 0.87055 | 0.018136 | 0
992 | Synthetic battery | battery | 0 | 0 | 0 | 0 | 0 | 0
993 | Synthetic pumped | pumped | 11.4751 | 0 | 0.87055 | 11.1981 | 0.23329 | 0
993 | Synthetic battery | battery | 0 | 0 | 0 | 0 | 0 | 0
994 | Synthetic pumped | pumped | 12 | 0 | 11.1981 | 21.9981 | 0.45829 | 0
994 | Synthetic battery | battery | 10 | 0 | 0 | 9.2195 | 0.46098 | 0
995 | Synthetic pumped | pumped | 12 | 0 | 21.9981 | 32.7981 | 0.68329 | 0
995 | Synthetic battery | battery | 10 | 0 | 9.2195 | 18.4391 | 0.92195 | 0
996 | Synthetic pumped | pumped | 12 | 0 | 32.7981 | 43.5981 | 0.90829 | -3.5527e-15
996 | Synthetic battery | battery | 1.693 | 0 | 18.4391 | 20 | 1 | 0
997 | Synthetic pumped | pumped | 4.891 | 0 | 43.5981 | 48 | 1 | 0
997 | Synthetic battery | battery | 0 | 0 | 20 | 20 | 1 | 0
998 | Synthetic pumped | pumped | 0 | 0 | 48 | 48 | 1 | 0
998 | Synthetic battery | battery | 0 | 0 | 20 | 20 | 1 | 0
999 | Synthetic pumped | pumped | 0 | 0 | 48 | 48 | 1 | 0
999 | Synthetic battery | battery | 0 | 0 | 20 | 20 | 1 | 0
1000 | Synthetic pumped | pumped | 0 | 0 | 48 | 48 | 1 | 0
1000 | Synthetic battery | battery | 0 | 0 | 20 | 20 | 1 | 0
1001 | Synthetic pumped | pumped | 0 | 0 | 48 | 48 | 1 | 0
1001 | Synthetic battery | battery | 0 | 2.9478 | 20 | 16.8027 | 0.84014 | 0
1002 | Synthetic pumped | pumped | 0 | 11.9167 | 48 | 34.7592 | 0.72415 | 3.5527e-15
1002 | Synthetic battery | battery | 0 | 10 | 16.8027 | 5.9562 | 0.29781 | 0
1003 | Synthetic pumped | pumped | 0 | 12 | 34.7592 | 21.4259 | 0.44637 | 0
1003 | Synthetic battery | battery | 0 | 5.4913 | 5.9562 | 0 | 0 | 0
1004 | Synthetic pumped | pumped | 0 | 12 | 21.4259 | 8.0925 | 0.16859 | 0
1004 | Synthetic battery | battery | 0 | 0 | 0 | 0 | 0 | 0
1005 | Synthetic pumped | pumped | 0 | 7.2833 | 8.0925 | 0 | 0 | 0
1005 | Synthetic battery | battery | 0 | 0 | 0 | 0 | 0 | 0
1006 | Synthetic pumped | pumped | 0 | 0 | 0 | 0 | 0 | 0
1006 | Synthetic battery | battery | 0 | 0 | 0 | 0 | 0 | 0
1007 | Synthetic pumped | pumped | 0 | 0 | 0 | 0 | 0 | 0
1007 | Synthetic battery | battery | 0 | 0 | 0 | 0 | 0 | 0
1008 | Synthetic pumped | pumped | 0 | 0 | 0 | 0 | 0 | 0
1008 | Synthetic battery | battery | 0 | 0 | 0 | 0 | 0 | 0
1009 | Synthetic pumped | pumped | 0 | 0 | 0 | 0 | 0 | 0
1009 | Synthetic battery | battery | 0 | 0 | 0 | 0 | 0 | 0
1010 | Synthetic pumped | pumped | 0 | 0 | 0 | 0 | 0 | 0
1010 | Synthetic battery | battery | 0 | 0 | 0 | 0 | 0 | 0
1011 | Synthetic pumped | pumped | 0 | 0 | 0 | 0 | 0 | 0
1011 | Synthetic battery | battery | 0 | 0 | 0 | 0 | 0 | 0
1012 | Synthetic pumped | pumped | 0 | 0 | 0 | 0 | 0 | 0
1012 | Synthetic battery | battery | 0 | 0 | 0 | 0 | 0 | 0
1013 | Synthetic pumped | pumped | 0 | 0 | 0 | 0 | 0 | 0
1013 | Synthetic battery | battery | 0 | 0 | 0 | 0 | 0 | 0
1014 | Synthetic pumped | pumped | 0 | 0 | 0 | 0 | 0 | 0
1014 | Synthetic battery | battery | 0 | 0 | 0 | 0 | 0 | 0
1015 | Synthetic pumped | pumped | 0 | 0 | 0 | 0 | 0 | 0
1015 | Synthetic battery | battery | 0 | 0 | 0 | 0 | 0 | 0
1016 | Synthetic pumped | pumped | 0 | 0 | 0 | 0 | 0 | 0
1016 | Synthetic battery | battery | 0 | 0 | 0 | 0 | 0 | 0
1017 | Synthetic pumped | pumped | 5.1453 | 0 | 0 | 4.6308 | 0.096475 | 0
1017 | Synthetic battery | battery | 0 | 0 | 0 | 0 | 0 | 0
1018 | Synthetic pumped | pumped | 5.5558 | 0 | 4.6308 | 9.631 | 0.20065 | 8.8818e-16
1018 | Synthetic battery | battery | 0 | 0 | 0 | 0 | 0 | 0
1019 | Synthetic pumped | pumped | 12 | 0 | 9.631 | 20.431 | 0.42565 | 0
1019 | Synthetic battery | battery | 4.7885 | 0 | 0 | 4.4147 | 0.22074 | 0
1020 | Synthetic pumped | pumped | 12 | 0 | 20.431 | 31.231 | 0.65065 | 0
1020 | Synthetic battery | battery | 6.5828 | 0 | 4.4147 | 10.4838 | 0.52419 | -8.8818e-16
1021 | Synthetic pumped | pumped | 12 | 0 | 31.231 | 42.031 | 0.87565 | 3.5527e-15
1021 | Synthetic battery | battery | 10 | 0 | 10.4838 | 19.7033 | 0.98517 | 0
1022 | Synthetic pumped | pumped | 6.6322 | 0 | 42.031 | 48 | 1 | 0
1022 | Synthetic battery | battery | 0.32181 | 0 | 19.7033 | 20 | 1 | 0
1023 | Synthetic pumped | pumped | 0 | 0 | 48 | 48 | 1 | 0
1023 | Synthetic battery | battery | 0 | 0 | 20 | 20 | 1 | 0
1024 | Synthetic pumped | pumped | 0 | 0 | 48 | 48 | 1 | 0
1024 | Synthetic battery | battery | 0 | 0 | 20 | 20 | 1 | 0
1025 | Synthetic pumped | pumped | 0 | 0 | 48 | 48 | 1 | 0
1025 | Synthetic battery | battery | 0 | 7.2499 | 20 | 12.1364 | 0.60682 | -8.8818e-16
1026 | Synthetic pumped | pumped | 0 | 12 | 48 | 34.6667 | 0.72222 | 3.5527e-15
1026 | Synthetic battery | battery | 0 | 10 | 12.1364 | 1.2899 | 0.064494 | 0
1027 | Synthetic pumped | pumped | 0 | 12 | 34.6667 | 21.3333 | 0.44444 | 0
1027 | Synthetic battery | battery | 0 | 1.1892 | 1.2899 | 0 | 0 | 0
1028 | Synthetic pumped | pumped | 0 | 12 | 21.3333 | 8 | 0.16667 | 0
1028 | Synthetic battery | battery | 0 | 0 | 0 | 0 | 0 | 0
1029 | Synthetic pumped | pumped | 0 | 7.2 | 8 | 0 | 0 | 0
1029 | Synthetic battery | battery | 0 | 0 | 0 | 0 | 0 | 0
1030 | Synthetic pumped | pumped | 0 | 0 | 0 | 0 | 0 | 0
1030 | Synthetic battery | battery | 0 | 0 | 0 | 0 | 0 | 0
1031 | Synthetic pumped | pumped | 0 | 0 | 0 | 0 | 0 | 0
1031 | Synthetic battery | battery | 0 | 0 | 0 | 0 | 0 | 0
1032 | Synthetic pumped | pumped | 0 | 0 | 0 | 0 | 0 | 0
1032 | Synthetic battery | battery | 0 | 0 | 0 | 0 | 0 | 0
1033 | Synthetic pumped | pumped | 0 | 0 | 0 | 0 | 0 | 0
1033 | Synthetic battery | battery | 0 | 0 | 0 | 0 | 0 | 0
1034 | Synthetic pumped | pumped | 0 | 0 | 0 | 0 | 0 | 0
1034 | Synthetic battery | battery | 0 | 0 | 0 | 0 | 0 | 0
1035 | Synthetic pumped | pumped | 0 | 0 | 0 | 0 | 0 | 0
1035 | Synthetic battery | battery | 0 | 0 | 0 | 0 | 0 | 0
1036 | Synthetic pumped | pumped | 0 | 0 | 0 | 0 | 0 | 0
1036 | Synthetic battery | battery | 0 | 0 | 0 | 0 | 0 | 0
1037 | Synthetic pumped | pumped | 0 | 0 | 0 | 0 | 0 | 0
1037 | Synthetic battery | battery | 0 | 0 | 0 | 0 | 0 | 0
1038 | Synthetic pumped | pumped | 0 | 0 | 0 | 0 | 0 | 0
1038 | Synthetic battery | battery | 0 | 0 | 0 | 0 | 0 | 0
1039 | Synthetic pumped | pumped | 0 | 0 | 0 | 0 | 0 | 0
1039 | Synthetic battery | battery | 0 | 0 | 0 | 0 | 0 | 0
1040 | Synthetic pumped | pumped | 0 | 0 | 0 | 0 | 0 | 0
1040 | Synthetic battery | battery | 0 | 0 | 0 | 0 | 0 | 0
1041 | Synthetic pumped | pumped | 2.681 | 0 | 0 | 2.4129 | 0.050269 | 0
1041 | Synthetic battery | battery | 0 | 0 | 0 | 0 | 0 | 0
1042 | Synthetic pumped | pumped | 6.015 | 0 | 2.4129 | 7.8264 | 0.16305 | 8.8818e-16
1042 | Synthetic battery | battery | 0 | 0 | 0 | 0 | 0 | 0
1043 | Synthetic pumped | pumped | 12 | 0 | 7.8264 | 18.6264 | 0.38805 | 1.7764e-15
1043 | Synthetic battery | battery | 7.9106 | 0 | 0 | 7.2932 | 0.36466 | 0
1044 | Synthetic pumped | pumped | 12 | 0 | 18.6264 | 29.4264 | 0.61305 | 0
1044 | Synthetic battery | battery | 8.5287 | 0 | 7.2932 | 15.1562 | 0.75781 | 0
1045 | Synthetic pumped | pumped | 12 | 0 | 29.4264 | 40.2264 | 0.83805 | 0
1045 | Synthetic battery | battery | 5.2538 | 0 | 15.1562 | 20 | 1 | 0
1046 | Synthetic pumped | pumped | 8.6373 | 0 | 40.2264 | 48 | 1 | 0
1046 | Synthetic battery | battery | 0 | 0 | 20 | 20 | 1 | 0
1047 | Synthetic pumped | pumped | 0 | 0 | 48 | 48 | 1 | 0
1047 | Synthetic battery | battery | 0 | 0 | 20 | 20 | 1 | 0
1048 | Synthetic pumped | pumped | 0 | 0 | 48 | 48 | 1 | 0
1048 | Synthetic battery | battery | 0 | 0 | 20 | 20 | 1 | 0
1049 | Synthetic pumped | pumped | 0 | 0 | 48 | 48 | 1 | 0
1049 | Synthetic battery | battery | 0 | 3.8428 | 20 | 15.8319 | 0.79159 | -8.8818e-16
1050 | Synthetic pumped | pumped | 0 | 8.6496 | 48 | 38.3893 | 0.79978 | -1.7764e-15
1050 | Synthetic battery | battery | 0 | 10 | 15.8319 | 4.9853 | 0.24927 | 0
1051 | Synthetic pumped | pumped | 0 | 12 | 38.3893 | 25.0559 | 0.522 | 0
1051 | Synthetic battery | battery | 0 | 4.5963 | 4.9853 | -8.8818e-16 | -4.4409e-17 | 0
1052 | Synthetic pumped | pumped | 0 | 12 | 25.0559 | 11.7226 | 0.24422 | 0
1052 | Synthetic battery | battery | 0 | -8.1886e-16 | -8.8818e-16 | 0 | 0 | 0
1053 | Synthetic pumped | pumped | 0 | 10.5504 | 11.7226 | 0 | 0 | 0
1053 | Synthetic battery | battery | 0 | 0 | 0 | 0 | 0 | 0
1054 | Synthetic pumped | pumped | 0 | 0 | 0 | 0 | 0 | 0
1054 | Synthetic battery | battery | 0 | 0 | 0 | 0 | 0 | 0
1055 | Synthetic pumped | pumped | 0 | 0 | 0 | 0 | 0 | 0
1055 | Synthetic battery | battery | 0 | 0 | 0 | 0 | 0 | 0
1056 | Synthetic pumped | pumped | 0 | 0 | 0 | 0 | 0 | 0
1056 | Synthetic battery | battery | 0 | 0 | 0 | 0 | 0 | 0
1057 | Synthetic pumped | pumped | 0 | 0 | 0 | 0 | 0 | 0
1057 | Synthetic battery | battery | 0 | 0 | 0 | 0 | 0 | 0
1058 | Synthetic pumped | pumped | 0 | 0 | 0 | 0 | 0 | 0
1058 | Synthetic battery | battery | 0 | 0 | 0 | 0 | 0 | 0
1059 | Synthetic pumped | pumped | 0 | 0 | 0 | 0 | 0 | 0
1059 | Synthetic battery | battery | 0 | 0 | 0 | 0 | 0 | 0
1060 | Synthetic pumped | pumped | 0 | 0 | 0 | 0 | 0 | 0
1060 | Synthetic battery | battery | 0 | 0 | 0 | 0 | 0 | 0
1061 | Synthetic pumped | pumped | 0 | 0 | 0 | 0 | 0 | 0
1061 | Synthetic battery | battery | 0 | 0 | 0 | 0 | 0 | 0
1062 | Synthetic pumped | pumped | 0 | 0 | 0 | 0 | 0 | 0
1062 | Synthetic battery | battery | 0 | 0 | 0 | 0 | 0 | 0
1063 | Synthetic pumped | pumped | 0 | 0 | 0 | 0 | 0 | 0
1063 | Synthetic battery | battery | 0 | 0 | 0 | 0 | 0 | 0
1064 | Synthetic pumped | pumped | 0 | 0 | 0 | 0 | 0 | 0
1064 | Synthetic battery | battery | 0 | 0 | 0 | 0 | 0 | 0
1065 | Synthetic pumped | pumped | 0 | 0 | 0 | 0 | 0 | 0
1065 | Synthetic battery | battery | 0 | 0 | 0 | 0 | 0 | 0
1066 | Synthetic pumped | pumped | 9.6346 | 0 | 0 | 8.6711 | 0.18065 | 0
1066 | Synthetic battery | battery | 0 | 0 | 0 | 0 | 0 | 0
1067 | Synthetic pumped | pumped | 10.1725 | 0 | 8.6711 | 17.8263 | 0.37138 | 0
1067 | Synthetic battery | battery | 0 | 0 | 0 | 0 | 0 | 0
1068 | Synthetic pumped | pumped | 12 | 0 | 17.8263 | 28.6263 | 0.59638 | 0
1068 | Synthetic battery | battery | 6.4885 | 0 | 0 | 5.9821 | 0.29911 | 0
1069 | Synthetic pumped | pumped | 12 | 0 | 28.6263 | 39.4263 | 0.82138 | 3.5527e-15
1069 | Synthetic battery | battery | 2.4217 | 0 | 5.9821 | 8.2148 | 0.41074 | -8.8818e-16
1070 | Synthetic pumped | pumped | 9.5263 | 0 | 39.4263 | 48 | 1 | 0
1070 | Synthetic battery | battery | 5.6376 | 0 | 8.2148 | 13.4124 | 0.67062 | 0
1071 | Synthetic pumped | pumped | 0 | 0 | 48 | 48 | 1 | 0
1071 | Synthetic battery | battery | 2.873 | 0 | 13.4124 | 16.0612 | 0.80306 | -8.8818e-16
1072 | Synthetic pumped | pumped | 0 | 0 | 48 | 48 | 1 | 0
1072 | Synthetic battery | battery | 0 | 0 | 16.0612 | 16.0612 | 0.80306 | 0
1073 | Synthetic pumped | pumped | 0 | 0 | 48 | 48 | 1 | 0
1073 | Synthetic battery | battery | 0 | 9.3832 | 16.0612 | 5.8837 | 0.29418 | 0
1074 | Synthetic pumped | pumped | 0 | 12 | 48 | 34.6667 | 0.72222 | 3.5527e-15
1074 | Synthetic battery | battery | 0 | 5.4245 | 5.8837 | 0 | 0 | 0
1075 | Synthetic pumped | pumped | 0 | 12 | 34.6667 | 21.3333 | 0.44444 | 0
1075 | Synthetic battery | battery | 0 | 0 | 0 | 0 | 0 | 0
1076 | Synthetic pumped | pumped | 0 | 12 | 21.3333 | 8 | 0.16667 | 0
1076 | Synthetic battery | battery | 0 | 0 | 0 | 0 | 0 | 0
1077 | Synthetic pumped | pumped | 0 | 7.2 | 8 | 0 | 0 | 0
1077 | Synthetic battery | battery | 0 | 0 | 0 | 0 | 0 | 0
1078 | Synthetic pumped | pumped | 0 | 0 | 0 | 0 | 0 | 0
1078 | Synthetic battery | battery | 0 | 0 | 0 | 0 | 0 | 0
1079 | Synthetic pumped | pumped | 0 | 0 | 0 | 0 | 0 | 0
1079 | Synthetic battery | battery | 0 | 0 | 0 | 0 | 0 | 0
1080 | Synthetic pumped | pumped | 0 | 0 | 0 | 0 | 0 | 0
1080 | Synthetic battery | battery | 0 | 0 | 0 | 0 | 0 | 0
1081 | Synthetic pumped | pumped | 0 | 0 | 0 | 0 | 0 | 0
1081 | Synthetic battery | battery | 0 | 0 | 0 | 0 | 0 | 0
1082 | Synthetic pumped | pumped | 0 | 0 | 0 | 0 | 0 | 0
1082 | Synthetic battery | battery | 0 | 0 | 0 | 0 | 0 | 0
1083 | Synthetic pumped | pumped | 0 | 0 | 0 | 0 | 0 | 0
1083 | Synthetic battery | battery | 0 | 0 | 0 | 0 | 0 | 0
1084 | Synthetic pumped | pumped | 0 | 0 | 0 | 0 | 0 | 0
1084 | Synthetic battery | battery | 0 | 0 | 0 | 0 | 0 | 0
1085 | Synthetic pumped | pumped | 0 | 0 | 0 | 0 | 0 | 0
1085 | Synthetic battery | battery | 0 | 0 | 0 | 0 | 0 | 0
1086 | Synthetic pumped | pumped | 0 | 0 | 0 | 0 | 0 | 0
1086 | Synthetic battery | battery | 0 | 0 | 0 | 0 | 0 | 0
1087 | Synthetic pumped | pumped | 0 | 0 | 0 | 0 | 0 | 0
1087 | Synthetic battery | battery | 0 | 0 | 0 | 0 | 0 | 0
1088 | Synthetic pumped | pumped | 0 | 0 | 0 | 0 | 0 | 0
1088 | Synthetic battery | battery | 0 | 0 | 0 | 0 | 0 | 0
1089 | Synthetic pumped | pumped | 5.8637 | 0 | 0 | 5.2773 | 0.10994 | 0
1089 | Synthetic battery | battery | 0 | 0 | 0 | 0 | 0 | 0
1090 | Synthetic pumped | pumped | 12 | 0 | 5.2773 | 16.0773 | 0.33494 | 1.7764e-15
1090 | Synthetic battery | battery | 0.36628 | 0 | 0 | 0.33769 | 0.016884 | 0
1091 | Synthetic pumped | pumped | 10.5861 | 0 | 16.0773 | 25.6048 | 0.53343 | -1.7764e-15
1091 | Synthetic battery | battery | 0 | 0 | 0.33769 | 0.33769 | 0.016884 | 0
1092 | Synthetic pumped | pumped | 12 | 0 | 25.6048 | 36.4048 | 0.75843 | -3.5527e-15
1092 | Synthetic battery | battery | 6.7297 | 0 | 0.33769 | 6.5422 | 0.32711 | 0
1093 | Synthetic pumped | pumped | 12 | 0 | 36.4048 | 47.2048 | 0.98343 | -3.5527e-15
1093 | Synthetic battery | battery | 3.5021 | 0 | 6.5422 | 9.771 | 0.48855 | 0
1094 | Synthetic pumped | pumped | 0.88355 | 0 | 47.2048 | 48 | 1 | 0
1094 | Synthetic battery | battery | 9.5537 | 0 | 9.771 | 18.579 | 0.92895 | 0
1095 | Synthetic pumped | pumped | 0 | 0 | 48 | 48 | 1 | 0
1095 | Synthetic battery | battery | 1.5413 | 0 | 18.579 | 20 | 1 | 0
1096 | Synthetic pumped | pumped | 0 | 0 | 48 | 48 | 1 | 0
1096 | Synthetic battery | battery | 0 | 0 | 20 | 20 | 1 | 0
1097 | Synthetic pumped | pumped | 0 | 0 | 48 | 48 | 1 | 0
1097 | Synthetic battery | battery | 0 | 4.389 | 20 | 15.2395 | 0.76197 | 0
1098 | Synthetic pumped | pumped | 0 | 9.7485 | 48 | 37.1683 | 0.77434 | -3.5527e-15
1098 | Synthetic battery | battery | 0 | 10 | 15.2395 | 4.393 | 0.21965 | 0
1099 | Synthetic pumped | pumped | 0 | 12 | 37.1683 | 23.835 | 0.49656 | 0
1099 | Synthetic battery | battery | 0 | 4.0501 | 4.393 | 0 | 0 | 0
1100 | Synthetic pumped | pumped | 0 | 12 | 23.835 | 10.5017 | 0.21878 | 0
1100 | Synthetic battery | battery | 0 | 0 | 0 | 0 | 0 | 0
1101 | Synthetic pumped | pumped | 0 | 9.4515 | 10.5017 | 0 | 0 | 0
1101 | Synthetic battery | battery | 0 | 0 | 0 | 0 | 0 | 0
1102 | Synthetic pumped | pumped | 0 | 0 | 0 | 0 | 0 | 0
1102 | Synthetic battery | battery | 0 | 0 | 0 | 0 | 0 | 0
1103 | Synthetic pumped | pumped | 0 | 0 | 0 | 0 | 0 | 0
1103 | Synthetic battery | battery | 0 | 0 | 0 | 0 | 0 | 0
1104 | Synthetic pumped | pumped | 0 | 0 | 0 | 0 | 0 | 0
1104 | Synthetic battery | battery | 0 | 0 | 0 | 0 | 0 | 0
1105 | Synthetic pumped | pumped | 0 | 0 | 0 | 0 | 0 | 0
1105 | Synthetic battery | battery | 0 | 0 | 0 | 0 | 0 | 0
1106 | Synthetic pumped | pumped | 0 | 0 | 0 | 0 | 0 | 0
1106 | Synthetic battery | battery | 0 | 0 | 0 | 0 | 0 | 0
1107 | Synthetic pumped | pumped | 0 | 0 | 0 | 0 | 0 | 0
1107 | Synthetic battery | battery | 0 | 0 | 0 | 0 | 0 | 0
1108 | Synthetic pumped | pumped | 0 | 0 | 0 | 0 | 0 | 0
1108 | Synthetic battery | battery | 0 | 0 | 0 | 0 | 0 | 0
1109 | Synthetic pumped | pumped | 0 | 0 | 0 | 0 | 0 | 0
1109 | Synthetic battery | battery | 0 | 0 | 0 | 0 | 0 | 0
1110 | Synthetic pumped | pumped | 0 | 0 | 0 | 0 | 0 | 0
1110 | Synthetic battery | battery | 0 | 0 | 0 | 0 | 0 | 0
1111 | Synthetic pumped | pumped | 0 | 0 | 0 | 0 | 0 | 0
1111 | Synthetic battery | battery | 0 | 0 | 0 | 0 | 0 | 0
1112 | Synthetic pumped | pumped | 0 | 0 | 0 | 0 | 0 | 0
1112 | Synthetic battery | battery | 0 | 0 | 0 | 0 | 0 | 0
1113 | Synthetic pumped | pumped | 4.1696 | 0 | 0 | 3.7526 | 0.078179 | 0
1113 | Synthetic battery | battery | 0 | 0 | 0 | 0 | 0 | 0
1114 | Synthetic pumped | pumped | 11.7625 | 0 | 3.7526 | 14.3388 | 0.29873 | 0
1114 | Synthetic battery | battery | 0 | 0 | 0 | 0 | 0 | 0
1115 | Synthetic pumped | pumped | 12 | 0 | 14.3388 | 25.1388 | 0.52373 | 1.7764e-15
1115 | Synthetic battery | battery | 10 | 0 | 0 | 9.2195 | 0.46098 | 0
1116 | Synthetic pumped | pumped | 12 | 0 | 25.1388 | 35.9388 | 0.74873 | -3.5527e-15
1116 | Synthetic battery | battery | 5.1451 | 0 | 9.2195 | 13.9631 | 0.69815 | 0
1117 | Synthetic pumped | pumped | 12 | 0 | 35.9388 | 46.7388 | 0.97373 | -3.5527e-15
1117 | Synthetic battery | battery | 6.548 | 0 | 13.9631 | 20 | 1 | 0
1118 | Synthetic pumped | pumped | 1.4013 | 0 | 46.7388 | 48 | 1 | 0
1118 | Synthetic battery | battery | 0 | 0 | 20 | 20 | 1 | 0
1119 | Synthetic pumped | pumped | 0 | 0 | 48 | 48 | 1 | 0
1119 | Synthetic battery | battery | 0 | 0 | 20 | 20 | 1 | 0
1120 | Synthetic pumped | pumped | 0 | 0 | 48 | 48 | 1 | 0
1120 | Synthetic battery | battery | 0 | 0 | 20 | 20 | 1 | 0
1121 | Synthetic pumped | pumped | 0 | 0 | 48 | 48 | 1 | 0
1121 | Synthetic battery | battery | 0 | 6.6573 | 20 | 12.7792 | 0.63896 | -8.8818e-16
1122 | Synthetic pumped | pumped | 0 | 12 | 48 | 34.6667 | 0.72222 | 3.5527e-15
1122 | Synthetic battery | battery | 0 | 10 | 12.7792 | 1.9327 | 0.096634 | 0
1123 | Synthetic pumped | pumped | 0 | 12 | 34.6667 | 21.3333 | 0.44444 | 0
1123 | Synthetic battery | battery | 0 | 1.7818 | 1.9327 | 0 | 0 | 0
1124 | Synthetic pumped | pumped | 0 | 12 | 21.3333 | 8 | 0.16667 | 0
1124 | Synthetic battery | battery | 0 | 0 | 0 | 0 | 0 | 0
1125 | Synthetic pumped | pumped | 0 | 7.2 | 8 | 0 | 0 | 0
1125 | Synthetic battery | battery | 0 | 0 | 0 | 0 | 0 | 0
1126 | Synthetic pumped | pumped | 0 | 0 | 0 | 0 | 0 | 0
1126 | Synthetic battery | battery | 0 | 0 | 0 | 0 | 0 | 0
1127 | Synthetic pumped | pumped | 0 | 0 | 0 | 0 | 0 | 0
1127 | Synthetic battery | battery | 0 | 0 | 0 | 0 | 0 | 0
1128 | Synthetic pumped | pumped | 0 | 0 | 0 | 0 | 0 | 0
1128 | Synthetic battery | battery | 0 | 0 | 0 | 0 | 0 | 0
1129 | Synthetic pumped | pumped | 0 | 0 | 0 | 0 | 0 | 0
1129 | Synthetic battery | battery | 0 | 0 | 0 | 0 | 0 | 0
1130 | Synthetic pumped | pumped | 0 | 0 | 0 | 0 | 0 | 0
1130 | Synthetic battery | battery | 0 | 0 | 0 | 0 | 0 | 0
1131 | Synthetic pumped | pumped | 0 | 0 | 0 | 0 | 0 | 0
1131 | Synthetic battery | battery | 0 | 0 | 0 | 0 | 0 | 0
1132 | Synthetic pumped | pumped | 0 | 0 | 0 | 0 | 0 | 0
1132 | Synthetic battery | battery | 0 | 0 | 0 | 0 | 0 | 0
1133 | Synthetic pumped | pumped | 0 | 0 | 0 | 0 | 0 | 0
1133 | Synthetic battery | battery | 0 | 0 | 0 | 0 | 0 | 0
1134 | Synthetic pumped | pumped | 0 | 0 | 0 | 0 | 0 | 0
1134 | Synthetic battery | battery | 0 | 0 | 0 | 0 | 0 | 0
1135 | Synthetic pumped | pumped | 0 | 0 | 0 | 0 | 0 | 0
1135 | Synthetic battery | battery | 0 | 0 | 0 | 0 | 0 | 0
1136 | Synthetic pumped | pumped | 0.048629 | 0 | 0 | 0.043767 | 0.0009118 | 0
1136 | Synthetic battery | battery | 0 | 0 | 0 | 0 | 0 | 0
1137 | Synthetic pumped | pumped | 6.692 | 0 | 0.043767 | 6.0666 | 0.12639 | 0
1137 | Synthetic battery | battery | 0 | 0 | 0 | 0 | 0 | 0
1138 | Synthetic pumped | pumped | 12 | 0 | 6.0666 | 16.8666 | 0.35139 | 0
1138 | Synthetic battery | battery | 1.8932 | 0 | 0 | 1.7455 | 0.087274 | 0
1139 | Synthetic pumped | pumped | 12 | 0 | 16.8666 | 27.6666 | 0.57639 | 0
1139 | Synthetic battery | battery | 10 | 0 | 1.7455 | 10.965 | 0.54825 | 0
1140 | Synthetic pumped | pumped | 12 | 0 | 27.6666 | 38.4666 | 0.80139 | 0
1140 | Synthetic battery | battery | 9.7998 | 0 | 10.965 | 20 | 1 | 0
1141 | Synthetic pumped | pumped | 10.5927 | 0 | 38.4666 | 48 | 1 | 0
1141 | Synthetic battery | battery | 0 | 0 | 20 | 20 | 1 | 0
1142 | Synthetic pumped | pumped | 0 | 0 | 48 | 48 | 1 | 0
1142 | Synthetic battery | battery | 0 | 0 | 20 | 20 | 1 | 0
1143 | Synthetic pumped | pumped | 0 | 0 | 48 | 48 | 1 | 0
1143 | Synthetic battery | battery | 0 | 0 | 20 | 20 | 1 | 0
1144 | Synthetic pumped | pumped | 0 | 0 | 48 | 48 | 1 | 0
1144 | Synthetic battery | battery | 0 | 0 | 20 | 20 | 1 | 0
1145 | Synthetic pumped | pumped | 0 | 0 | 48 | 48 | 1 | 0
1145 | Synthetic battery | battery | 0 | 5.7741 | 20 | 13.7371 | 0.68686 | 0
1146 | Synthetic pumped | pumped | 0 | 12 | 48 | 34.6667 | 0.72222 | 3.5527e-15
1146 | Synthetic battery | battery | 0 | 10 | 13.7371 | 2.8906 | 0.14453 | 0
1147 | Synthetic pumped | pumped | 0 | 12 | 34.6667 | 21.3333 | 0.44444 | 0
1147 | Synthetic battery | battery | 0 | 2.665 | 2.8906 | 0 | 0 | 0
1148 | Synthetic pumped | pumped | 0 | 12 | 21.3333 | 8 | 0.16667 | 0
1148 | Synthetic battery | battery | 0 | 0 | 0 | 0 | 0 | 0
1149 | Synthetic pumped | pumped | 0 | 7.2 | 8 | 0 | 0 | 0
1149 | Synthetic battery | battery | 0 | 0 | 0 | 0 | 0 | 0
1150 | Synthetic pumped | pumped | 0 | 0 | 0 | 0 | 0 | 0
1150 | Synthetic battery | battery | 0 | 0 | 0 | 0 | 0 | 0
1151 | Synthetic pumped | pumped | 0 | 0 | 0 | 0 | 0 | 0
1151 | Synthetic battery | battery | 0 | 0 | 0 | 0 | 0 | 0
1152 | Synthetic pumped | pumped | 0 | 0 | 0 | 0 | 0 | 0
1152 | Synthetic battery | battery | 0 | 0 | 0 | 0 | 0 | 0
1153 | Synthetic pumped | pumped | 0 | 0 | 0 | 0 | 0 | 0
1153 | Synthetic battery | battery | 0 | 0 | 0 | 0 | 0 | 0
1154 | Synthetic pumped | pumped | 0 | 0 | 0 | 0 | 0 | 0
1154 | Synthetic battery | battery | 0 | 0 | 0 | 0 | 0 | 0
1155 | Synthetic pumped | pumped | 0 | 0 | 0 | 0 | 0 | 0
1155 | Synthetic battery | battery | 0 | 0 | 0 | 0 | 0 | 0
1156 | Synthetic pumped | pumped | 0 | 0 | 0 | 0 | 0 | 0
1156 | Synthetic battery | battery | 0 | 0 | 0 | 0 | 0 | 0
1157 | Synthetic pumped | pumped | 0 | 0 | 0 | 0 | 0 | 0
1157 | Synthetic battery | battery | 0 | 0 | 0 | 0 | 0 | 0
1158 | Synthetic pumped | pumped | 0 | 0 | 0 | 0 | 0 | 0
1158 | Synthetic battery | battery | 0 | 0 | 0 | 0 | 0 | 0
1159 | Synthetic pumped | pumped | 0 | 0 | 0 | 0 | 0 | 0
1159 | Synthetic battery | battery | 0 | 0 | 0 | 0 | 0 | 0
1160 | Synthetic pumped | pumped | 0 | 0 | 0 | 0 | 0 | 0
1160 | Synthetic battery | battery | 0 | 0 | 0 | 0 | 0 | 0
1161 | Synthetic pumped | pumped | 10.6473 | 0 | 0 | 9.5825 | 0.19964 | 0
1161 | Synthetic battery | battery | 0 | 0 | 0 | 0 | 0 | 0
1162 | Synthetic pumped | pumped | 12 | 0 | 9.5825 | 20.3825 | 0.42464 | -1.7764e-15
1162 | Synthetic battery | battery | 2.1753 | 0 | 0 | 2.0056 | 0.10028 | 0
1163 | Synthetic pumped | pumped | 12 | 0 | 20.3825 | 31.1825 | 0.64964 | 0
1163 | Synthetic battery | battery | 10 | 0 | 2.0056 | 11.2251 | 0.56126 | 0
1164 | Synthetic pumped | pumped | 12 | 0 | 31.1825 | 41.9825 | 0.87464 | 0
1164 | Synthetic battery | battery | 9.5177 | 0 | 11.2251 | 20 | 1 | 0
1165 | Synthetic pumped | pumped | 6.6861 | 0 | 41.9825 | 48 | 1 | 0
1165 | Synthetic battery | battery | 0 | 0 | 20 | 20 | 1 | 0
1166 | Synthetic pumped | pumped | 0 | 0 | 48 | 48 | 1 | 0
1166 | Synthetic battery | battery | 0 | 0 | 20 | 20 | 1 | 0
1167 | Synthetic pumped | pumped | 0 | 0 | 48 | 48 | 1 | 0
1167 | Synthetic battery | battery | 0 | 0 | 20 | 20 | 1 | 0
1168 | Synthetic pumped | pumped | 0 | 0 | 48 | 48 | 1 | 0
1168 | Synthetic battery | battery | 0 | 0 | 20 | 20 | 1 | 0
1169 | Synthetic pumped | pumped | 0 | 0 | 48 | 48 | 1 | 0
1169 | Synthetic battery | battery | 0 | 3.4342 | 20 | 16.2751 | 0.81375 | 0
1170 | Synthetic pumped | pumped | 0 | 12 | 48 | 34.6667 | 0.72222 | 3.5527e-15
1170 | Synthetic battery | battery | 0 | 10 | 16.2751 | 5.4285 | 0.27143 | 0
1171 | Synthetic pumped | pumped | 0 | 12 | 34.6667 | 21.3333 | 0.44444 | 0
1171 | Synthetic battery | battery | 0 | 5.0049 | 5.4285 | 0 | 0 | 0
1172 | Synthetic pumped | pumped | 0 | 12 | 21.3333 | 8 | 0.16667 | 0
1172 | Synthetic battery | battery | 0 | 0 | 0 | 0 | 0 | 0
1173 | Synthetic pumped | pumped | 0 | 7.2 | 8 | 0 | 0 | 0
1173 | Synthetic battery | battery | 0 | 0 | 0 | 0 | 0 | 0
1174 | Synthetic pumped | pumped | 0 | 0 | 0 | 0 | 0 | 0
1174 | Synthetic battery | battery | 0 | 0 | 0 | 0 | 0 | 0
1175 | Synthetic pumped | pumped | 0 | 0 | 0 | 0 | 0 | 0
1175 | Synthetic battery | battery | 0 | 0 | 0 | 0 | 0 | 0
1176 | Synthetic pumped | pumped | 0 | 0 | 0 | 0 | 0 | 0
1176 | Synthetic battery | battery | 0 | 0 | 0 | 0 | 0 | 0
1177 | Synthetic pumped | pumped | 0 | 0 | 0 | 0 | 0 | 0
1177 | Synthetic battery | battery | 0 | 0 | 0 | 0 | 0 | 0
1178 | Synthetic pumped | pumped | 0 | 0 | 0 | 0 | 0 | 0
1178 | Synthetic battery | battery | 0 | 0 | 0 | 0 | 0 | 0
1179 | Synthetic pumped | pumped | 0 | 0 | 0 | 0 | 0 | 0
1179 | Synthetic battery | battery | 0 | 0 | 0 | 0 | 0 | 0
1180 | Synthetic pumped | pumped | 0 | 0 | 0 | 0 | 0 | 0
1180 | Synthetic battery | battery | 0 | 0 | 0 | 0 | 0 | 0
1181 | Synthetic pumped | pumped | 0 | 0 | 0 | 0 | 0 | 0
1181 | Synthetic battery | battery | 0 | 0 | 0 | 0 | 0 | 0
1182 | Synthetic pumped | pumped | 0 | 0 | 0 | 0 | 0 | 0
1182 | Synthetic battery | battery | 0 | 0 | 0 | 0 | 0 | 0
1183 | Synthetic pumped | pumped | 0 | 0 | 0 | 0 | 0 | 0
1183 | Synthetic battery | battery | 0 | 0 | 0 | 0 | 0 | 0
1184 | Synthetic pumped | pumped | 0 | 0 | 0 | 0 | 0 | 0
1184 | Synthetic battery | battery | 0 | 0 | 0 | 0 | 0 | 0
1185 | Synthetic pumped | pumped | 9.503 | 0 | 0 | 8.5527 | 0.17818 | 0
1185 | Synthetic battery | battery | 0 | 0 | 0 | 0 | 0 | 0
1186 | Synthetic pumped | pumped | 11.608 | 0 | 8.5527 | 18.9999 | 0.39583 | 0
1186 | Synthetic battery | battery | 0 | 0 | 0 | 0 | 0 | 0
1187 | Synthetic pumped | pumped | 12 | 0 | 18.9999 | 29.7999 | 0.62083 | 0
1187 | Synthetic battery | battery | 7.0397 | 0 | 0 | 6.4903 | 0.32451 | 0
1188 | Synthetic pumped | pumped | 12 | 0 | 29.7999 | 40.5999 | 0.84583 | 3.5527e-15
1188 | Synthetic battery | battery | 10 | 0 | 6.4903 | 15.7098 | 0.78549 | 0
1189 | Synthetic pumped | pumped | 8.2223 | 0 | 40.5999 | 48 | 1 | 0
1189 | Synthetic battery | battery | 4.6534 | 0 | 15.7098 | 20 | 1 | 0
1190 | Synthetic pumped | pumped | 0 | 0 | 48 | 48 | 1 | 0
1190 | Synthetic battery | battery | 0 | 0 | 20 | 20 | 1 | 0
1191 | Synthetic pumped | pumped | 0 | 0 | 48 | 48 | 1 | 0
1191 | Synthetic battery | battery | 0 | 0 | 20 | 20 | 1 | 0
1192 | Synthetic pumped | pumped | 0 | 0 | 48 | 48 | 1 | 0
1192 | Synthetic battery | battery | 0 | 0 | 20 | 20 | 1 | 0
1193 | Synthetic pumped | pumped | 0 | 0 | 48 | 48 | 1 | 0
1193 | Synthetic battery | battery | 0 | 6.922 | 20 | 12.4921 | 0.6246 | 0
1194 | Synthetic pumped | pumped | 0 | 7.6678 | 48 | 39.4802 | 0.8225 | -3.5527e-15
1194 | Synthetic battery | battery | 0 | 10 | 12.4921 | 1.6455 | 0.082277 | 0
1195 | Synthetic pumped | pumped | 0 | 12 | 39.4802 | 26.1469 | 0.54473 | 0
1195 | Synthetic battery | battery | 0 | 1.5171 | 1.6455 | 0 | 0 | 0
1196 | Synthetic pumped | pumped | 0 | 12 | 26.1469 | 12.8135 | 0.26695 | 0
1196 | Synthetic battery | battery | 0 | 0 | 0 | 0 | 0 | 0
1197 | Synthetic pumped | pumped | 0 | 11.5322 | 12.8135 | 0 | 0 | 0
1197 | Synthetic battery | battery | 0 | 0 | 0 | 0 | 0 | 0
1198 | Synthetic pumped | pumped | 0 | 0 | 0 | 0 | 0 | 0
1198 | Synthetic battery | battery | 0 | 0 | 0 | 0 | 0 | 0
1199 | Synthetic pumped | pumped | 0 | 0 | 0 | 0 | 0 | 0
1199 | Synthetic battery | battery | 0 | 0 | 0 | 0 | 0 | 0
1200 | Synthetic pumped | pumped | 0 | 0 | 0 | 0 | 0 | 0
1200 | Synthetic battery | battery | 0 | 0 | 0 | 0 | 0 | 0
1201 | Synthetic pumped | pumped | 0 | 0 | 0 | 0 | 0 | 0
1201 | Synthetic battery | battery | 0 | 0 | 0 | 0 | 0 | 0
1202 | Synthetic pumped | pumped | 0 | 0 | 0 | 0 | 0 | 0
1202 | Synthetic battery | battery | 0 | 0 | 0 | 0 | 0 | 0
1203 | Synthetic pumped | pumped | 0 | 0 | 0 | 0 | 0 | 0
1203 | Synthetic battery | battery | 0 | 0 | 0 | 0 | 0 | 0
1204 | Synthetic pumped | pumped | 0 | 0 | 0 | 0 | 0 | 0
1204 | Synthetic battery | battery | 0 | 0 | 0 | 0 | 0 | 0
1205 | Synthetic pumped | pumped | 0 | 0 | 0 | 0 | 0 | 0
1205 | Synthetic battery | battery | 0 | 0 | 0 | 0 | 0 | 0
1206 | Synthetic pumped | pumped | 0 | 0 | 0 | 0 | 0 | 0
1206 | Synthetic battery | battery | 0 | 0 | 0 | 0 | 0 | 0
1207 | Synthetic pumped | pumped | 0 | 0 | 0 | 0 | 0 | 0
1207 | Synthetic battery | battery | 0 | 0 | 0 | 0 | 0 | 0
1208 | Synthetic pumped | pumped | 0 | 0 | 0 | 0 | 0 | 0
1208 | Synthetic battery | battery | 0 | 0 | 0 | 0 | 0 | 0
1209 | Synthetic pumped | pumped | 3.6934 | 0 | 0 | 3.324 | 0.069251 | 0
1209 | Synthetic battery | battery | 0 | 0 | 0 | 0 | 0 | 0
1210 | Synthetic pumped | pumped | 8.5554 | 0 | 3.324 | 11.0239 | 0.22966 | -8.8818e-16
1210 | Synthetic battery | battery | 0 | 0 | 0 | 0 | 0 | 0
1211 | Synthetic pumped | pumped | 12 | 0 | 11.0239 | 21.8239 | 0.45466 | 1.7764e-15
1211 | Synthetic battery | battery | 3.4878 | 0 | 0 | 3.2156 | 0.16078 | 0
1212 | Synthetic pumped | pumped | 12 | 0 | 21.8239 | 32.6239 | 0.67966 | -3.5527e-15
1212 | Synthetic battery | battery | 5.0893 | 0 | 3.2156 | 7.9077 | 0.39539 | 8.8818e-16
1213 | Synthetic pumped | pumped | 12 | 0 | 32.6239 | 43.4239 | 0.90466 | -3.5527e-15
1213 | Synthetic battery | battery | 10 | 0 | 7.9077 | 17.1273 | 0.85636 | 0
1214 | Synthetic pumped | pumped | 5.0846 | 0 | 43.4239 | 48 | 1 | 0
1214 | Synthetic battery | battery | 3.1159 | 0 | 17.1273 | 20 | 1 | 0
1215 | Synthetic pumped | pumped | 0 | 0 | 48 | 48 | 1 | 0
1215 | Synthetic battery | battery | 0 | 0 | 20 | 20 | 1 | 0
1216 | Synthetic pumped | pumped | 0 | 0 | 48 | 48 | 1 | 0
1216 | Synthetic battery | battery | 0 | 0 | 20 | 20 | 1 | 0
1217 | Synthetic pumped | pumped | 0 | 0 | 48 | 48 | 1 | 0
1217 | Synthetic battery | battery | 0 | 7.8551 | 20 | 11.48 | 0.574 | 0
1218 | Synthetic pumped | pumped | 0 | 12 | 48 | 34.6667 | 0.72222 | 3.5527e-15
1218 | Synthetic battery | battery | 0 | 10 | 11.48 | 0.63343 | 0.031672 | 0
1219 | Synthetic pumped | pumped | 0 | 12 | 34.6667 | 21.3333 | 0.44444 | 0
1219 | Synthetic battery | battery | 0 | 0.58399 | 0.63343 | 0 | 0 | 0
1220 | Synthetic pumped | pumped | 0 | 12 | 21.3333 | 8 | 0.16667 | 0
1220 | Synthetic battery | battery | 0 | 0 | 0 | 0 | 0 | 0
1221 | Synthetic pumped | pumped | 0 | 7.2 | 8 | 0 | 0 | 0
1221 | Synthetic battery | battery | 0 | 0 | 0 | 0 | 0 | 0
1222 | Synthetic pumped | pumped | 0 | 0 | 0 | 0 | 0 | 0
1222 | Synthetic battery | battery | 0 | 0 | 0 | 0 | 0 | 0
1223 | Synthetic pumped | pumped | 0 | 0 | 0 | 0 | 0 | 0
1223 | Synthetic battery | battery | 0 | 0 | 0 | 0 | 0 | 0
1224 | Synthetic pumped | pumped | 0 | 0 | 0 | 0 | 0 | 0
1224 | Synthetic battery | battery | 0 | 0 | 0 | 0 | 0 | 0
1225 | Synthetic pumped | pumped | 0 | 0 | 0 | 0 | 0 | 0
1225 | Synthetic battery | battery | 0 | 0 | 0 | 0 | 0 | 0
1226 | Synthetic pumped | pumped | 0 | 0 | 0 | 0 | 0 | 0
1226 | Synthetic battery | battery | 0 | 0 | 0 | 0 | 0 | 0
1227 | Synthetic pumped | pumped | 0 | 0 | 0 | 0 | 0 | 0
1227 | Synthetic battery | battery | 0 | 0 | 0 | 0 | 0 | 0
1228 | Synthetic pumped | pumped | 0 | 0 | 0 | 0 | 0 | 0
1228 | Synthetic battery | battery | 0 | 0 | 0 | 0 | 0 | 0
1229 | Synthetic pumped | pumped | 0 | 0 | 0 | 0 | 0 | 0
1229 | Synthetic battery | battery | 0 | 0 | 0 | 0 | 0 | 0
1230 | Synthetic pumped | pumped | 0 | 0 | 0 | 0 | 0 | 0
1230 | Synthetic battery | battery | 0 | 0 | 0 | 0 | 0 | 0
1231 | Synthetic pumped | pumped | 0 | 0 | 0 | 0 | 0 | 0
1231 | Synthetic battery | battery | 0 | 0 | 0 | 0 | 0 | 0
1232 | Synthetic pumped | pumped | 1.5585 | 0 | 0 | 1.4026 | 0.029222 | 0
1232 | Synthetic battery | battery | 0 | 0 | 0 | 0 | 0 | 0
1233 | Synthetic pumped | pumped | 9.2408 | 0 | 1.4026 | 9.7193 | 0.20249 | 0
1233 | Synthetic battery | battery | 0 | 0 | 0 | 0 | 0 | 0
1234 | Synthetic pumped | pumped | 12 | 0 | 9.7193 | 20.5193 | 0.42749 | 1.7764e-15
1234 | Synthetic battery | battery | 9.8853 | 0 | 0 | 9.1138 | 0.45569 | 0
1235 | Synthetic pumped | pumped | 12 | 0 | 20.5193 | 31.3193 | 0.65249 | 0
1235 | Synthetic battery | battery | 7.9654 | 0 | 9.1138 | 16.4576 | 0.82288 | 1.7764e-15
1236 | Synthetic pumped | pumped | 12 | 0 | 31.3193 | 42.1193 | 0.87749 | 0
1236 | Synthetic battery | battery | 3.8423 | 0 | 16.4576 | 20 | 1 | 0
1237 | Synthetic pumped | pumped | 6.5341 | 0 | 42.1193 | 48 | 1 | 0
1237 | Synthetic battery | battery | 0 | 0 | 20 | 20 | 1 | 0
1238 | Synthetic pumped | pumped | 0 | 0 | 48 | 48 | 1 | 0
1238 | Synthetic battery | battery | 0 | 0 | 20 | 20 | 1 | 0
1239 | Synthetic pumped | pumped | 0 | 0 | 48 | 48 | 1 | 0
1239 | Synthetic battery | battery | 0 | 0 | 20 | 20 | 1 | 0
1240 | Synthetic pumped | pumped | 0 | 0 | 48 | 48 | 1 | 0
1240 | Synthetic battery | battery | 0 | 0 | 20 | 20 | 1 | 0
1241 | Synthetic pumped | pumped | 0 | 0 | 48 | 48 | 1 | 0
1241 | Synthetic battery | battery | 0 | 4.5291 | 20 | 15.0875 | 0.75437 | -8.8818e-16
1242 | Synthetic pumped | pumped | 0 | 10.9781 | 48 | 35.8021 | 0.74588 | 0
1242 | Synthetic battery | battery | 0 | 10 | 15.0875 | 4.241 | 0.21205 | 0
1243 | Synthetic pumped | pumped | 0 | 12 | 35.8021 | 22.4688 | 0.4681 | 0
1243 | Synthetic battery | battery | 0 | 3.91 | 4.241 | 0 | 0 | 0
1244 | Synthetic pumped | pumped | 0 | 12 | 22.4688 | 9.1355 | 0.19032 | 0
1244 | Synthetic battery | battery | 0 | 0 | 0 | 0 | 0 | 0
1245 | Synthetic pumped | pumped | 0 | 8.2219 | 9.1355 | 0 | 0 | 0
1245 | Synthetic battery | battery | 0 | 0 | 0 | 0 | 0 | 0
1246 | Synthetic pumped | pumped | 0 | 0 | 0 | 0 | 0 | 0
1246 | Synthetic battery | battery | 0 | 0 | 0 | 0 | 0 | 0
1247 | Synthetic pumped | pumped | 0 | 0 | 0 | 0 | 0 | 0
1247 | Synthetic battery | battery | 0 | 0 | 0 | 0 | 0 | 0
1248 | Synthetic pumped | pumped | 0 | 0 | 0 | 0 | 0 | 0
1248 | Synthetic battery | battery | 0 | 0 | 0 | 0 | 0 | 0
1249 | Synthetic pumped | pumped | 0 | 0 | 0 | 0 | 0 | 0
1249 | Synthetic battery | battery | 0 | 0 | 0 | 0 | 0 | 0
1250 | Synthetic pumped | pumped | 0 | 0 | 0 | 0 | 0 | 0
1250 | Synthetic battery | battery | 0 | 0 | 0 | 0 | 0 | 0
1251 | Synthetic pumped | pumped | 0 | 0 | 0 | 0 | 0 | 0
1251 | Synthetic battery | battery | 0 | 0 | 0 | 0 | 0 | 0
1252 | Synthetic pumped | pumped | 0 | 0 | 0 | 0 | 0 | 0
1252 | Synthetic battery | battery | 0 | 0 | 0 | 0 | 0 | 0
1253 | Synthetic pumped | pumped | 0 | 0 | 0 | 0 | 0 | 0
1253 | Synthetic battery | battery | 0 | 0 | 0 | 0 | 0 | 0
1254 | Synthetic pumped | pumped | 0 | 0 | 0 | 0 | 0 | 0
1254 | Synthetic battery | battery | 0 | 0 | 0 | 0 | 0 | 0
1255 | Synthetic pumped | pumped | 0 | 0 | 0 | 0 | 0 | 0
1255 | Synthetic battery | battery | 0 | 0 | 0 | 0 | 0 | 0
1256 | Synthetic pumped | pumped | 0 | 0 | 0 | 0 | 0 | 0
1256 | Synthetic battery | battery | 0 | 0 | 0 | 0 | 0 | 0
1257 | Synthetic pumped | pumped | 8.0748 | 0 | 0 | 7.2673 | 0.1514 | 0
1257 | Synthetic battery | battery | 0 | 0 | 0 | 0 | 0 | 0
1258 | Synthetic pumped | pumped | 11.3262 | 0 | 7.2673 | 17.4609 | 0.36377 | 0
1258 | Synthetic battery | battery | 0 | 0 | 0 | 0 | 0 | 0
1259 | Synthetic pumped | pumped | 12 | 0 | 17.4609 | 28.2609 | 0.58877 | 0
1259 | Synthetic battery | battery | 10 | 0 | 0 | 9.2195 | 0.46098 | 0
1260 | Synthetic pumped | pumped | 12 | 0 | 28.2609 | 39.0609 | 0.81377 | 3.5527e-15
1260 | Synthetic battery | battery | 10 | 0 | 9.2195 | 18.4391 | 0.92195 | 0
1261 | Synthetic pumped | pumped | 9.9324 | 0 | 39.0609 | 48 | 1 | 0
1261 | Synthetic battery | battery | 1.693 | 0 | 18.4391 | 20 | 1 | 0
1262 | Synthetic pumped | pumped | 0 | 0 | 48 | 48 | 1 | 0
1262 | Synthetic battery | battery | 0 | 0 | 20 | 20 | 1 | 0
1263 | Synthetic pumped | pumped | 0 | 0 | 48 | 48 | 1 | 0
1263 | Synthetic battery | battery | 0 | 0 | 20 | 20 | 1 | 0
1264 | Synthetic pumped | pumped | 0 | 0 | 48 | 48 | 1 | 0
1264 | Synthetic battery | battery | 0 | 0 | 20 | 20 | 1 | 0
1265 | Synthetic pumped | pumped | 0 | 0 | 48 | 48 | 1 | 0
1265 | Synthetic battery | battery | 0 | 5.5343 | 20 | 13.9972 | 0.69986 | 0
1266 | Synthetic pumped | pumped | 0 | 12 | 48 | 34.6667 | 0.72222 | 3.5527e-15
1266 | Synthetic battery | battery | 0 | 10 | 13.9972 | 3.1507 | 0.15753 | 0
1267 | Synthetic pumped | pumped | 0 | 12 | 34.6667 | 21.3333 | 0.44444 | 0
1267 | Synthetic battery | battery | 0 | 2.9048 | 3.1507 | 0 | 0 | 0
1268 | Synthetic pumped | pumped | 0 | 12 | 21.3333 | 8 | 0.16667 | 0
1268 | Synthetic battery | battery | 0 | 0 | 0 | 0 | 0 | 0
1269 | Synthetic pumped | pumped | 0 | 7.2 | 8 | 0 | 0 | 0
1269 | Synthetic battery | battery | 0 | 0 | 0 | 0 | 0 | 0
1270 | Synthetic pumped | pumped | 0 | 0 | 0 | 0 | 0 | 0
1270 | Synthetic battery | battery | 0 | 0 | 0 | 0 | 0 | 0
1271 | Synthetic pumped | pumped | 0 | 0 | 0 | 0 | 0 | 0
1271 | Synthetic battery | battery | 0 | 0 | 0 | 0 | 0 | 0
1272 | Synthetic pumped | pumped | 0 | 0 | 0 | 0 | 0 | 0
1272 | Synthetic battery | battery | 0 | 0 | 0 | 0 | 0 | 0
1273 | Synthetic pumped | pumped | 0 | 0 | 0 | 0 | 0 | 0
1273 | Synthetic battery | battery | 0 | 0 | 0 | 0 | 0 | 0
1274 | Synthetic pumped | pumped | 0 | 0 | 0 | 0 | 0 | 0
1274 | Synthetic battery | battery | 0 | 0 | 0 | 0 | 0 | 0
1275 | Synthetic pumped | pumped | 0 | 0 | 0 | 0 | 0 | 0
1275 | Synthetic battery | battery | 0 | 0 | 0 | 0 | 0 | 0
1276 | Synthetic pumped | pumped | 0 | 0 | 0 | 0 | 0 | 0
1276 | Synthetic battery | battery | 0 | 0 | 0 | 0 | 0 | 0
1277 | Synthetic pumped | pumped | 0 | 0 | 0 | 0 | 0 | 0
1277 | Synthetic battery | battery | 0 | 0 | 0 | 0 | 0 | 0
1278 | Synthetic pumped | pumped | 0 | 0 | 0 | 0 | 0 | 0
1278 | Synthetic battery | battery | 0 | 0 | 0 | 0 | 0 | 0
1279 | Synthetic pumped | pumped | 0 | 0 | 0 | 0 | 0 | 0
1279 | Synthetic battery | battery | 0 | 0 | 0 | 0 | 0 | 0
1280 | Synthetic pumped | pumped | 0 | 0 | 0 | 0 | 0 | 0
1280 | Synthetic battery | battery | 0 | 0 | 0 | 0 | 0 | 0
1281 | Synthetic pumped | pumped | 11.6739 | 0 | 0 | 10.5065 | 0.21888 | 0
1281 | Synthetic battery | battery | 0 | 0 | 0 | 0 | 0 | 0
1282 | Synthetic pumped | pumped | 12 | 0 | 10.5065 | 21.3065 | 0.44388 | 1.7764e-15
1282 | Synthetic battery | battery | 5.4886 | 0 | 0 | 5.0602 | 0.25301 | 0
1283 | Synthetic pumped | pumped | 12 | 0 | 21.3065 | 32.1065 | 0.66888 | 3.5527e-15
1283 | Synthetic battery | battery | 10 | 0 | 5.0602 | 14.2798 | 0.71399 | 0
1284 | Synthetic pumped | pumped | 12 | 0 | 32.1065 | 42.9065 | 0.89388 | -3.5527e-15
1284 | Synthetic battery | battery | 6.2044 | 0 | 14.2798 | 20 | 1 | 0
1285 | Synthetic pumped | pumped | 5.6595 | 0 | 42.9065 | 48 | 1 | 0
1285 | Synthetic battery | battery | 0 | 0 | 20 | 20 | 1 | 0
1286 | Synthetic pumped | pumped | 0 | 0 | 48 | 48 | 1 | 0
1286 | Synthetic battery | battery | 0 | 0 | 20 | 20 | 1 | 0
1287 | Synthetic pumped | pumped | 0 | 0 | 48 | 48 | 1 | 0
1287 | Synthetic battery | battery | 0 | 0 | 20 | 20 | 1 | 0
1288 | Synthetic pumped | pumped | 0 | 0 | 48 | 48 | 1 | 0
1288 | Synthetic battery | battery | 0 | 0 | 20 | 20 | 1 | 0
1289 | Synthetic pumped | pumped | 0 | 0 | 48 | 48 | 1 | 0
1289 | Synthetic battery | battery | 0 | 1.8711 | 20 | 17.9705 | 0.89852 | 1.3323e-15
1290 | Synthetic pumped | pumped | 0 | 9.4905 | 48 | 37.455 | 0.78031 | -3.5527e-15
1290 | Synthetic battery | battery | 0 | 10 | 17.9705 | 7.124 | 0.3562 | 0
1291 | Synthetic pumped | pumped | 0 | 12 | 37.455 | 24.1216 | 0.50253 | 0
1291 | Synthetic battery | battery | 0 | 6.568 | 7.124 | 0 | 0 | 0
1292 | Synthetic pumped | pumped | 0 | 12 | 24.1216 | 10.7883 | 0.22476 | 0
1292 | Synthetic battery | battery | 0 | 0 | 0 | 0 | 0 | 0
1293 | Synthetic pumped | pumped | 0 | 9.7095 | 10.7883 | 0 | 0 | 0
1293 | Synthetic battery | battery | 0 | 0 | 0 | 0 | 0 | 0
1294 | Synthetic pumped | pumped | 0 | 0 | 0 | 0 | 0 | 0
1294 | Synthetic battery | battery | 0 | 0 | 0 | 0 | 0 | 0
1295 | Synthetic pumped | pumped | 0 | 0 | 0 | 0 | 0 | 0
1295 | Synthetic battery | battery | 0 | 0 | 0 | 0 | 0 | 0
1296 | Synthetic pumped | pumped | 0 | 0 | 0 | 0 | 0 | 0
1296 | Synthetic battery | battery | 0 | 0 | 0 | 0 | 0 | 0
1297 | Synthetic pumped | pumped | 0 | 0 | 0 | 0 | 0 | 0
1297 | Synthetic battery | battery | 0 | 0 | 0 | 0 | 0 | 0
1298 | Synthetic pumped | pumped | 0 | 0 | 0 | 0 | 0 | 0
1298 | Synthetic battery | battery | 0 | 0 | 0 | 0 | 0 | 0
1299 | Synthetic pumped | pumped | 0 | 0 | 0 | 0 | 0 | 0
1299 | Synthetic battery | battery | 0 | 0 | 0 | 0 | 0 | 0
1300 | Synthetic pumped | pumped | 0 | 0 | 0 | 0 | 0 | 0
1300 | Synthetic battery | battery | 0 | 0 | 0 | 0 | 0 | 0
1301 | Synthetic pumped | pumped | 0 | 0 | 0 | 0 | 0 | 0
1301 | Synthetic battery | battery | 0 | 0 | 0 | 0 | 0 | 0
1302 | Synthetic pumped | pumped | 0 | 0 | 0 | 0 | 0 | 0
1302 | Synthetic battery | battery | 0 | 0 | 0 | 0 | 0 | 0
1303 | Synthetic pumped | pumped | 0 | 0 | 0 | 0 | 0 | 0
1303 | Synthetic battery | battery | 0 | 0 | 0 | 0 | 0 | 0
1304 | Synthetic pumped | pumped | 0 | 0 | 0 | 0 | 0 | 0
1304 | Synthetic battery | battery | 0 | 0 | 0 | 0 | 0 | 0
1305 | Synthetic pumped | pumped | 10.8456 | 0 | 0 | 9.761 | 0.20335 | 0
1305 | Synthetic battery | battery | 0 | 0 | 0 | 0 | 0 | 0
1306 | Synthetic pumped | pumped | 9.8166 | 0 | 9.761 | 18.596 | 0.38742 | 0
1306 | Synthetic battery | battery | 0 | 0 | 0 | 0 | 0 | 0
1307 | Synthetic pumped | pumped | 12 | 0 | 18.596 | 29.396 | 0.61242 | 0
1307 | Synthetic battery | battery | 4.1205 | 0 | 0 | 3.7989 | 0.18994 | 0
1308 | Synthetic pumped | pumped | 12 | 0 | 29.396 | 40.196 | 0.83742 | -3.5527e-15
1308 | Synthetic battery | battery | 5.3837 | 0 | 3.7989 | 8.7624 | 0.43812 | -8.8818e-16
1309 | Synthetic pumped | pumped | 8.6712 | 0 | 40.196 | 48 | 1 | 8.8818e-16
1309 | Synthetic battery | battery | 7.0659 | 0 | 8.7624 | 15.2768 | 0.76384 | 0
1310 | Synthetic pumped | pumped | 0 | 0 | 48 | 48 | 1 | 0
1310 | Synthetic battery | battery | 5.123 | 0 | 15.2768 | 20 | 1 | 0
1311 | Synthetic pumped | pumped | 0 | 0 | 48 | 48 | 1 | 0
1311 | Synthetic battery | battery | 0 | 0 | 20 | 20 | 1 | 0
1312 | Synthetic pumped | pumped | 0 | 0 | 48 | 48 | 1 | 0
1312 | Synthetic battery | battery | 0 | 0 | 20 | 20 | 1 | 0
1313 | Synthetic pumped | pumped | 0 | 0 | 48 | 48 | 1 | 0
1313 | Synthetic battery | battery | 0 | 5.1245 | 20 | 14.4417 | 0.72209 | -8.8818e-16
1314 | Synthetic pumped | pumped | 0 | 9.3679 | 48 | 37.5912 | 0.78315 | -1.7764e-15
1314 | Synthetic battery | battery | 0 | 10 | 14.4417 | 3.5952 | 0.17976 | 0
1315 | Synthetic pumped | pumped | 0 | 12 | 37.5912 | 24.2578 | 0.50537 | 0
1315 | Synthetic battery | battery | 0 | 3.3146 | 3.5952 | 0 | 0 | 0
1316 | Synthetic pumped | pumped | 0 | 12 | 24.2578 | 10.9245 | 0.22759 | 0
1316 | Synthetic battery | battery | 0 | 0 | 0 | 0 | 0 | 0
1317 | Synthetic pumped | pumped | 0 | 9.8321 | 10.9245 | 0 | 0 | 0
1317 | Synthetic battery | battery | 0 | 0 | 0 | 0 | 0 | 0
1318 | Synthetic pumped | pumped | 0 | 0 | 0 | 0 | 0 | 0
1318 | Synthetic battery | battery | 0 | 0 | 0 | 0 | 0 | 0
1319 | Synthetic pumped | pumped | 0 | 0 | 0 | 0 | 0 | 0
1319 | Synthetic battery | battery | 0 | 0 | 0 | 0 | 0 | 0
1320 | Synthetic pumped | pumped | 0 | 0 | 0 | 0 | 0 | 0
1320 | Synthetic battery | battery | 0 | 0 | 0 | 0 | 0 | 0
1321 | Synthetic pumped | pumped | 0 | 0 | 0 | 0 | 0 | 0
1321 | Synthetic battery | battery | 0 | 0 | 0 | 0 | 0 | 0
1322 | Synthetic pumped | pumped | 0 | 0 | 0 | 0 | 0 | 0
1322 | Synthetic battery | battery | 0 | 0 | 0 | 0 | 0 | 0
1323 | Synthetic pumped | pumped | 0 | 0 | 0 | 0 | 0 | 0
1323 | Synthetic battery | battery | 0 | 0 | 0 | 0 | 0 | 0
1324 | Synthetic pumped | pumped | 0 | 0 | 0 | 0 | 0 | 0
1324 | Synthetic battery | battery | 0 | 0 | 0 | 0 | 0 | 0
1325 | Synthetic pumped | pumped | 0 | 0 | 0 | 0 | 0 | 0
1325 | Synthetic battery | battery | 0 | 0 | 0 | 0 | 0 | 0
1326 | Synthetic pumped | pumped | 0 | 0 | 0 | 0 | 0 | 0
1326 | Synthetic battery | battery | 0 | 0 | 0 | 0 | 0 | 0
1327 | Synthetic pumped | pumped | 0 | 0 | 0 | 0 | 0 | 0
1327 | Synthetic battery | battery | 0 | 0 | 0 | 0 | 0 | 0
1328 | Synthetic pumped | pumped | 0 | 0 | 0 | 0 | 0 | 0
1328 | Synthetic battery | battery | 0 | 0 | 0 | 0 | 0 | 0
1329 | Synthetic pumped | pumped | 3.109 | 0 | 0 | 2.7981 | 0.058295 | 0
1329 | Synthetic battery | battery | 0 | 0 | 0 | 0 | 0 | 0
1330 | Synthetic pumped | pumped | 11.969 | 0 | 2.7981 | 13.5703 | 0.28271 | 0
1330 | Synthetic battery | battery | 0 | 0 | 0 | 0 | 0 | 0
1331 | Synthetic pumped | pumped | 12 | 0 | 13.5703 | 24.3703 | 0.50771 | -1.7764e-15
1331 | Synthetic battery | battery | 1.4501 | 0 | 0 | 1.337 | 0.066848 | 0
1332 | Synthetic pumped | pumped | 12 | 0 | 24.3703 | 35.1703 | 0.73271 | -3.5527e-15
1332 | Synthetic battery | battery | 2.8711 | 0 | 1.337 | 3.9839 | 0.1992 | 4.4409e-16
1333 | Synthetic pumped | pumped | 12 | 0 | 35.1703 | 45.9703 | 0.95771 | -3.5527e-15
1333 | Synthetic battery | battery | 3.8969 | 0 | 3.9839 | 7.5767 | 0.37883 | 0
1334 | Synthetic pumped | pumped | 2.2553 | 0 | 45.9703 | 48 | 1 | 0
1334 | Synthetic battery | battery | 10 | 0 | 7.5767 | 16.7962 | 0.83981 | 0
1335 | Synthetic pumped | pumped | 0 | 0 | 48 | 48 | 1 | 0
1335 | Synthetic battery | battery | 3.475 | 0 | 16.7962 | 20 | 1 | 0
1336 | Synthetic pumped | pumped | 0 | 0 | 48 | 48 | 1 | 0
1336 | Synthetic battery | battery | 0 | 0 | 20 | 20 | 1 | 0
1337 | Synthetic pumped | pumped | 0 | 0 | 48 | 48 | 1 | 0
1337 | Synthetic battery | battery | 0 | 3.2689 | 20 | 16.4544 | 0.82272 | 1.3323e-15
1338 | Synthetic pumped | pumped | 0 | 8.1271 | 48 | 38.9699 | 0.81187 | -3.5527e-15
1338 | Synthetic battery | battery | 0 | 10 | 16.4544 | 5.6079 | 0.28039 | 0
1339 | Synthetic pumped | pumped | 0 | 12 | 38.9699 | 25.6365 | 0.53409 | 0
1339 | Synthetic battery | battery | 0 | 5.1702 | 5.6079 | 0 | 0 | 0
1340 | Synthetic pumped | pumped | 0 | 12 | 25.6365 | 12.3032 | 0.25632 | 0
1340 | Synthetic battery | battery | 0 | 0 | 0 | 0 | 0 | 0
1341 | Synthetic pumped | pumped | 0 | 11.0729 | 12.3032 | 0 | 0 | 0
1341 | Synthetic battery | battery | 0 | 0 | 0 | 0 | 0 | 0
1342 | Synthetic pumped | pumped | 0 | 0 | 0 | 0 | 0 | 0
1342 | Synthetic battery | battery | 0 | 0 | 0 | 0 | 0 | 0
1343 | Synthetic pumped | pumped | 0 | 0 | 0 | 0 | 0 | 0
1343 | Synthetic battery | battery | 0 | 0 | 0 | 0 | 0 | 0
1344 | Synthetic pumped | pumped | 0 | 0 | 0 | 0 | 0 | 0
1344 | Synthetic battery | battery | 0 | 0 | 0 | 0 | 0 | 0
1345 | Synthetic pumped | pumped | 0 | 0 | 0 | 0 | 0 | 0
1345 | Synthetic battery | battery | 0 | 0 | 0 | 0 | 0 | 0
1346 | Synthetic pumped | pumped | 0 | 0 | 0 | 0 | 0 | 0
1346 | Synthetic battery | battery | 0 | 0 | 0 | 0 | 0 | 0
1347 | Synthetic pumped | pumped | 0 | 0 | 0 | 0 | 0 | 0
1347 | Synthetic battery | battery | 0 | 0 | 0 | 0 | 0 | 0
1348 | Synthetic pumped | pumped | 0 | 0 | 0 | 0 | 0 | 0
1348 | Synthetic battery | battery | 0 | 0 | 0 | 0 | 0 | 0
1349 | Synthetic pumped | pumped | 0 | 0 | 0 | 0 | 0 | 0
1349 | Synthetic battery | battery | 0 | 0 | 0 | 0 | 0 | 0
1350 | Synthetic pumped | pumped | 0 | 0 | 0 | 0 | 0 | 0
1350 | Synthetic battery | battery | 0 | 0 | 0 | 0 | 0 | 0
1351 | Synthetic pumped | pumped | 0 | 0 | 0 | 0 | 0 | 0
1351 | Synthetic battery | battery | 0 | 0 | 0 | 0 | 0 | 0
1352 | Synthetic pumped | pumped | 0 | 0 | 0 | 0 | 0 | 0
1352 | Synthetic battery | battery | 0 | 0 | 0 | 0 | 0 | 0
1353 | Synthetic pumped | pumped | 0.38093 | 0 | 0 | 0.34283 | 0.0071424 | 0
1353 | Synthetic battery | battery | 0 | 0 | 0 | 0 | 0 | 0
1354 | Synthetic pumped | pumped | 12 | 0 | 0.34283 | 11.1428 | 0.23214 | 0
1354 | Synthetic battery | battery | 0.89416 | 0 | 0 | 0.82437 | 0.041219 | 0
1355 | Synthetic pumped | pumped | 12 | 0 | 11.1428 | 21.9428 | 0.45714 | -1.7764e-15
1355 | Synthetic battery | battery | 7.7149 | 0 | 0.82437 | 7.9372 | 0.39686 | 0
1356 | Synthetic pumped | pumped | 12 | 0 | 21.9428 | 32.7428 | 0.68214 | -3.5527e-15
1356 | Synthetic battery | battery | 0.0094766 | 0 | 7.9372 | 7.9459 | 0.3973 | -4.4409e-16
1357 | Synthetic pumped | pumped | 12 | 0 | 32.7428 | 43.5428 | 0.90714 | -3.5527e-15
1357 | Synthetic battery | battery | 2.3736 | 0 | 7.9459 | 10.1343 | 0.50671 | 0
1358 | Synthetic pumped | pumped | 4.9524 | 0 | 43.5428 | 48 | 1 | 0
1358 | Synthetic battery | battery | 10 | 0 | 10.1343 | 19.3538 | 0.96769 | -1.7764e-15
1359 | Synthetic pumped | pumped | 0 | 0 | 48 | 48 | 1 | 0
1359 | Synthetic battery | battery | 0.70089 | 0 | 19.3538 | 20 | 1 | 0
1360 | Synthetic pumped | pumped | 0 | 0 | 48 | 48 | 1 | 0
1360 | Synthetic battery | battery | 0 | 0 | 20 | 20 | 1 | 0
1361 | Synthetic pumped | pumped | 0 | 0 | 48 | 48 | 1 | 0
1361 | Synthetic battery | battery | 0 | 7.685 | 20 | 11.6645 | 0.58322 | 0
1362 | Synthetic pumped | pumped | 0 | 12 | 48 | 34.6667 | 0.72222 | 3.5527e-15
1362 | Synthetic battery | battery | 0 | 10 | 11.6645 | 0.81795 | 0.040897 | 0
1363 | Synthetic pumped | pumped | 0 | 12 | 34.6667 | 21.3333 | 0.44444 | 0
1363 | Synthetic battery | battery | 0 | 0.75411 | 0.81795 | 0 | 0 | 0
1364 | Synthetic pumped | pumped | 0 | 12 | 21.3333 | 8 | 0.16667 | 0
1364 | Synthetic battery | battery | 0 | 0 | 0 | 0 | 0 | 0
1365 | Synthetic pumped | pumped | 0 | 7.2 | 8 | 0 | 0 | 0
1365 | Synthetic battery | battery | 0 | 0 | 0 | 0 | 0 | 0
1366 | Synthetic pumped | pumped | 0 | 0 | 0 | 0 | 0 | 0
1366 | Synthetic battery | battery | 0 | 0 | 0 | 0 | 0 | 0
1367 | Synthetic pumped | pumped | 0 | 0 | 0 | 0 | 0 | 0
1367 | Synthetic battery | battery | 0 | 0 | 0 | 0 | 0 | 0
1368 | Synthetic pumped | pumped | 0 | 0 | 0 | 0 | 0 | 0
1368 | Synthetic battery | battery | 0 | 0 | 0 | 0 | 0 | 0
1369 | Synthetic pumped | pumped | 0 | 0 | 0 | 0 | 0 | 0
1369 | Synthetic battery | battery | 0 | 0 | 0 | 0 | 0 | 0
1370 | Synthetic pumped | pumped | 0 | 0 | 0 | 0 | 0 | 0
1370 | Synthetic battery | battery | 0 | 0 | 0 | 0 | 0 | 0
1371 | Synthetic pumped | pumped | 0 | 0 | 0 | 0 | 0 | 0
1371 | Synthetic battery | battery | 0 | 0 | 0 | 0 | 0 | 0
1372 | Synthetic pumped | pumped | 0 | 0 | 0 | 0 | 0 | 0
1372 | Synthetic battery | battery | 0 | 0 | 0 | 0 | 0 | 0
1373 | Synthetic pumped | pumped | 0 | 0 | 0 | 0 | 0 | 0
1373 | Synthetic battery | battery | 0 | 0 | 0 | 0 | 0 | 0
1374 | Synthetic pumped | pumped | 0 | 0 | 0 | 0 | 0 | 0
1374 | Synthetic battery | battery | 0 | 0 | 0 | 0 | 0 | 0
1375 | Synthetic pumped | pumped | 0 | 0 | 0 | 0 | 0 | 0
1375 | Synthetic battery | battery | 0 | 0 | 0 | 0 | 0 | 0
1376 | Synthetic pumped | pumped | 3.2943 | 0 | 0 | 2.9649 | 0.061768 | 0
1376 | Synthetic battery | battery | 0 | 0 | 0 | 0 | 0 | 0
1377 | Synthetic pumped | pumped | 7.2274 | 0 | 2.9649 | 9.4695 | 0.19728 | 0
1377 | Synthetic battery | battery | 0 | 0 | 0 | 0 | 0 | 0
1378 | Synthetic pumped | pumped | 12 | 0 | 9.4695 | 20.2695 | 0.42228 | 0
1378 | Synthetic battery | battery | 10 | 0 | 0 | 9.2195 | 0.46098 | 0
1379 | Synthetic pumped | pumped | 12 | 0 | 20.2695 | 31.0695 | 0.64728 | 0
1379 | Synthetic battery | battery | 10 | 0 | 9.2195 | 18.4391 | 0.92195 | 0
1380 | Synthetic pumped | pumped | 12 | 0 | 31.0695 | 41.8695 | 0.87228 | 0
1380 | Synthetic battery | battery | 1.693 | 0 | 18.4391 | 20 | 1 | 0
1381 | Synthetic pumped | pumped | 6.8116 | 0 | 41.8695 | 48 | 1 | 0
1381 | Synthetic battery | battery | 0 | 0 | 20 | 20 | 1 | 0
1382 | Synthetic pumped | pumped | 0 | 0 | 48 | 48 | 1 | 0
1382 | Synthetic battery | battery | 0 | 0 | 20 | 20 | 1 | 0
1383 | Synthetic pumped | pumped | 0 | 0 | 48 | 48 | 1 | 0
1383 | Synthetic battery | battery | 0 | 0 | 20 | 20 | 1 | 0
1384 | Synthetic pumped | pumped | 0 | 0 | 48 | 48 | 1 | 0
1384 | Synthetic battery | battery | 0 | 0 | 20 | 20 | 1 | 0
1385 | Synthetic pumped | pumped | 0 | 0 | 48 | 48 | 1 | 0
1385 | Synthetic battery | battery | 0 | 4.79 | 20 | 14.8045 | 0.74022 | 0
1386 | Synthetic pumped | pumped | 0 | 10.5525 | 48 | 36.275 | 0.75573 | 1.7764e-15
1386 | Synthetic battery | battery | 0 | 10 | 14.8045 | 3.958 | 0.1979 | 0
1387 | Synthetic pumped | pumped | 0 | 12 | 36.275 | 22.9417 | 0.47795 | 0
1387 | Synthetic battery | battery | 0 | 3.6491 | 3.958 | 4.4409e-16 | 2.2204e-17 | 0
1388 | Synthetic pumped | pumped | 0 | 12 | 22.9417 | 9.6083 | 0.20017 | 0
1388 | Synthetic battery | battery | 0 | 4.0943e-16 | 4.4409e-16 | 0 | 0 | 0
1389 | Synthetic pumped | pumped | 0 | 8.6475 | 9.6083 | -1.7764e-15 | -3.7007e-17 | 0
1389 | Synthetic battery | battery | 0 | 0 | 0 | 0 | 0 | 0
1390 | Synthetic pumped | pumped | 0 | -1.5987e-15 | -1.7764e-15 | 0 | 0 | 0
1390 | Synthetic battery | battery | 0 | 0 | 0 | 0 | 0 | 0
1391 | Synthetic pumped | pumped | 0 | 0 | 0 | 0 | 0 | 0
1391 | Synthetic battery | battery | 0 | 0 | 0 | 0 | 0 | 0
1392 | Synthetic pumped | pumped | 0 | 0 | 0 | 0 | 0 | 0
1392 | Synthetic battery | battery | 0 | 0 | 0 | 0 | 0 | 0
1393 | Synthetic pumped | pumped | 0 | 0 | 0 | 0 | 0 | 0
1393 | Synthetic battery | battery | 0 | 0 | 0 | 0 | 0 | 0
1394 | Synthetic pumped | pumped | 0 | 0 | 0 | 0 | 0 | 0
1394 | Synthetic battery | battery | 0 | 0 | 0 | 0 | 0 | 0
1395 | Synthetic pumped | pumped | 0 | 0 | 0 | 0 | 0 | 0
1395 | Synthetic battery | battery | 0 | 0 | 0 | 0 | 0 | 0
1396 | Synthetic pumped | pumped | 0 | 0 | 0 | 0 | 0 | 0
1396 | Synthetic battery | battery | 0 | 0 | 0 | 0 | 0 | 0
1397 | Synthetic pumped | pumped | 0 | 0 | 0 | 0 | 0 | 0
1397 | Synthetic battery | battery | 0 | 0 | 0 | 0 | 0 | 0
1398 | Synthetic pumped | pumped | 0 | 0 | 0 | 0 | 0 | 0
1398 | Synthetic battery | battery | 0 | 0 | 0 | 0 | 0 | 0
1399 | Synthetic pumped | pumped | 0 | 0 | 0 | 0 | 0 | 0
1399 | Synthetic battery | battery | 0 | 0 | 0 | 0 | 0 | 0
1400 | Synthetic pumped | pumped | 0 | 0 | 0 | 0 | 0 | 0
1400 | Synthetic battery | battery | 0 | 0 | 0 | 0 | 0 | 0
1401 | Synthetic pumped | pumped | 0 | 0 | 0 | 0 | 0 | 0
1401 | Synthetic battery | battery | 0 | 0 | 0 | 0 | 0 | 0
1402 | Synthetic pumped | pumped | 5.5903 | 0 | 0 | 5.0313 | 0.10482 | 0
1402 | Synthetic battery | battery | 0 | 0 | 0 | 0 | 0 | 0
1403 | Synthetic pumped | pumped | 12 | 0 | 5.0313 | 15.8313 | 0.32982 | 0
1403 | Synthetic battery | battery | 1.8493 | 0 | 0 | 1.705 | 0.08525 | 0
1404 | Synthetic pumped | pumped | 12 | 0 | 15.8313 | 26.6313 | 0.55482 | 0
1404 | Synthetic battery | battery | 6.9133 | 0 | 1.705 | 8.0788 | 0.40394 | 0
1405 | Synthetic pumped | pumped | 12 | 0 | 26.6313 | 37.4313 | 0.77982 | 0
1405 | Synthetic battery | battery | 1.261 | 0 | 8.0788 | 9.2413 | 0.46207 | 0
1406 | Synthetic pumped | pumped | 9.7462 | 0 | 37.4313 | 46.2029 | 0.96256 | 1.7764e-15
1406 | Synthetic battery | battery | 0 | 0 | 9.2413 | 9.2413 | 0.46207 | 0
1407 | Synthetic pumped | pumped | 1.9968 | 0 | 46.2029 | 48 | 1 | 0
1407 | Synthetic battery | battery | 2.444 | 0 | 9.2413 | 11.4945 | 0.57473 | -8.8818e-16
1408 | Synthetic pumped | pumped | 0 | 0 | 48 | 48 | 1 | 0
1408 | Synthetic battery | battery | 0 | 0 | 11.4945 | 11.4945 | 0.57473 | 0
1409 | Synthetic pumped | pumped | 0 | 0 | 48 | 48 | 1 | 0
1409 | Synthetic battery | battery | 0 | 8.9035 | 11.4945 | 1.8373 | 0.091865 | 0
1410 | Synthetic pumped | pumped | 0 | 12 | 48 | 34.6667 | 0.72222 | 3.5527e-15
1410 | Synthetic battery | battery | 0 | 1.6939 | 1.8373 | 0 | 0 | 0
1411 | Synthetic pumped | pumped | 0 | 12 | 34.6667 | 21.3333 | 0.44444 | 0
1411 | Synthetic battery | battery | 0 | 0 | 0 | 0 | 0 | 0
1412 | Synthetic pumped | pumped | 0 | 12 | 21.3333 | 8 | 0.16667 | 0
1412 | Synthetic battery | battery | 0 | 0 | 0 | 0 | 0 | 0
1413 | Synthetic pumped | pumped | 0 | 7.2 | 8 | 0 | 0 | 0
1413 | Synthetic battery | battery | 0 | 0 | 0 | 0 | 0 | 0
1414 | Synthetic pumped | pumped | 0 | 0 | 0 | 0 | 0 | 0
1414 | Synthetic battery | battery | 0 | 0 | 0 | 0 | 0 | 0
1415 | Synthetic pumped | pumped | 0 | 0 | 0 | 0 | 0 | 0
1415 | Synthetic battery | battery | 0 | 0 | 0 | 0 | 0 | 0
1416 | Synthetic pumped | pumped | 0 | 0 | 0 | 0 | 0 | 0
1416 | Synthetic battery | battery | 0 | 0 | 0 | 0 | 0 | 0
1417 | Synthetic pumped | pumped | 0 | 0 | 0 | 0 | 0 | 0
1417 | Synthetic battery | battery | 0 | 0 | 0 | 0 | 0 | 0
1418 | Synthetic pumped | pumped | 0 | 0 | 0 | 0 | 0 | 0
1418 | Synthetic battery | battery | 0 | 0 | 0 | 0 | 0 | 0
1419 | Synthetic pumped | pumped | 0 | 0 | 0 | 0 | 0 | 0
1419 | Synthetic battery | battery | 0 | 0 | 0 | 0 | 0 | 0
1420 | Synthetic pumped | pumped | 0 | 0 | 0 | 0 | 0 | 0
1420 | Synthetic battery | battery | 0 | 0 | 0 | 0 | 0 | 0
1421 | Synthetic pumped | pumped | 0 | 0 | 0 | 0 | 0 | 0
1421 | Synthetic battery | battery | 0 | 0 | 0 | 0 | 0 | 0
1422 | Synthetic pumped | pumped | 0 | 0 | 0 | 0 | 0 | 0
1422 | Synthetic battery | battery | 0 | 0 | 0 | 0 | 0 | 0
1423 | Synthetic pumped | pumped | 0 | 0 | 0 | 0 | 0 | 0
1423 | Synthetic battery | battery | 0 | 0 | 0 | 0 | 0 | 0
1424 | Synthetic pumped | pumped | 0 | 0 | 0 | 0 | 0 | 0
1424 | Synthetic battery | battery | 0 | 0 | 0 | 0 | 0 | 0
1425 | Synthetic pumped | pumped | 6.2253 | 0 | 0 | 5.6028 | 0.11672 | 0
1425 | Synthetic battery | battery | 0 | 0 | 0 | 0 | 0 | 0
1426 | Synthetic pumped | pumped | 12 | 0 | 5.6028 | 16.4028 | 0.34172 | 0
1426 | Synthetic battery | battery | 9.1189 | 0 | 0 | 8.4072 | 0.42036 | 0
1427 | Synthetic pumped | pumped | 12 | 0 | 16.4028 | 27.2028 | 0.56672 | 0
1427 | Synthetic battery | battery | 6.0373 | 0 | 8.4072 | 13.9733 | 0.69867 | 0
1428 | Synthetic pumped | pumped | 12 | 0 | 27.2028 | 38.0028 | 0.79172 | 0
1428 | Synthetic battery | battery | 6.1707 | 0 | 13.9733 | 19.6624 | 0.98312 | 8.8818e-16
1429 | Synthetic pumped | pumped | 11.108 | 0 | 38.0028 | 48 | 1 | 0
1429 | Synthetic battery | battery | 0.36618 | 0 | 19.6624 | 20 | 1 | 0
1430 | Synthetic pumped | pumped | 0 | 0 | 48 | 48 | 1 | 0
1430 | Synthetic battery | battery | 0 | 0 | 20 | 20 | 1 | 0
1431 | Synthetic pumped | pumped | 0 | 0 | 48 | 48 | 1 | 0
1431 | Synthetic battery | battery | 0 | 0 | 20 | 20 | 1 | 0
1432 | Synthetic pumped | pumped | 0 | 0 | 48 | 48 | 1 | 0
1432 | Synthetic battery | battery | 0 | 0 | 20 | 20 | 1 | 0
1433 | Synthetic pumped | pumped | 0 | 0 | 48 | 48 | 1 | 0
1433 | Synthetic battery | battery | 0 | 5.9957 | 20 | 13.4968 | 0.67484 | -8.8818e-16
1434 | Synthetic pumped | pumped | 0 | 12 | 48 | 34.6667 | 0.72222 | 3.5527e-15
1434 | Synthetic battery | battery | 0 | 10 | 13.4968 | 2.6503 | 0.13251 | 0
1435 | Synthetic pumped | pumped | 0 | 12 | 34.6667 | 21.3333 | 0.44444 | 0
1435 | Synthetic battery | battery | 0 | 2.4434 | 2.6503 | 0 | 0 | 0
1436 | Synthetic pumped | pumped | 0 | 12 | 21.3333 | 8 | 0.16667 | 0
1436 | Synthetic battery | battery | 0 | 0 | 0 | 0 | 0 | 0
1437 | Synthetic pumped | pumped | 0 | 7.2 | 8 | 0 | 0 | 0
1437 | Synthetic battery | battery | 0 | 0 | 0 | 0 | 0 | 0
1438 | Synthetic pumped | pumped | 0 | 0 | 0 | 0 | 0 | 0
1438 | Synthetic battery | battery | 0 | 0 | 0 | 0 | 0 | 0
1439 | Synthetic pumped | pumped | 0 | 0 | 0 | 0 | 0 | 0
1439 | Synthetic battery | battery | 0 | 0 | 0 | 0 | 0 | 0
1440 | Synthetic pumped | pumped | 0 | 0 | 0 | 0 | 0 | 0
1440 | Synthetic battery | battery | 0 | 0 | 0 | 0 | 0 | 0
1441 | Synthetic pumped | pumped | 0 | 0 | 0 | 0 | 0 | 0
1441 | Synthetic battery | battery | 0 | 0 | 0 | 0 | 0 | 0
1442 | Synthetic pumped | pumped | 0 | 0 | 0 | 0 | 0 | 0
1442 | Synthetic battery | battery | 0 | 0 | 0 | 0 | 0 | 0
1443 | Synthetic pumped | pumped | 0 | 0 | 0 | 0 | 0 | 0
1443 | Synthetic battery | battery | 0 | 0 | 0 | 0 | 0 | 0
1444 | Synthetic pumped | pumped | 0 | 0 | 0 | 0 | 0 | 0
1444 | Synthetic battery | battery | 0 | 0 | 0 | 0 | 0 | 0
1445 | Synthetic pumped | pumped | 0 | 0 | 0 | 0 | 0 | 0
1445 | Synthetic battery | battery | 0 | 0 | 0 | 0 | 0 | 0
1446 | Synthetic pumped | pumped | 0 | 0 | 0 | 0 | 0 | 0
1446 | Synthetic battery | battery | 0 | 0 | 0 | 0 | 0 | 0
1447 | Synthetic pumped | pumped | 0 | 0 | 0 | 0 | 0 | 0
1447 | Synthetic battery | battery | 0 | 0 | 0 | 0 | 0 | 0
1448 | Synthetic pumped | pumped | 0 | 0 | 0 | 0 | 0 | 0
1448 | Synthetic battery | battery | 0 | 0 | 0 | 0 | 0 | 0
1449 | Synthetic pumped | pumped | 4.1239 | 0 | 0 | 3.7115 | 0.077324 | 0
1449 | Synthetic battery | battery | 0 | 0 | 0 | 0 | 0 | 0
1450 | Synthetic pumped | pumped | 11.5652 | 0 | 3.7115 | 14.1202 | 0.29417 | 0
1450 | Synthetic battery | battery | 0 | 0 | 0 | 0 | 0 | 0
1451 | Synthetic pumped | pumped | 12 | 0 | 14.1202 | 24.9202 | 0.51917 | 0
1451 | Synthetic battery | battery | 2.7314 | 0 | 0 | 2.5182 | 0.12591 | 0
1452 | Synthetic pumped | pumped | 12 | 0 | 24.9202 | 35.7202 | 0.74417 | 0
1452 | Synthetic battery | battery | 10 | 0 | 2.5182 | 11.7378 | 0.58689 | 0
1453 | Synthetic pumped | pumped | 12 | 0 | 35.7202 | 46.5202 | 0.96917 | -3.5527e-15
1453 | Synthetic battery | battery | 1.7898 | 0 | 11.7378 | 13.3879 | 0.6694 | 6.6613e-16
1454 | Synthetic pumped | pumped | 1.6442 | 0 | 46.5202 | 48 | 1 | 0
1454 | Synthetic battery | battery | 7.1718 | 0 | 13.3879 | 20 | 1 | 0
1455 | Synthetic pumped | pumped | 0 | 0 | 48 | 48 | 1 | 0
1455 | Synthetic battery | battery | 0 | 0 | 20 | 20 | 1 | 0
1456 | Synthetic pumped | pumped | 0 | 0 | 48 | 48 | 1 | 0
1456 | Synthetic battery | battery | 0 | 0 | 20 | 20 | 1 | 0
1457 | Synthetic pumped | pumped | 0 | 1.137 | 48 | 46.7367 | 0.97368 | 6.6613e-16
1457 | Synthetic battery | battery | 0 | 10 | 20 | 9.1535 | 0.45767 | 0
1458 | Synthetic pumped | pumped | 0 | 12 | 46.7367 | 33.4034 | 0.6959 | -3.5527e-15
1458 | Synthetic battery | battery | 0 | 8.4391 | 9.1535 | 0 | 0 | 0
1459 | Synthetic pumped | pumped | 0 | 12 | 33.4034 | 20.07 | 0.41813 | 0
1459 | Synthetic battery | battery | 0 | 0 | 0 | 0 | 0 | 0
1460 | Synthetic pumped | pumped | 0 | 12 | 20.07 | 6.7367 | 0.14035 | 0
1460 | Synthetic battery | battery | 0 | 0 | 0 | 0 | 0 | 0
1461 | Synthetic pumped | pumped | 0 | 6.063 | 6.7367 | 0 | 0 | 0
1461 | Synthetic battery | battery | 0 | 0 | 0 | 0 | 0 | 0
1462 | Synthetic pumped | pumped | 0 | 0 | 0 | 0 | 0 | 0
1462 | Synthetic battery | battery | 0 | 0 | 0 | 0 | 0 | 0
1463 | Synthetic pumped | pumped | 0 | 0 | 0 | 0 | 0 | 0
1463 | Synthetic battery | battery | 0 | 0 | 0 | 0 | 0 | 0
1464 | Synthetic pumped | pumped | 0 | 0 | 0 | 0 | 0 | 0
1464 | Synthetic battery | battery | 0 | 0 | 0 | 0 | 0 | 0
1465 | Synthetic pumped | pumped | 0 | 0 | 0 | 0 | 0 | 0
1465 | Synthetic battery | battery | 0 | 0 | 0 | 0 | 0 | 0
1466 | Synthetic pumped | pumped | 0 | 0 | 0 | 0 | 0 | 0
1466 | Synthetic battery | battery | 0 | 0 | 0 | 0 | 0 | 0
1467 | Synthetic pumped | pumped | 0 | 0 | 0 | 0 | 0 | 0
1467 | Synthetic battery | battery | 0 | 0 | 0 | 0 | 0 | 0
1468 | Synthetic pumped | pumped | 0 | 0 | 0 | 0 | 0 | 0
1468 | Synthetic battery | battery | 0 | 0 | 0 | 0 | 0 | 0
1469 | Synthetic pumped | pumped | 0 | 0 | 0 | 0 | 0 | 0
1469 | Synthetic battery | battery | 0 | 0 | 0 | 0 | 0 | 0
1470 | Synthetic pumped | pumped | 0 | 0 | 0 | 0 | 0 | 0
1470 | Synthetic battery | battery | 0 | 0 | 0 | 0 | 0 | 0
1471 | Synthetic pumped | pumped | 0 | 0 | 0 | 0 | 0 | 0
1471 | Synthetic battery | battery | 0 | 0 | 0 | 0 | 0 | 0
1472 | Synthetic pumped | pumped | 1.9499 | 0 | 0 | 1.7549 | 0.03656 | 0
1472 | Synthetic battery | battery | 0 | 0 | 0 | 0 | 0 | 0
1473 | Synthetic pumped | pumped | 7.8399 | 0 | 1.7549 | 8.8108 | 0.18356 | 0
1473 | Synthetic battery | battery | 0 | 0 | 0 | 0 | 0 | 0
1474 | Synthetic pumped | pumped | 12 | 0 | 8.8108 | 19.6108 | 0.40856 | 1.7764e-15
1474 | Synthetic battery | battery | 0.5253 | 0 | 0 | 0.4843 | 0.024215 | 0
1475 | Synthetic pumped | pumped | 12 | 0 | 19.6108 | 30.4108 | 0.63356 | 0
1475 | Synthetic battery | battery | 6.9492 | 0 | 0.4843 | 6.8912 | 0.34456 | 0
1476 | Synthetic pumped | pumped | 12 | 0 | 30.4108 | 41.2108 | 0.85856 | 0
1476 | Synthetic battery | battery | 10 | 0 | 6.8912 | 16.1107 | 0.80554 | 0
1477 | Synthetic pumped | pumped | 7.5435 | 0 | 41.2108 | 48 | 1 | 0
1477 | Synthetic battery | battery | 4.2185 | 0 | 16.1107 | 20 | 1 | 4.4409e-16
1478 | Synthetic pumped | pumped | 0 | 0 | 48 | 48 | 1 | 0
1478 | Synthetic battery | battery | 0 | 0 | 20 | 20 | 1 | 0
1479 | Synthetic pumped | pumped | 0 | 0 | 48 | 48 | 1 | 0
1479 | Synthetic battery | battery | 0 | 0 | 20 | 20 | 1 | 0
1480 | Synthetic pumped | pumped | 0 | 0 | 48 | 48 | 1 | 0
1480 | Synthetic battery | battery | 0 | 0 | 20 | 20 | 1 | 0
1481 | Synthetic pumped | pumped | 0 | 0 | 48 | 48 | 1 | 0
1481 | Synthetic battery | battery | 0 | 7.7721 | 20 | 11.57 | 0.5785 | 0
1482 | Synthetic pumped | pumped | 0 | 11.9053 | 48 | 34.7719 | 0.72441 | -3.5527e-15
1482 | Synthetic battery | battery | 0 | 10 | 11.57 | 0.7235 | 0.036175 | 0
1483 | Synthetic pumped | pumped | 0 | 12 | 34.7719 | 21.4385 | 0.44664 | 0
1483 | Synthetic battery | battery | 0 | 0.66703 | 0.7235 | 0 | 0 | 0
1484 | Synthetic pumped | pumped | 0 | 12 | 21.4385 | 8.1052 | 0.16886 | 0
1484 | Synthetic battery | battery | 0 | 0 | 0 | 0 | 0 | 0
1485 | Synthetic pumped | pumped | 0 | 7.2947 | 8.1052 | 0 | 0 | 0
1485 | Synthetic battery | battery | 0 | 0 | 0 | 0 | 0 | 0
1486 | Synthetic pumped | pumped | 0 | 0 | 0 | 0 | 0 | 0
1486 | Synthetic battery | battery | 0 | 0 | 0 | 0 | 0 | 0
1487 | Synthetic pumped | pumped | 0 | 0 | 0 | 0 | 0 | 0
1487 | Synthetic battery | battery | 0 | 0 | 0 | 0 | 0 | 0
1488 | Synthetic pumped | pumped | 0 | 0 | 0 | 0 | 0 | 0
1488 | Synthetic battery | battery | 0 | 0 | 0 | 0 | 0 | 0
1489 | Synthetic pumped | pumped | 0 | 0 | 0 | 0 | 0 | 0
1489 | Synthetic battery | battery | 0 | 0 | 0 | 0 | 0 | 0
1490 | Synthetic pumped | pumped | 0 | 0 | 0 | 0 | 0 | 0
1490 | Synthetic battery | battery | 0 | 0 | 0 | 0 | 0 | 0
1491 | Synthetic pumped | pumped | 0 | 0 | 0 | 0 | 0 | 0
1491 | Synthetic battery | battery | 0 | 0 | 0 | 0 | 0 | 0
1492 | Synthetic pumped | pumped | 0 | 0 | 0 | 0 | 0 | 0
1492 | Synthetic battery | battery | 0 | 0 | 0 | 0 | 0 | 0
1493 | Synthetic pumped | pumped | 0 | 0 | 0 | 0 | 0 | 0
1493 | Synthetic battery | battery | 0 | 0 | 0 | 0 | 0 | 0
1494 | Synthetic pumped | pumped | 0 | 0 | 0 | 0 | 0 | 0
1494 | Synthetic battery | battery | 0 | 0 | 0 | 0 | 0 | 0
1495 | Synthetic pumped | pumped | 0 | 0 | 0 | 0 | 0 | 0
1495 | Synthetic battery | battery | 0 | 0 | 0 | 0 | 0 | 0
1496 | Synthetic pumped | pumped | 0 | 0 | 0 | 0 | 0 | 0
1496 | Synthetic battery | battery | 0 | 0 | 0 | 0 | 0 | 0
1497 | Synthetic pumped | pumped | 1.8042 | 0 | 0 | 1.6238 | 0.03383 | 0
1497 | Synthetic battery | battery | 0 | 0 | 0 | 0 | 0 | 0
1498 | Synthetic pumped | pumped | 12 | 0 | 1.6238 | 12.4238 | 0.25883 | 0
1498 | Synthetic battery | battery | 1.6497 | 0 | 0 | 1.5209 | 0.076047 | 0
1499 | Synthetic pumped | pumped | 12 | 0 | 12.4238 | 23.2238 | 0.48383 | -1.7764e-15
1499 | Synthetic battery | battery | 1.4438 | 0 | 1.5209 | 2.852 | 0.1426 | -2.2204e-16
1500 | Synthetic pumped | pumped | 12 | 0 | 23.2238 | 34.0238 | 0.70883 | 3.5527e-15
1500 | Synthetic battery | battery | 8.2228 | 0 | 2.852 | 10.4331 | 0.52165 | 8.8818e-16
1501 | Synthetic pumped | pumped | 12 | 0 | 34.0238 | 44.8238 | 0.93383 | -3.5527e-15
1501 | Synthetic battery | battery | 4.9077 | 0 | 10.4331 | 14.9578 | 0.74789 | 0
1502 | Synthetic pumped | pumped | 3.5291 | 0 | 44.8238 | 48 | 1 | 0
1502 | Synthetic battery | battery | 5.4691 | 0 | 14.9578 | 20 | 1 | 0
1503 | Synthetic pumped | pumped | 0 | 0 | 48 | 48 | 1 | 0
1503 | Synthetic battery | battery | 0 | 0 | 20 | 20 | 1 | 0
1504 | Synthetic pumped | pumped | 0 | 0 | 48 | 48 | 1 | 0
1504 | Synthetic battery | battery | 0 | 0 | 20 | 20 | 1 | 0
1505 | Synthetic pumped | pumped | 0 | 0 | 48 | 48 | 1 | 0
1505 | Synthetic battery | battery | 0 | 4.746 | 20 | 14.8523 | 0.74261 | 8.8818e-16
1506 | Synthetic pumped | pumped | 0 | 12 | 48 | 34.6667 | 0.72222 | 3.5527e-15
1506 | Synthetic battery | battery | 0 | 10 | 14.8523 | 4.0057 | 0.20029 | 0
1507 | Synthetic pumped | pumped | 0 | 12 | 34.6667 | 21.3333 | 0.44444 | 0
1507 | Synthetic battery | battery | 0 | 3.6931 | 4.0057 | 0 | 0 | 0
1508 | Synthetic pumped | pumped | 0 | 12 | 21.3333 | 8 | 0.16667 | 0
1508 | Synthetic battery | battery | 0 | 0 | 0 | 0 | 0 | 0
1509 | Synthetic pumped | pumped | 0 | 7.2 | 8 | 0 | 0 | 0
1509 | Synthetic battery | battery | 0 | 0 | 0 | 0 | 0 | 0
1510 | Synthetic pumped | pumped | 0 | 0 | 0 | 0 | 0 | 0
1510 | Synthetic battery | battery | 0 | 0 | 0 | 0 | 0 | 0
1511 | Synthetic pumped | pumped | 0 | 0 | 0 | 0 | 0 | 0
1511 | Synthetic battery | battery | 0 | 0 | 0 | 0 | 0 | 0
1512 | Synthetic pumped | pumped | 0 | 0 | 0 | 0 | 0 | 0
1512 | Synthetic battery | battery | 0 | 0 | 0 | 0 | 0 | 0
1513 | Synthetic pumped | pumped | 0 | 0 | 0 | 0 | 0 | 0
1513 | Synthetic battery | battery | 0 | 0 | 0 | 0 | 0 | 0
1514 | Synthetic pumped | pumped | 0 | 0 | 0 | 0 | 0 | 0
1514 | Synthetic battery | battery | 0 | 0 | 0 | 0 | 0 | 0
1515 | Synthetic pumped | pumped | 0 | 0 | 0 | 0 | 0 | 0
1515 | Synthetic battery | battery | 0 | 0 | 0 | 0 | 0 | 0
1516 | Synthetic pumped | pumped | 0 | 0 | 0 | 0 | 0 | 0
1516 | Synthetic battery | battery | 0 | 0 | 0 | 0 | 0 | 0
1517 | Synthetic pumped | pumped | 0 | 0 | 0 | 0 | 0 | 0
1517 | Synthetic battery | battery | 0 | 0 | 0 | 0 | 0 | 0
1518 | Synthetic pumped | pumped | 0 | 0 | 0 | 0 | 0 | 0
1518 | Synthetic battery | battery | 0 | 0 | 0 | 0 | 0 | 0
1519 | Synthetic pumped | pumped | 0 | 0 | 0 | 0 | 0 | 0
1519 | Synthetic battery | battery | 0 | 0 | 0 | 0 | 0 | 0
1520 | Synthetic pumped | pumped | 0 | 0 | 0 | 0 | 0 | 0
1520 | Synthetic battery | battery | 0 | 0 | 0 | 0 | 0 | 0
1521 | Synthetic pumped | pumped | 12 | 0 | 0 | 10.8 | 0.225 | 0
1521 | Synthetic battery | battery | 1.2006 | 0 | 0 | 1.1069 | 0.055343 | 0
1522 | Synthetic pumped | pumped | 12 | 0 | 10.8 | 21.6 | 0.45 | 0
1522 | Synthetic battery | battery | 8.3111 | 0 | 1.1069 | 8.7694 | 0.43847 | 8.8818e-16
1523 | Synthetic pumped | pumped | 12 | 0 | 21.6 | 32.4 | 0.675 | 3.5527e-15
1523 | Synthetic battery | battery | 10 | 0 | 8.7694 | 17.9889 | 0.89945 | -1.7764e-15
1524 | Synthetic pumped | pumped | 12 | 0 | 32.4 | 43.2 | 0.9 | -3.5527e-15
1524 | Synthetic battery | battery | 2.1813 | 0 | 17.9889 | 20 | 1 | 0
1525 | Synthetic pumped | pumped | 5.3333 | 0 | 43.2 | 48 | 1 | 0
1525 | Synthetic battery | battery | 0 | 0 | 20 | 20 | 1 | 0
1526 | Synthetic pumped | pumped | 0 | 0 | 48 | 48 | 1 | 0
1526 | Synthetic battery | battery | 0 | 0 | 20 | 20 | 1 | 0
1527 | Synthetic pumped | pumped | 0 | 0 | 48 | 48 | 1 | 0
1527 | Synthetic battery | battery | 0 | 0 | 20 | 20 | 1 | 0
1528 | Synthetic pumped | pumped | 0 | 0 | 48 | 48 | 1 | 0
1528 | Synthetic battery | battery | 0 | 0 | 20 | 20 | 1 | 0
1529 | Synthetic pumped | pumped | 0 | 0 | 48 | 48 | 1 | 0
1529 | Synthetic battery | battery | 0 | 0 | 20 | 20 | 1 | 0
1530 | Synthetic pumped | pumped | 0 | 4.4524 | 48 | 43.0529 | 0.89694 | 0
1530 | Synthetic battery | battery | 0 | 10 | 20 | 9.1535 | 0.45767 | 0
1531 | Synthetic pumped | pumped | 0 | 11.0267 | 43.0529 | 30.8011 | 0.64169 | 0
1531 | Synthetic battery | battery | 0 | 8.4391 | 9.1535 | 0 | 0 | 0
1532 | Synthetic pumped | pumped | 0 | 12 | 30.8011 | 17.4677 | 0.36391 | 0
1532 | Synthetic battery | battery | 0 | 0 | 0 | 0 | 0 | 0
1533 | Synthetic pumped | pumped | 0 | 12 | 17.4677 | 4.1344 | 0.086134 | 0
1533 | Synthetic battery | battery | 0 | 0 | 0 | 0 | 0 | 0
1534 | Synthetic pumped | pumped | 0 | 3.721 | 4.1344 | 0 | 0 | 0
1534 | Synthetic battery | battery | 0 | 0 | 0 | 0 | 0 | 0
1535 | Synthetic pumped | pumped | 0 | 0 | 0 | 0 | 0 | 0
1535 | Synthetic battery | battery | 0 | 0 | 0 | 0 | 0 | 0
1536 | Synthetic pumped | pumped | 0 | 0 | 0 | 0 | 0 | 0
1536 | Synthetic battery | battery | 0 | 0 | 0 | 0 | 0 | 0
1537 | Synthetic pumped | pumped | 0 | 0 | 0 | 0 | 0 | 0
1537 | Synthetic battery | battery | 0 | 0 | 0 | 0 | 0 | 0
1538 | Synthetic pumped | pumped | 0 | 0 | 0 | 0 | 0 | 0
1538 | Synthetic battery | battery | 0 | 0 | 0 | 0 | 0 | 0
1539 | Synthetic pumped | pumped | 0 | 0 | 0 | 0 | 0 | 0
1539 | Synthetic battery | battery | 0 | 0 | 0 | 0 | 0 | 0
1540 | Synthetic pumped | pumped | 0 | 0 | 0 | 0 | 0 | 0
1540 | Synthetic battery | battery | 0 | 0 | 0 | 0 | 0 | 0
1541 | Synthetic pumped | pumped | 0 | 0 | 0 | 0 | 0 | 0
1541 | Synthetic battery | battery | 0 | 0 | 0 | 0 | 0 | 0
1542 | Synthetic pumped | pumped | 0 | 0 | 0 | 0 | 0 | 0
1542 | Synthetic battery | battery | 0 | 0 | 0 | 0 | 0 | 0
1543 | Synthetic pumped | pumped | 0 | 0 | 0 | 0 | 0 | 0
1543 | Synthetic battery | battery | 0 | 0 | 0 | 0 | 0 | 0
1544 | Synthetic pumped | pumped | 0 | 0 | 0 | 0 | 0 | 0
1544 | Synthetic battery | battery | 0 | 0 | 0 | 0 | 0 | 0
1545 | Synthetic pumped | pumped | 0 | 0 | 0 | 0 | 0 | 0
1545 | Synthetic battery | battery | 0 | 0 | 0 | 0 | 0 | 0
1546 | Synthetic pumped | pumped | 1.3467 | 0 | 0 | 1.212 | 0.02525 | 0
1546 | Synthetic battery | battery | 0 | 0 | 0 | 0 | 0 | 0
1547 | Synthetic pumped | pumped | 12 | 0 | 1.212 | 12.012 | 0.25025 | 0
1547 | Synthetic battery | battery | 0.038906 | 0 | 0 | 0.03587 | 0.0017935 | 0
1548 | Synthetic pumped | pumped | 9.7802 | 0 | 12.012 | 20.8142 | 0.43363 | 0
1548 | Synthetic battery | battery | 0 | 0 | 0.03587 | 0.03587 | 0.0017935 | 0
1549 | Synthetic pumped | pumped | 10.4395 | 0 | 20.8142 | 30.2098 | 0.62937 | 0
1549 | Synthetic battery | battery | 0 | 0 | 0.03587 | 0.03587 | 0.0017935 | 0
1550 | Synthetic pumped | pumped | 11.2719 | 0 | 30.2098 | 40.3545 | 0.84072 | -3.5527e-15
1550 | Synthetic battery | battery | 0 | 0 | 0.03587 | 0.03587 | 0.0017935 | 0
1551 | Synthetic pumped | pumped | 1.297 | 0 | 40.3545 | 41.5218 | 0.86504 | -2.8866e-15
1551 | Synthetic battery | battery | 0 | 0 | 0.03587 | 0.03587 | 0.0017935 | 0
1552 | Synthetic pumped | pumped | 0 | 0 | 41.5218 | 41.5218 | 0.86504 | 0
1552 | Synthetic battery | battery | 0 | 0 | 0.03587 | 0.03587 | 0.0017935 | 0
1553 | Synthetic pumped | pumped | 0 | 8.6983 | 41.5218 | 31.8571 | 0.66369 | 1.7764e-15
1553 | Synthetic battery | battery | 0 | 0.03307 | 0.03587 | 0 | 0 | 0
1554 | Synthetic pumped | pumped | 0 | 12 | 31.8571 | 18.5237 | 0.38591 | 0
1554 | Synthetic battery | battery | 0 | 0 | 0 | 0 | 0 | 0
1555 | Synthetic pumped | pumped | 0 | 12 | 18.5237 | 5.1904 | 0.10813 | 0
1555 | Synthetic battery | battery | 0 | 0 | 0 | 0 | 0 | 0
1556 | Synthetic pumped | pumped | 0 | 4.6714 | 5.1904 | 0 | 0 | 0
1556 | Synthetic battery | battery | 0 | 0 | 0 | 0 | 0 | 0
1557 | Synthetic pumped | pumped | 0 | 0 | 0 | 0 | 0 | 0
1557 | Synthetic battery | battery | 0 | 0 | 0 | 0 | 0 | 0
1558 | Synthetic pumped | pumped | 0 | 0 | 0 | 0 | 0 | 0
1558 | Synthetic battery | battery | 0 | 0 | 0 | 0 | 0 | 0
1559 | Synthetic pumped | pumped | 0 | 0 | 0 | 0 | 0 | 0
1559 | Synthetic battery | battery | 0 | 0 | 0 | 0 | 0 | 0
1560 | Synthetic pumped | pumped | 0 | 0 | 0 | 0 | 0 | 0
1560 | Synthetic battery | battery | 0 | 0 | 0 | 0 | 0 | 0
1561 | Synthetic pumped | pumped | 0 | 0 | 0 | 0 | 0 | 0
1561 | Synthetic battery | battery | 0 | 0 | 0 | 0 | 0 | 0
1562 | Synthetic pumped | pumped | 0 | 0 | 0 | 0 | 0 | 0
1562 | Synthetic battery | battery | 0 | 0 | 0 | 0 | 0 | 0
1563 | Synthetic pumped | pumped | 0 | 0 | 0 | 0 | 0 | 0
1563 | Synthetic battery | battery | 0 | 0 | 0 | 0 | 0 | 0
1564 | Synthetic pumped | pumped | 0 | 0 | 0 | 0 | 0 | 0
1564 | Synthetic battery | battery | 0 | 0 | 0 | 0 | 0 | 0
1565 | Synthetic pumped | pumped | 0 | 0 | 0 | 0 | 0 | 0
1565 | Synthetic battery | battery | 0 | 0 | 0 | 0 | 0 | 0
1566 | Synthetic pumped | pumped | 0 | 0 | 0 | 0 | 0 | 0
1566 | Synthetic battery | battery | 0 | 0 | 0 | 0 | 0 | 0
1567 | Synthetic pumped | pumped | 0 | 0 | 0 | 0 | 0 | 0
1567 | Synthetic battery | battery | 0 | 0 | 0 | 0 | 0 | 0
1568 | Synthetic pumped | pumped | 0 | 0 | 0 | 0 | 0 | 0
1568 | Synthetic battery | battery | 0 | 0 | 0 | 0 | 0 | 0
1569 | Synthetic pumped | pumped | 5.4652 | 0 | 0 | 4.9187 | 0.10247 | 0
1569 | Synthetic battery | battery | 0 | 0 | 0 | 0 | 0 | 0
1570 | Synthetic pumped | pumped | 9.055 | 0 | 4.9187 | 13.0681 | 0.27225 | 0
1570 | Synthetic battery | battery | 0 | 0 | 0 | 0 | 0 | 0
1571 | Synthetic pumped | pumped | 12 | 0 | 13.0681 | 23.8681 | 0.49725 | 0
1571 | Synthetic battery | battery | 3.3177 | 0 | 0 | 3.0588 | 0.15294 | 0
1572 | Synthetic pumped | pumped | 12 | 0 | 23.8681 | 34.6681 | 0.72225 | -3.5527e-15
1572 | Synthetic battery | battery | 4.7941 | 0 | 3.0588 | 7.4787 | 0.37394 | 0
1573 | Synthetic pumped | pumped | 12 | 0 | 34.6681 | 45.4681 | 0.94725 | -3.5527e-15
1573 | Synthetic battery | battery | 4.3939 | 0 | 7.4787 | 11.5297 | 0.57649 | -8.8818e-16
1574 | Synthetic pumped | pumped | 2.8132 | 0 | 45.4681 | 48 | 1 | 0
1574 | Synthetic battery | battery | 9.1873 | 0 | 11.5297 | 20 | 1 | 0
1575 | Synthetic pumped | pumped | 0 | 0 | 48 | 48 | 1 | 0
1575 | Synthetic battery | battery | 0 | 0 | 20 | 20 | 1 | 0
1576 | Synthetic pumped | pumped | 0 | 0 | 48 | 48 | 1 | 0
1576 | Synthetic battery | battery | 0 | 0 | 20 | 20 | 1 | 0
1577 | Synthetic pumped | pumped | 0 | 0 | 48 | 48 | 1 | 0
1577 | Synthetic battery | battery | 0 | 2.0646 | 20 | 17.7606 | 0.88803 | -1.3323e-15
1578 | Synthetic pumped | pumped | 0 | 12 | 48 | 34.6667 | 0.72222 | 3.5527e-15
1578 | Synthetic battery | battery | 0 | 10 | 17.7606 | 6.9141 | 0.3457 | 0
1579 | Synthetic pumped | pumped | 0 | 12 | 34.6667 | 21.3333 | 0.44444 | 0
1579 | Synthetic battery | battery | 0 | 6.3745 | 6.9141 | 0 | 0 | 0
1580 | Synthetic pumped | pumped | 0 | 12 | 21.3333 | 8 | 0.16667 | 0
1580 | Synthetic battery | battery | 0 | 0 | 0 | 0 | 0 | 0
1581 | Synthetic pumped | pumped | 0 | 7.2 | 8 | 0 | 0 | 0
1581 | Synthetic battery | battery | 0 | 0 | 0 | 0 | 0 | 0
1582 | Synthetic pumped | pumped | 0 | 0 | 0 | 0 | 0 | 0
1582 | Synthetic battery | battery | 0 | 0 | 0 | 0 | 0 | 0
1583 | Synthetic pumped | pumped | 0 | 0 | 0 | 0 | 0 | 0
1583 | Synthetic battery | battery | 0 | 0 | 0 | 0 | 0 | 0
1584 | Synthetic pumped | pumped | 0 | 0 | 0 | 0 | 0 | 0
1584 | Synthetic battery | battery | 0 | 0 | 0 | 0 | 0 | 0
1585 | Synthetic pumped | pumped | 0 | 0 | 0 | 0 | 0 | 0
1585 | Synthetic battery | battery | 0 | 0 | 0 | 0 | 0 | 0
1586 | Synthetic pumped | pumped | 0 | 0 | 0 | 0 | 0 | 0
1586 | Synthetic battery | battery | 0 | 0 | 0 | 0 | 0 | 0
1587 | Synthetic pumped | pumped | 0 | 0 | 0 | 0 | 0 | 0
1587 | Synthetic battery | battery | 0 | 0 | 0 | 0 | 0 | 0
1588 | Synthetic pumped | pumped | 0 | 0 | 0 | 0 | 0 | 0
1588 | Synthetic battery | battery | 0 | 0 | 0 | 0 | 0 | 0
1589 | Synthetic pumped | pumped | 0 | 0 | 0 | 0 | 0 | 0
1589 | Synthetic battery | battery | 0 | 0 | 0 | 0 | 0 | 0
1590 | Synthetic pumped | pumped | 0 | 0 | 0 | 0 | 0 | 0
1590 | Synthetic battery | battery | 0 | 0 | 0 | 0 | 0 | 0
1591 | Synthetic pumped | pumped | 0 | 0 | 0 | 0 | 0 | 0
1591 | Synthetic battery | battery | 0 | 0 | 0 | 0 | 0 | 0
1592 | Synthetic pumped | pumped | 0 | 0 | 0 | 0 | 0 | 0
1592 | Synthetic battery | battery | 0 | 0 | 0 | 0 | 0 | 0
1593 | Synthetic pumped | pumped | 11.7408 | 0 | 0 | 10.5667 | 0.22014 | 0
1593 | Synthetic battery | battery | 0 | 0 | 0 | 0 | 0 | 0
1594 | Synthetic pumped | pumped | 12 | 0 | 10.5667 | 21.3667 | 0.44514 | -1.7764e-15
1594 | Synthetic battery | battery | 6.2562 | 0 | 0 | 5.7679 | 0.2884 | 0
1595 | Synthetic pumped | pumped | 12 | 0 | 21.3667 | 32.1667 | 0.67014 | 3.5527e-15
1595 | Synthetic battery | battery | 8.29 | 0 | 5.7679 | 13.4109 | 0.67054 | 8.8818e-16
1596 | Synthetic pumped | pumped | 12 | 0 | 32.1667 | 42.9667 | 0.89514 | -3.5527e-15
1596 | Synthetic battery | battery | 7.1469 | 0 | 13.4109 | 20 | 1 | 0
1597 | Synthetic pumped | pumped | 5.5925 | 0 | 42.9667 | 48 | 1 | 0
1597 | Synthetic battery | battery | 0 | 0 | 20 | 20 | 1 | 0
1598 | Synthetic pumped | pumped | 0 | 0 | 48 | 48 | 1 | 0
1598 | Synthetic battery | battery | 0 | 0 | 20 | 20 | 1 | 0
1599 | Synthetic pumped | pumped | 0 | 0 | 48 | 48 | 1 | 0
1599 | Synthetic battery | battery | 0 | 0 | 20 | 20 | 1 | 0
1600 | Synthetic pumped | pumped | 0 | 0 | 48 | 48 | 1 | 0
1600 | Synthetic battery | battery | 0 | 0 | 20 | 20 | 1 | 0
1601 | Synthetic pumped | pumped | 0 | 0 | 48 | 48 | 1 | 0
1601 | Synthetic battery | battery | 0 | 6.7299 | 20 | 12.7004 | 0.63502 | 0
1602 | Synthetic pumped | pumped | 0 | 12 | 48 | 34.6667 | 0.72222 | 3.5527e-15
1602 | Synthetic battery | battery | 0 | 10 | 12.7004 | 1.8539 | 0.092696 | 0
1603 | Synthetic pumped | pumped | 0 | 12 | 34.6667 | 21.3333 | 0.44444 | 0
1603 | Synthetic battery | battery | 0 | 1.7092 | 1.8539 | 0 | 0 | 0
1604 | Synthetic pumped | pumped | 0 | 12 | 21.3333 | 8 | 0.16667 | 0
1604 | Synthetic battery | battery | 0 | 0 | 0 | 0 | 0 | 0
1605 | Synthetic pumped | pumped | 0 | 7.2 | 8 | 0 | 0 | 0
1605 | Synthetic battery | battery | 0 | 0 | 0 | 0 | 0 | 0
1606 | Synthetic pumped | pumped | 0 | 0 | 0 | 0 | 0 | 0
1606 | Synthetic battery | battery | 0 | 0 | 0 | 0 | 0 | 0
1607 | Synthetic pumped | pumped | 0 | 0 | 0 | 0 | 0 | 0
1607 | Synthetic battery | battery | 0 | 0 | 0 | 0 | 0 | 0
1608 | Synthetic pumped | pumped | 0 | 0 | 0 | 0 | 0 | 0
1608 | Synthetic battery | battery | 0 | 0 | 0 | 0 | 0 | 0
1609 | Synthetic pumped | pumped | 0 | 0 | 0 | 0 | 0 | 0
1609 | Synthetic battery | battery | 0 | 0 | 0 | 0 | 0 | 0
1610 | Synthetic pumped | pumped | 0 | 0 | 0 | 0 | 0 | 0
1610 | Synthetic battery | battery | 0 | 0 | 0 | 0 | 0 | 0
1611 | Synthetic pumped | pumped | 0 | 0 | 0 | 0 | 0 | 0
1611 | Synthetic battery | battery | 0 | 0 | 0 | 0 | 0 | 0
1612 | Synthetic pumped | pumped | 0 | 0 | 0 | 0 | 0 | 0
1612 | Synthetic battery | battery | 0 | 0 | 0 | 0 | 0 | 0
1613 | Synthetic pumped | pumped | 0 | 0 | 0 | 0 | 0 | 0
1613 | Synthetic battery | battery | 0 | 0 | 0 | 0 | 0 | 0
1614 | Synthetic pumped | pumped | 0 | 0 | 0 | 0 | 0 | 0
1614 | Synthetic battery | battery | 0 | 0 | 0 | 0 | 0 | 0
1615 | Synthetic pumped | pumped | 0 | 0 | 0 | 0 | 0 | 0
1615 | Synthetic battery | battery | 0 | 0 | 0 | 0 | 0 | 0
1616 | Synthetic pumped | pumped | 0 | 0 | 0 | 0 | 0 | 0
1616 | Synthetic battery | battery | 0 | 0 | 0 | 0 | 0 | 0
1617 | Synthetic pumped | pumped | 1.0077 | 0 | 0 | 0.90693 | 0.018894 | 0
1617 | Synthetic battery | battery | 0 | 0 | 0 | 0 | 0 | 0
1618 | Synthetic pumped | pumped | 10.9259 | 0 | 0.90693 | 10.7402 | 0.22375 | 0
1618 | Synthetic battery | battery | 0 | 0 | 0 | 0 | 0 | 0
1619 | Synthetic pumped | pumped | 12 | 0 | 10.7402 | 21.5402 | 0.44875 | 1.7764e-15
1619 | Synthetic battery | battery | 4.05 | 0 | 0 | 3.734 | 0.1867 | 0
1620 | Synthetic pumped | pumped | 12 | 0 | 21.5402 | 32.3402 | 0.67375 | -3.5527e-15
1620 | Synthetic battery | battery | 3.7199 | 0 | 3.734 | 7.1635 | 0.35818 | 0
1621 | Synthetic pumped | pumped | 12 | 0 | 32.3402 | 43.1402 | 0.89875 | -3.5527e-15
1621 | Synthetic battery | battery | 3.2883 | 0 | 7.1635 | 10.1952 | 0.50976 | 0
1622 | Synthetic pumped | pumped | 5.3998 | 0 | 43.1402 | 48 | 1 | 0
1622 | Synthetic battery | battery | 7.5998 | 0 | 10.1952 | 17.2019 | 0.8601 | 8.8818e-16
1623 | Synthetic pumped | pumped | 0 | 0 | 48 | 48 | 1 | 0
1623 | Synthetic battery | battery | 3.0349 | 0 | 17.2019 | 20 | 1 | 0
1624 | Synthetic pumped | pumped | 0 | 0 | 48 | 48 | 1 | 0
1624 | Synthetic battery | battery | 0 | 0 | 20 | 20 | 1 | 0
1625 | Synthetic pumped | pumped | 0 | 0 | 48 | 48 | 1 | 0
1625 | Synthetic battery | battery | 0 | 2.1209 | 20 | 17.6995 | 0.88498 | -4.4409e-16
1626 | Synthetic pumped | pumped | 0 | 11.0702 | 48 | 35.6997 | 0.74374 | 3.5527e-15
1626 | Synthetic battery | battery | 0 | 10 | 17.6995 | 6.853 | 0.34265 | 0
1627 | Synthetic pumped | pumped | 0 | 12 | 35.6997 | 22.3664 | 0.46597 | 0
1627 | Synthetic battery | battery | 0 | 6.3181 | 6.853 | 0 | 0 | 0
1628 | Synthetic pumped | pumped | 0 | 12 | 22.3664 | 9.0331 | 0.18819 | 0
1628 | Synthetic battery | battery | 0 | 0 | 0 | 0 | 0 | 0
1629 | Synthetic pumped | pumped | 0 | 8.1298 | 9.0331 | 0 | 0 | 0
1629 | Synthetic battery | battery | 0 | 0 | 0 | 0 | 0 | 0
1630 | Synthetic pumped | pumped | 0 | 0 | 0 | 0 | 0 | 0
1630 | Synthetic battery | battery | 0 | 0 | 0 | 0 | 0 | 0
1631 | Synthetic pumped | pumped | 0 | 0 | 0 | 0 | 0 | 0
1631 | Synthetic battery | battery | 0 | 0 | 0 | 0 | 0 | 0
1632 | Synthetic pumped | pumped | 0 | 0 | 0 | 0 | 0 | 0
1632 | Synthetic battery | battery | 0 | 0 | 0 | 0 | 0 | 0
1633 | Synthetic pumped | pumped | 0 | 0 | 0 | 0 | 0 | 0
1633 | Synthetic battery | battery | 0 | 0 | 0 | 0 | 0 | 0
1634 | Synthetic pumped | pumped | 0 | 0 | 0 | 0 | 0 | 0
1634 | Synthetic battery | battery | 0 | 0 | 0 | 0 | 0 | 0
1635 | Synthetic pumped | pumped | 0 | 0 | 0 | 0 | 0 | 0
1635 | Synthetic battery | battery | 0 | 0 | 0 | 0 | 0 | 0
1636 | Synthetic pumped | pumped | 0 | 0 | 0 | 0 | 0 | 0
1636 | Synthetic battery | battery | 0 | 0 | 0 | 0 | 0 | 0
1637 | Synthetic pumped | pumped | 0 | 0 | 0 | 0 | 0 | 0
1637 | Synthetic battery | battery | 0 | 0 | 0 | 0 | 0 | 0
1638 | Synthetic pumped | pumped | 0 | 0 | 0 | 0 | 0 | 0
1638 | Synthetic battery | battery | 0 | 0 | 0 | 0 | 0 | 0
1639 | Synthetic pumped | pumped | 0 | 0 | 0 | 0 | 0 | 0
1639 | Synthetic battery | battery | 0 | 0 | 0 | 0 | 0 | 0
1640 | Synthetic pumped | pumped | 0 | 0 | 0 | 0 | 0 | 0
1640 | Synthetic battery | battery | 0 | 0 | 0 | 0 | 0 | 0
1641 | Synthetic pumped | pumped | 0 | 0 | 0 | 0 | 0 | 0
1641 | Synthetic battery | battery | 0 | 0 | 0 | 0 | 0 | 0
1642 | Synthetic pumped | pumped | 7.5219 | 0 | 0 | 6.7697 | 0.14104 | 0
1642 | Synthetic battery | battery | 0 | 0 | 0 | 0 | 0 | 0
1643 | Synthetic pumped | pumped | 12 | 0 | 6.7697 | 17.5697 | 0.36604 | 0
1643 | Synthetic battery | battery | 8.3482 | 0 | 0 | 7.6967 | 0.38483 | 0
1644 | Synthetic pumped | pumped | 12 | 0 | 17.5697 | 28.3697 | 0.59104 | 0
1644 | Synthetic battery | battery | 3.1413 | 0 | 7.6967 | 10.5928 | 0.52964 | -4.4409e-16
1645 | Synthetic pumped | pumped | 8.2828 | 0 | 28.3697 | 35.8242 | 0.74634 | -2.6645e-15
1645 | Synthetic battery | battery | 0 | 0 | 10.5928 | 10.5928 | 0.52964 | 0
1646 | Synthetic pumped | pumped | 12 | 0 | 35.8242 | 46.6242 | 0.97134 | 3.5527e-15
1646 | Synthetic battery | battery | 2.178 | 0 | 10.5928 | 12.6009 | 0.63004 | -8.8818e-16
1647 | Synthetic pumped | pumped | 1.5286 | 0 | 46.6242 | 48 | 1 | 0
1647 | Synthetic battery | battery | 7.2384 | 0 | 12.6009 | 19.2743 | 0.96372 | 0
1648 | Synthetic pumped | pumped | 0 | 0 | 48 | 48 | 1 | 0
1648 | Synthetic battery | battery | 0 | 0 | 19.2743 | 19.2743 | 0.96372 | 0
1649 | Synthetic pumped | pumped | 0 | 0.31018 | 48 | 47.6554 | 0.99282 | 0
1649 | Synthetic battery | battery | 0 | 10 | 19.2743 | 8.4278 | 0.42139 | 0
1650 | Synthetic pumped | pumped | 0 | 12 | 47.6554 | 34.322 | 0.71504 | 3.5527e-15
1650 | Synthetic battery | battery | 0 | 7.7701 | 8.4278 | 0 | 0 | 0
1651 | Synthetic pumped | pumped | 0 | 12 | 34.322 | 20.9887 | 0.43726 | 0
1651 | Synthetic battery | battery | 0 | 0 | 0 | 0 | 0 | 0
1652 | Synthetic pumped | pumped | 0 | 12 | 20.9887 | 7.6554 | 0.15949 | 0
1652 | Synthetic battery | battery | 0 | 0 | 0 | 0 | 0 | 0
1653 | Synthetic pumped | pumped | 0 | 6.8898 | 7.6554 | 0 | 0 | 0
1653 | Synthetic battery | battery | 0 | 0 | 0 | 0 | 0 | 0
1654 | Synthetic pumped | pumped | 0 | 0 | 0 | 0 | 0 | 0
1654 | Synthetic battery | battery | 0 | 0 | 0 | 0 | 0 | 0
1655 | Synthetic pumped | pumped | 0 | 0 | 0 | 0 | 0 | 0
1655 | Synthetic battery | battery | 0 | 0 | 0 | 0 | 0 | 0
1656 | Synthetic pumped | pumped | 0 | 0 | 0 | 0 | 0 | 0
1656 | Synthetic battery | battery | 0 | 0 | 0 | 0 | 0 | 0
1657 | Synthetic pumped | pumped | 0 | 0 | 0 | 0 | 0 | 0
1657 | Synthetic battery | battery | 0 | 0 | 0 | 0 | 0 | 0
1658 | Synthetic pumped | pumped | 0 | 0 | 0 | 0 | 0 | 0
1658 | Synthetic battery | battery | 0 | 0 | 0 | 0 | 0 | 0
1659 | Synthetic pumped | pumped | 0 | 0 | 0 | 0 | 0 | 0
1659 | Synthetic battery | battery | 0 | 0 | 0 | 0 | 0 | 0
1660 | Synthetic pumped | pumped | 0 | 0 | 0 | 0 | 0 | 0
1660 | Synthetic battery | battery | 0 | 0 | 0 | 0 | 0 | 0
1661 | Synthetic pumped | pumped | 0 | 0 | 0 | 0 | 0 | 0
1661 | Synthetic battery | battery | 0 | 0 | 0 | 0 | 0 | 0
1662 | Synthetic pumped | pumped | 0 | 0 | 0 | 0 | 0 | 0
1662 | Synthetic battery | battery | 0 | 0 | 0 | 0 | 0 | 0
1663 | Synthetic pumped | pumped | 0 | 0 | 0 | 0 | 0 | 0
1663 | Synthetic battery | battery | 0 | 0 | 0 | 0 | 0 | 0
1664 | Synthetic pumped | pumped | 0 | 0 | 0 | 0 | 0 | 0
1664 | Synthetic battery | battery | 0 | 0 | 0 | 0 | 0 | 0
1665 | Synthetic pumped | pumped | 6.5508 | 0 | 0 | 5.8957 | 0.12283 | 0
1665 | Synthetic battery | battery | 0 | 0 | 0 | 0 | 0 | 0
1666 | Synthetic pumped | pumped | 8.0723 | 0 | 5.8957 | 13.1608 | 0.27418 | 0
1666 | Synthetic battery | battery | 0 | 0 | 0 | 0 | 0 | 0
1667 | Synthetic pumped | pumped | 12 | 0 | 13.1608 | 23.9608 | 0.49918 | 0
1667 | Synthetic battery | battery | 6.3358 | 0 | 0 | 5.8413 | 0.29207 | 0
1668 | Synthetic pumped | pumped | 12 | 0 | 23.9608 | 34.7608 | 0.72418 | 3.5527e-15
1668 | Synthetic battery | battery | 9.4086 | 0 | 5.8413 | 14.5156 | 0.72578 | 0
1669 | Synthetic pumped | pumped | 12 | 0 | 34.7608 | 45.5608 | 0.94918 | -3.5527e-15
1669 | Synthetic battery | battery | 5.4798 | 0 | 14.5156 | 19.5678 | 0.97839 | 8.8818e-16
1670 | Synthetic pumped | pumped | 2.7102 | 0 | 45.5608 | 48 | 1 | 0
1670 | Synthetic battery | battery | 0.46884 | 0 | 19.5678 | 20 | 1 | 0
1671 | Synthetic pumped | pumped | 0 | 0 | 48 | 48 | 1 | 0
1671 | Synthetic battery | battery | 0 | 0 | 20 | 20 | 1 | 0
1672 | Synthetic pumped | pumped | 0 | 0 | 48 | 48 | 1 | 0
1672 | Synthetic battery | battery | 0 | 0 | 20 | 20 | 1 | 0
1673 | Synthetic pumped | pumped | 0 | 0 | 48 | 48 | 1 | 0
1673 | Synthetic battery | battery | 0 | 0.016527 | 20 | 19.9821 | 0.9991 | 1.1727e-15
1674 | Synthetic pumped | pumped | 0 | 6.6863 | 48 | 40.5707 | 0.84522 | 2.6645e-15
1674 | Synthetic battery | battery | 0 | 10 | 19.9821 | 9.1356 | 0.45678 | 0
1675 | Synthetic pumped | pumped | 0 | 12 | 40.5707 | 27.2374 | 0.56745 | 0
1675 | Synthetic battery | battery | 0 | 8.4226 | 9.1356 | 0 | 0 | 0
1676 | Synthetic pumped | pumped | 0 | 12 | 27.2374 | 13.9041 | 0.28967 | 0
1676 | Synthetic battery | battery | 0 | 0 | 0 | 0 | 0 | 0
1677 | Synthetic pumped | pumped | 0 | 12 | 13.9041 | 0.57075 | 0.011891 | 0
1677 | Synthetic battery | battery | 0 | 0 | 0 | 0 | 0 | 0
1678 | Synthetic pumped | pumped | 0 | 0.51367 | 0.57075 | 0 | 0 | 0
1678 | Synthetic battery | battery | 0 | 0 | 0 | 0 | 0 | 0
1679 | Synthetic pumped | pumped | 0 | 0 | 0 | 0 | 0 | 0
1679 | Synthetic battery | battery | 0 | 0 | 0 | 0 | 0 | 0
1680 | Synthetic pumped | pumped | 0 | 0 | 0 | 0 | 0 | 0
1680 | Synthetic battery | battery | 0 | 0 | 0 | 0 | 0 | 0
1681 | Synthetic pumped | pumped | 0 | 0 | 0 | 0 | 0 | 0
1681 | Synthetic battery | battery | 0 | 0 | 0 | 0 | 0 | 0
1682 | Synthetic pumped | pumped | 0 | 0 | 0 | 0 | 0 | 0
1682 | Synthetic battery | battery | 0 | 0 | 0 | 0 | 0 | 0
1683 | Synthetic pumped | pumped | 0 | 0 | 0 | 0 | 0 | 0
1683 | Synthetic battery | battery | 0 | 0 | 0 | 0 | 0 | 0
1684 | Synthetic pumped | pumped | 0 | 0 | 0 | 0 | 0 | 0
1684 | Synthetic battery | battery | 0 | 0 | 0 | 0 | 0 | 0
1685 | Synthetic pumped | pumped | 0 | 0 | 0 | 0 | 0 | 0
1685 | Synthetic battery | battery | 0 | 0 | 0 | 0 | 0 | 0
1686 | Synthetic pumped | pumped | 0 | 0 | 0 | 0 | 0 | 0
1686 | Synthetic battery | battery | 0 | 0 | 0 | 0 | 0 | 0
1687 | Synthetic pumped | pumped | 0 | 0 | 0 | 0 | 0 | 0
1687 | Synthetic battery | battery | 0 | 0 | 0 | 0 | 0 | 0
1688 | Synthetic pumped | pumped | 0 | 0 | 0 | 0 | 0 | 0
1688 | Synthetic battery | battery | 0 | 0 | 0 | 0 | 0 | 0
1689 | Synthetic pumped | pumped | 7.975 | 0 | 0 | 7.1775 | 0.14953 | 0
1689 | Synthetic battery | battery | 0 | 0 | 0 | 0 | 0 | 0
1690 | Synthetic pumped | pumped | 12 | 0 | 7.1775 | 17.9775 | 0.37453 | 1.7764e-15
1690 | Synthetic battery | battery | 3.7642 | 0 | 0 | 3.4704 | 0.17352 | 0
1691 | Synthetic pumped | pumped | 12 | 0 | 17.9775 | 28.7775 | 0.59953 | 0
1691 | Synthetic battery | battery | 2.2557 | 0 | 3.4704 | 5.5501 | 0.2775 | 4.4409e-16
1692 | Synthetic pumped | pumped | 12 | 0 | 28.7775 | 39.5775 | 0.82453 | 0
1692 | Synthetic battery | battery | 9.0202 | 0 | 5.5501 | 13.8663 | 0.69332 | 0
1693 | Synthetic pumped | pumped | 9.3584 | 0 | 39.5775 | 48 | 1 | 0
1693 | Synthetic battery | battery | 6.6529 | 0 | 13.8663 | 20 | 1 | 0
1694 | Synthetic pumped | pumped | 0 | 0 | 48 | 48 | 1 | 0
1694 | Synthetic battery | battery | 0 | 0 | 20 | 20 | 1 | 0
1695 | Synthetic pumped | pumped | 0 | 0 | 48 | 48 | 1 | 0
1695 | Synthetic battery | battery | 0 | 0 | 20 | 20 | 1 | 0
1696 | Synthetic pumped | pumped | 0 | 0 | 48 | 48 | 1 | 0
1696 | Synthetic battery | battery | 0 | 0 | 20 | 20 | 1 | 0
1697 | Synthetic pumped | pumped | 0 | 0 | 48 | 48 | 1 | 0
1697 | Synthetic battery | battery | 0 | 9.1546 | 20 | 10.0705 | 0.50352 | 0
1698 | Synthetic pumped | pumped | 0 | 12 | 48 | 34.6667 | 0.72222 | 3.5527e-15
1698 | Synthetic battery | battery | 0 | 9.2845 | 10.0705 | 0 | 0 | 0
1699 | Synthetic pumped | pumped | 0 | 12 | 34.6667 | 21.3333 | 0.44444 | 0
1699 | Synthetic battery | battery | 0 | 0 | 0 | 0 | 0 | 0
1700 | Synthetic pumped | pumped | 0 | 12 | 21.3333 | 8 | 0.16667 | 0
1700 | Synthetic battery | battery | 0 | 0 | 0 | 0 | 0 | 0
1701 | Synthetic pumped | pumped | 0 | 7.2 | 8 | 0 | 0 | 0
1701 | Synthetic battery | battery | 0 | 0 | 0 | 0 | 0 | 0
1702 | Synthetic pumped | pumped | 0 | 0 | 0 | 0 | 0 | 0
1702 | Synthetic battery | battery | 0 | 0 | 0 | 0 | 0 | 0
1703 | Synthetic pumped | pumped | 0 | 0 | 0 | 0 | 0 | 0
1703 | Synthetic battery | battery | 0 | 0 | 0 | 0 | 0 | 0
1704 | Synthetic pumped | pumped | 0 | 0 | 0 | 0 | 0 | 0
1704 | Synthetic battery | battery | 0 | 0 | 0 | 0 | 0 | 0
1705 | Synthetic pumped | pumped | 0 | 0 | 0 | 0 | 0 | 0
1705 | Synthetic battery | battery | 0 | 0 | 0 | 0 | 0 | 0
1706 | Synthetic pumped | pumped | 0 | 0 | 0 | 0 | 0 | 0
1706 | Synthetic battery | battery | 0 | 0 | 0 | 0 | 0 | 0
1707 | Synthetic pumped | pumped | 0 | 0 | 0 | 0 | 0 | 0
1707 | Synthetic battery | battery | 0 | 0 | 0 | 0 | 0 | 0
1708 | Synthetic pumped | pumped | 0 | 0 | 0 | 0 | 0 | 0
1708 | Synthetic battery | battery | 0 | 0 | 0 | 0 | 0 | 0
1709 | Synthetic pumped | pumped | 0 | 0 | 0 | 0 | 0 | 0
1709 | Synthetic battery | battery | 0 | 0 | 0 | 0 | 0 | 0
1710 | Synthetic pumped | pumped | 0 | 0 | 0 | 0 | 0 | 0
1710 | Synthetic battery | battery | 0 | 0 | 0 | 0 | 0 | 0
1711 | Synthetic pumped | pumped | 0 | 0 | 0 | 0 | 0 | 0
1711 | Synthetic battery | battery | 0 | 0 | 0 | 0 | 0 | 0
1712 | Synthetic pumped | pumped | 0 | 0 | 0 | 0 | 0 | 0
1712 | Synthetic battery | battery | 0 | 0 | 0 | 0 | 0 | 0
1713 | Synthetic pumped | pumped | 4.7076 | 0 | 0 | 4.2368 | 0.088267 | 0
1713 | Synthetic battery | battery | 0 | 0 | 0 | 0 | 0 | 0
1714 | Synthetic pumped | pumped | 11.8904 | 0 | 4.2368 | 14.9382 | 0.31121 | 0
1714 | Synthetic battery | battery | 0 | 0 | 0 | 0 | 0 | 0
1715 | Synthetic pumped | pumped | 12 | 0 | 14.9382 | 25.7382 | 0.53621 | 0
1715 | Synthetic battery | battery | 10 | 0 | 0 | 9.2195 | 0.46098 | 0
1716 | Synthetic pumped | pumped | 12 | 0 | 25.7382 | 36.5382 | 0.76121 | 0
1716 | Synthetic battery | battery | 8.2352 | 0 | 9.2195 | 16.812 | 0.8406 | 8.8818e-16
1717 | Synthetic pumped | pumped | 12 | 0 | 36.5382 | 47.3382 | 0.98621 | 3.5527e-15
1717 | Synthetic battery | battery | 3.4579 | 0 | 16.812 | 20 | 1 | 0
1718 | Synthetic pumped | pumped | 0.7353 | 0 | 47.3382 | 48 | 1 | 0
1718 | Synthetic battery | battery | 0 | 0 | 20 | 20 | 1 | 0
1719 | Synthetic pumped | pumped | 0 | 0 | 48 | 48 | 1 | 0
1719 | Synthetic battery | battery | 0 | 0 | 20 | 20 | 1 | 0
1720 | Synthetic pumped | pumped | 0 | 0 | 48 | 48 | 1 | 0
1720 | Synthetic battery | battery | 0 | 0 | 20 | 20 | 1 | 0
1721 | Synthetic pumped | pumped | 0 | 0 | 48 | 48 | 1 | 0
1721 | Synthetic battery | battery | 0 | 0.90651 | 20 | 19.0168 | 0.95084 | 7.7716e-16
1722 | Synthetic pumped | pumped | 0 | 8.542 | 48 | 38.5089 | 0.80227 | -1.7764e-15
1722 | Synthetic battery | battery | 0 | 10 | 19.0168 | 8.1702 | 0.40851 | 0
1723 | Synthetic pumped | pumped | 0 | 12 | 38.5089 | 25.1756 | 0.52449 | 0
1723 | Synthetic battery | battery | 0 | 7.5326 | 8.1702 | 0 | 0 | 0
1724 | Synthetic pumped | pumped | 0 | 12 | 25.1756 | 11.8423 | 0.24671 | 0
1724 | Synthetic battery | battery | 0 | 0 | 0 | 0 | 0 | 0
1725 | Synthetic pumped | pumped | 0 | 10.658 | 11.8423 | -1.7764e-15 | -3.7007e-17 | 0
1725 | Synthetic battery | battery | 0 | 0 | 0 | 0 | 0 | 0
1726 | Synthetic pumped | pumped | 0 | -1.5987e-15 | -1.7764e-15 | 0 | 0 | 0
1726 | Synthetic battery | battery | 0 | 0 | 0 | 0 | 0 | 0
1727 | Synthetic pumped | pumped | 0 | 0 | 0 | 0 | 0 | 0
1727 | Synthetic battery | battery | 0 | 0 | 0 | 0 | 0 | 0
1728 | Synthetic pumped | pumped | 0 | 0 | 0 | 0 | 0 | 0
1728 | Synthetic battery | battery | 0 | 0 | 0 | 0 | 0 | 0
1729 | Synthetic pumped | pumped | 0 | 0 | 0 | 0 | 0 | 0
1729 | Synthetic battery | battery | 0 | 0 | 0 | 0 | 0 | 0
1730 | Synthetic pumped | pumped | 0 | 0 | 0 | 0 | 0 | 0
1730 | Synthetic battery | battery | 0 | 0 | 0 | 0 | 0 | 0
1731 | Synthetic pumped | pumped | 0 | 0 | 0 | 0 | 0 | 0
1731 | Synthetic battery | battery | 0 | 0 | 0 | 0 | 0 | 0
1732 | Synthetic pumped | pumped | 0 | 0 | 0 | 0 | 0 | 0
1732 | Synthetic battery | battery | 0 | 0 | 0 | 0 | 0 | 0
1733 | Synthetic pumped | pumped | 0 | 0 | 0 | 0 | 0 | 0
1733 | Synthetic battery | battery | 0 | 0 | 0 | 0 | 0 | 0
1734 | Synthetic pumped | pumped | 0 | 0 | 0 | 0 | 0 | 0
1734 | Synthetic battery | battery | 0 | 0 | 0 | 0 | 0 | 0
1735 | Synthetic pumped | pumped | 0 | 0 | 0 | 0 | 0 | 0
1735 | Synthetic battery | battery | 0 | 0 | 0 | 0 | 0 | 0
1736 | Synthetic pumped | pumped | 0 | 0 | 0 | 0 | 0 | 0
1736 | Synthetic battery | battery | 0 | 0 | 0 | 0 | 0 | 0
1737 | Synthetic pumped | pumped | 3.6227 | 0 | 0 | 3.2604 | 0.067926 | 0
1737 | Synthetic battery | battery | 0 | 0 | 0 | 0 | 0 | 0
1738 | Synthetic pumped | pumped | 8.1886 | 0 | 3.2604 | 10.6302 | 0.22146 | 0
1738 | Synthetic battery | battery | 0 | 0 | 0 | 0 | 0 | 0
1739 | Synthetic pumped | pumped | 12 | 0 | 10.6302 | 21.4302 | 0.44646 | 0
1739 | Synthetic battery | battery | 7.9358 | 0 | 0 | 7.3164 | 0.36582 | 0
1740 | Synthetic pumped | pumped | 12 | 0 | 21.4302 | 32.2302 | 0.67146 | 0
1740 | Synthetic battery | battery | 9.9011 | 0 | 7.3164 | 16.4448 | 0.82224 | 1.7764e-15
1741 | Synthetic pumped | pumped | 11.2615 | 0 | 32.2302 | 42.3655 | 0.88262 | -3.5527e-15
1741 | Synthetic battery | battery | 0 | 0 | 16.4448 | 16.4448 | 0.82224 | 0
1742 | Synthetic pumped | pumped | 6.2605 | 0 | 42.3655 | 48 | 1 | 0
1742 | Synthetic battery | battery | 3.8562 | 0 | 16.4448 | 20 | 1 | 0
1743 | Synthetic pumped | pumped | 0 | 0 | 48 | 48 | 1 | 0
1743 | Synthetic battery | battery | 0 | 0 | 20 | 20 | 1 | 0
1744 | Synthetic pumped | pumped | 0 | 0 | 48 | 48 | 1 | 0
1744 | Synthetic battery | battery | 0 | 0 | 20 | 20 | 1 | 0
1745 | Synthetic pumped | pumped | 0 | 0 | 48 | 48 | 1 | 0
1745 | Synthetic battery | battery | 0 | 4.1148 | 20 | 15.5368 | 0.77684 | -8.8818e-16
1746 | Synthetic pumped | pumped | 0 | 12 | 48 | 34.6667 | 0.72222 | 3.5527e-15
1746 | Synthetic battery | battery | 0 | 10 | 15.5368 | 4.6903 | 0.23452 | 0
1747 | Synthetic pumped | pumped | 0 | 12 | 34.6667 | 21.3333 | 0.44444 | 0
1747 | Synthetic battery | battery | 0 | 4.3242 | 4.6903 | 0 | 0 | 0
1748 | Synthetic pumped | pumped | 0 | 12 | 21.3333 | 8 | 0.16667 | 0
1748 | Synthetic battery | battery | 0 | 0 | 0 | 0 | 0 | 0
1749 | Synthetic pumped | pumped | 0 | 7.2 | 8 | 0 | 0 | 0
1749 | Synthetic battery | battery | 0 | 0 | 0 | 0 | 0 | 0
1750 | Synthetic pumped | pumped | 0 | 0 | 0 | 0 | 0 | 0
1750 | Synthetic battery | battery | 0 | 0 | 0 | 0 | 0 | 0
1751 | Synthetic pumped | pumped | 0 | 0 | 0 | 0 | 0 | 0
1751 | Synthetic battery | battery | 0 | 0 | 0 | 0 | 0 | 0
1752 | Synthetic pumped | pumped | 0 | 0 | 0 | 0 | 0 | 0
1752 | Synthetic battery | battery | 0 | 0 | 0 | 0 | 0 | 0
1753 | Synthetic pumped | pumped | 0 | 0 | 0 | 0 | 0 | 0
1753 | Synthetic battery | battery | 0 | 0 | 0 | 0 | 0 | 0
1754 | Synthetic pumped | pumped | 0 | 0 | 0 | 0 | 0 | 0
1754 | Synthetic battery | battery | 0 | 0 | 0 | 0 | 0 | 0
1755 | Synthetic pumped | pumped | 0 | 0 | 0 | 0 | 0 | 0
1755 | Synthetic battery | battery | 0 | 0 | 0 | 0 | 0 | 0
1756 | Synthetic pumped | pumped | 0 | 0 | 0 | 0 | 0 | 0
1756 | Synthetic battery | battery | 0 | 0 | 0 | 0 | 0 | 0
1757 | Synthetic pumped | pumped | 0 | 0 | 0 | 0 | 0 | 0
1757 | Synthetic battery | battery | 0 | 0 | 0 | 0 | 0 | 0
1758 | Synthetic pumped | pumped | 0 | 0 | 0 | 0 | 0 | 0
1758 | Synthetic battery | battery | 0 | 0 | 0 | 0 | 0 | 0
1759 | Synthetic pumped | pumped | 0 | 0 | 0 | 0 | 0 | 0
1759 | Synthetic battery | battery | 0 | 0 | 0 | 0 | 0 | 0
1760 | Synthetic pumped | pumped | 0 | 0 | 0 | 0 | 0 | 0
1760 | Synthetic battery | battery | 0 | 0 | 0 | 0 | 0 | 0
1761 | Synthetic pumped | pumped | 4.5949 | 0 | 0 | 4.1354 | 0.086155 | 0
1761 | Synthetic battery | battery | 0 | 0 | 0 | 0 | 0 | 0
1762 | Synthetic pumped | pumped | 5.8197 | 0 | 4.1354 | 9.3732 | 0.19527 | -8.8818e-16
1762 | Synthetic battery | battery | 0 | 0 | 0 | 0 | 0 | 0
1763 | Synthetic pumped | pumped | 12 | 0 | 9.3732 | 20.1732 | 0.42027 | 0
1763 | Synthetic battery | battery | 5.8988 | 0 | 0 | 5.4385 | 0.27192 | 0
1764 | Synthetic pumped | pumped | 12 | 0 | 20.1732 | 30.9732 | 0.64527 | 0
1764 | Synthetic battery | battery | 5.0394 | 0 | 5.4385 | 10.0846 | 0.50423 | 8.8818e-16
1765 | Synthetic pumped | pumped | 12 | 0 | 30.9732 | 41.7732 | 0.87027 | 0
1765 | Synthetic battery | battery | 2.6339 | 0 | 10.0846 | 12.5129 | 0.62565 | -8.8818e-16
1766 | Synthetic pumped | pumped | 6.9187 | 0 | 41.7732 | 48 | 1 | 0
1766 | Synthetic battery | battery | 8.1209 | 0 | 12.5129 | 20 | 1 | -8.8818e-16
1767 | Synthetic pumped | pumped | 0 | 0 | 48 | 48 | 1 | 0
1767 | Synthetic battery | battery | 0 | 0 | 20 | 20 | 1 | 0
1768 | Synthetic pumped | pumped | 0 | 0 | 48 | 48 | 1 | 0
1768 | Synthetic battery | battery | 0 | 0 | 20 | 20 | 1 | 0
1769 | Synthetic pumped | pumped | 0 | 0 | 48 | 48 | 1 | 0
1769 | Synthetic battery | battery | 0 | 8.4598 | 20 | 10.8241 | 0.54121 | 0
1770 | Synthetic pumped | pumped | 0 | 11.5767 | 48 | 35.137 | 0.73202 | 1.7764e-15
1770 | Synthetic battery | battery | 0 | 9.9793 | 10.8241 | 0 | 0 | 0
1771 | Synthetic pumped | pumped | 0 | 12 | 35.137 | 21.8037 | 0.45424 | 0
1771 | Synthetic battery | battery | 0 | 0 | 0 | 0 | 0 | 0
1772 | Synthetic pumped | pumped | 0 | 12 | 21.8037 | 8.4703 | 0.17647 | 0
1772 | Synthetic battery | battery | 0 | 0 | 0 | 0 | 0 | 0
1773 | Synthetic pumped | pumped | 0 | 7.6233 | 8.4703 | 0 | 0 | 0
1773 | Synthetic battery | battery | 0 | 0 | 0 | 0 | 0 | 0
1774 | Synthetic pumped | pumped | 0 | 0 | 0 | 0 | 0 | 0
1774 | Synthetic battery | battery | 0 | 0 | 0 | 0 | 0 | 0
1775 | Synthetic pumped | pumped | 0 | 0 | 0 | 0 | 0 | 0
1775 | Synthetic battery | battery | 0 | 0 | 0 | 0 | 0 | 0
1776 | Synthetic pumped | pumped | 0 | 0 | 0 | 0 | 0 | 0
1776 | Synthetic battery | battery | 0 | 0 | 0 | 0 | 0 | 0
1777 | Synthetic pumped | pumped | 0 | 0 | 0 | 0 | 0 | 0
1777 | Synthetic battery | battery | 0 | 0 | 0 | 0 | 0 | 0
1778 | Synthetic pumped | pumped | 0 | 0 | 0 | 0 | 0 | 0
1778 | Synthetic battery | battery | 0 | 0 | 0 | 0 | 0 | 0
1779 | Synthetic pumped | pumped | 0 | 0 | 0 | 0 | 0 | 0
1779 | Synthetic battery | battery | 0 | 0 | 0 | 0 | 0 | 0
1780 | Synthetic pumped | pumped | 0 | 0 | 0 | 0 | 0 | 0
1780 | Synthetic battery | battery | 0 | 0 | 0 | 0 | 0 | 0
1781 | Synthetic pumped | pumped | 0 | 0 | 0 | 0 | 0 | 0
1781 | Synthetic battery | battery | 0 | 0 | 0 | 0 | 0 | 0
1782 | Synthetic pumped | pumped | 0 | 0 | 0 | 0 | 0 | 0
1782 | Synthetic battery | battery | 0 | 0 | 0 | 0 | 0 | 0
1783 | Synthetic pumped | pumped | 0 | 0 | 0 | 0 | 0 | 0
1783 | Synthetic battery | battery | 0 | 0 | 0 | 0 | 0 | 0
1784 | Synthetic pumped | pumped | 0 | 0 | 0 | 0 | 0 | 0
1784 | Synthetic battery | battery | 0 | 0 | 0 | 0 | 0 | 0
1785 | Synthetic pumped | pumped | 7.4206 | 0 | 0 | 6.6786 | 0.13914 | 0
1785 | Synthetic battery | battery | 0 | 0 | 0 | 0 | 0 | 0
1786 | Synthetic pumped | pumped | 12 | 0 | 6.6786 | 17.4786 | 0.36414 | 0
1786 | Synthetic battery | battery | 5.1999 | 0 | 0 | 4.7941 | 0.23971 | 0
1787 | Synthetic pumped | pumped | 12 | 0 | 17.4786 | 28.2786 | 0.58914 | 0
1787 | Synthetic battery | battery | 6.3204 | 0 | 4.7941 | 10.6212 | 0.53106 | 0
1788 | Synthetic pumped | pumped | 12 | 0 | 28.2786 | 39.0786 | 0.81414 | 0
1788 | Synthetic battery | battery | 10 | 0 | 10.6212 | 19.8407 | 0.99204 | 1.7764e-15
1789 | Synthetic pumped | pumped | 9.9127 | 0 | 39.0786 | 48 | 1 | 0
1789 | Synthetic battery | battery | 0.17273 | 0 | 19.8407 | 20 | 1 | 0
1790 | Synthetic pumped | pumped | 0 | 0 | 48 | 48 | 1 | 0
1790 | Synthetic battery | battery | 0 | 0 | 20 | 20 | 1 | 0
1791 | Synthetic pumped | pumped | 0 | 0 | 48 | 48 | 1 | 0
1791 | Synthetic battery | battery | 0 | 0 | 20 | 20 | 1 | 0
1792 | Synthetic pumped | pumped | 0 | 0 | 48 | 48 | 1 | 0
1792 | Synthetic battery | battery | 0 | 0 | 20 | 20 | 1 | 0
1793 | Synthetic pumped | pumped | 0 | 0 | 48 | 48 | 1 | 0
1793 | Synthetic battery | battery | 0 | 2.0198 | 20 | 17.8092 | 0.89046 | -1.3323e-15
1794 | Synthetic pumped | pumped | 0 | 10.4182 | 48 | 36.4242 | 0.75884 | -1.7764e-15
1794 | Synthetic battery | battery | 0 | 10 | 17.8092 | 6.9627 | 0.34813 | 0
1795 | Synthetic pumped | pumped | 0 | 12 | 36.4242 | 23.0909 | 0.48106 | 0
1795 | Synthetic battery | battery | 0 | 6.4193 | 6.9627 | 0 | 0 | 0
1796 | Synthetic pumped | pumped | 0 | 12 | 23.0909 | 9.7576 | 0.20328 | 0
1796 | Synthetic battery | battery | 0 | 0 | 0 | 0 | 0 | 0
1797 | Synthetic pumped | pumped | 0 | 8.7818 | 9.7576 | -1.7764e-15 | -3.7007e-17 | 0
1797 | Synthetic battery | battery | 0 | 0 | 0 | 0 | 0 | 0
1798 | Synthetic pumped | pumped | 0 | -1.5987e-15 | -1.7764e-15 | 0 | 0 | 0
1798 | Synthetic battery | battery | 0 | 0 | 0 | 0 | 0 | 0
1799 | Synthetic pumped | pumped | 0 | 0 | 0 | 0 | 0 | 0
1799 | Synthetic battery | battery | 0 | 0 | 0 | 0 | 0 | 0
1800 | Synthetic pumped | pumped | 0 | 0 | 0 | 0 | 0 | 0
1800 | Synthetic battery | battery | 0 | 0 | 0 | 0 | 0 | 0
1801 | Synthetic pumped | pumped | 0 | 0 | 0 | 0 | 0 | 0
1801 | Synthetic battery | battery | 0 | 0 | 0 | 0 | 0 | 0
1802 | Synthetic pumped | pumped | 0 | 0 | 0 | 0 | 0 | 0
1802 | Synthetic battery | battery | 0 | 0 | 0 | 0 | 0 | 0
1803 | Synthetic pumped | pumped | 0 | 0 | 0 | 0 | 0 | 0
1803 | Synthetic battery | battery | 0 | 0 | 0 | 0 | 0 | 0
1804 | Synthetic pumped | pumped | 0 | 0 | 0 | 0 | 0 | 0
1804 | Synthetic battery | battery | 0 | 0 | 0 | 0 | 0 | 0
1805 | Synthetic pumped | pumped | 0 | 0 | 0 | 0 | 0 | 0
1805 | Synthetic battery | battery | 0 | 0 | 0 | 0 | 0 | 0
1806 | Synthetic pumped | pumped | 0 | 0 | 0 | 0 | 0 | 0
1806 | Synthetic battery | battery | 0 | 0 | 0 | 0 | 0 | 0
1807 | Synthetic pumped | pumped | 0 | 0 | 0 | 0 | 0 | 0
1807 | Synthetic battery | battery | 0 | 0 | 0 | 0 | 0 | 0
1808 | Synthetic pumped | pumped | 0 | 0 | 0 | 0 | 0 | 0
1808 | Synthetic battery | battery | 0 | 0 | 0 | 0 | 0 | 0
1809 | Synthetic pumped | pumped | 2.4769 | 0 | 0 | 2.2292 | 0.046443 | 0
1809 | Synthetic battery | battery | 0 | 0 | 0 | 0 | 0 | 0
1810 | Synthetic pumped | pumped | 12 | 0 | 2.2292 | 13.0292 | 0.27144 | 0
1810 | Synthetic battery | battery | 3.1683 | 0 | 0 | 2.9211 | 0.14605 | 0
1811 | Synthetic pumped | pumped | 12 | 0 | 13.0292 | 23.8292 | 0.49644 | 1.7764e-15
1811 | Synthetic battery | battery | 7.5786 | 0 | 2.9211 | 9.9082 | 0.49541 | 0
1812 | Synthetic pumped | pumped | 12 | 0 | 23.8292 | 34.6292 | 0.72144 | 3.5527e-15
1812 | Synthetic battery | battery | 3.8616 | 0 | 9.9082 | 13.4684 | 0.67342 | -4.4409e-16
1813 | Synthetic pumped | pumped | 12 | 0 | 34.6292 | 45.4292 | 0.94644 | -3.5527e-15
1813 | Synthetic battery | battery | 7.0845 | 0 | 13.4684 | 20 | 1 | 0
1814 | Synthetic pumped | pumped | 2.8564 | 0 | 45.4292 | 48 | 1 | 0
1814 | Synthetic battery | battery | 0 | 0 | 20 | 20 | 1 | 0
1815 | Synthetic pumped | pumped | 0 | 0 | 48 | 48 | 1 | 0
1815 | Synthetic battery | battery | 0 | 0 | 20 | 20 | 1 | 0
1816 | Synthetic pumped | pumped | 0 | 0 | 48 | 48 | 1 | 0
1816 | Synthetic battery | battery | 0 | 0 | 20 | 20 | 1 | 0
1817 | Synthetic pumped | pumped | 0 | 0 | 48 | 48 | 1 | 0
1817 | Synthetic battery | battery | 0 | 4.4454 | 20 | 15.1783 | 0.75892 | 0
1818 | Synthetic pumped | pumped | 0 | 10.0521 | 48 | 36.831 | 0.76731 | 3.5527e-15
1818 | Synthetic battery | battery | 0 | 10 | 15.1783 | 4.3318 | 0.21659 | 0
1819 | Synthetic pumped | pumped | 0 | 12 | 36.831 | 23.4977 | 0.48953 | 0
1819 | Synthetic battery | battery | 0 | 3.9937 | 4.3318 | 0 | 0 | 0
1820 | Synthetic pumped | pumped | 0 | 12 | 23.4977 | 10.1643 | 0.21176 | 0
1820 | Synthetic battery | battery | 0 | 0 | 0 | 0 | 0 | 0
1821 | Synthetic pumped | pumped | 0 | 9.1479 | 10.1643 | 0 | 0 | 0
1821 | Synthetic battery | battery | 0 | 0 | 0 | 0 | 0 | 0
1822 | Synthetic pumped | pumped | 0 | 0 | 0 | 0 | 0 | 0
1822 | Synthetic battery | battery | 0 | 0 | 0 | 0 | 0 | 0
1823 | Synthetic pumped | pumped | 0 | 0 | 0 | 0 | 0 | 0
1823 | Synthetic battery | battery | 0 | 0 | 0 | 0 | 0 | 0
1824 | Synthetic pumped | pumped | 0 | 0 | 0 | 0 | 0 | 0
1824 | Synthetic battery | battery | 0 | 0 | 0 | 0 | 0 | 0
1825 | Synthetic pumped | pumped | 0 | 0 | 0 | 0 | 0 | 0
1825 | Synthetic battery | battery | 0 | 0 | 0 | 0 | 0 | 0
1826 | Synthetic pumped | pumped | 0 | 0 | 0 | 0 | 0 | 0
1826 | Synthetic battery | battery | 0 | 0 | 0 | 0 | 0 | 0
1827 | Synthetic pumped | pumped | 0 | 0 | 0 | 0 | 0 | 0
1827 | Synthetic battery | battery | 0 | 0 | 0 | 0 | 0 | 0
1828 | Synthetic pumped | pumped | 0 | 0 | 0 | 0 | 0 | 0
1828 | Synthetic battery | battery | 0 | 0 | 0 | 0 | 0 | 0
1829 | Synthetic pumped | pumped | 0 | 0 | 0 | 0 | 0 | 0
1829 | Synthetic battery | battery | 0 | 0 | 0 | 0 | 0 | 0
1830 | Synthetic pumped | pumped | 0 | 0 | 0 | 0 | 0 | 0
1830 | Synthetic battery | battery | 0 | 0 | 0 | 0 | 0 | 0
1831 | Synthetic pumped | pumped | 0 | 0 | 0 | 0 | 0 | 0
1831 | Synthetic battery | battery | 0 | 0 | 0 | 0 | 0 | 0
1832 | Synthetic pumped | pumped | 0 | 0 | 0 | 0 | 0 | 0
1832 | Synthetic battery | battery | 0 | 0 | 0 | 0 | 0 | 0
1833 | Synthetic pumped | pumped | 0 | 0 | 0 | 0 | 0 | 0
1833 | Synthetic battery | battery | 0 | 0 | 0 | 0 | 0 | 0
1834 | Synthetic pumped | pumped | 4.0189 | 0 | 0 | 3.617 | 0.075355 | 0
1834 | Synthetic battery | battery | 0 | 0 | 0 | 0 | 0 | 0
1835 | Synthetic pumped | pumped | 9.4214 | 0 | 3.617 | 12.0963 | 0.25201 | 0
1835 | Synthetic battery | battery | 0 | 0 | 0 | 0 | 0 | 0
1836 | Synthetic pumped | pumped | 7.0433 | 0 | 12.0963 | 18.4353 | 0.38407 | -1.7764e-15
1836 | Synthetic battery | battery | 0 | 0 | 0 | 0 | 0 | 0
1837 | Synthetic pumped | pumped | 10.377 | 0 | 18.4353 | 27.7746 | 0.57864 | 0
1837 | Synthetic battery | battery | 0 | 0 | 0 | 0 | 0 | 0
1838 | Synthetic pumped | pumped | 1.8898 | 0 | 27.7746 | 29.4754 | 0.61407 | -6.6613e-16
1838 | Synthetic battery | battery | 0 | 0 | 0 | 0 | 0 | 0
1839 | Synthetic pumped | pumped | 5.1135 | 0 | 29.4754 | 34.0776 | 0.70995 | 1.7764e-15
1839 | Synthetic battery | battery | 0 | 0 | 0 | 0 | 0 | 0
1840 | Synthetic pumped | pumped | 0 | 0 | 34.0776 | 34.0776 | 0.70995 | 0
1840 | Synthetic battery | battery | 0 | 0 | 0 | 0 | 0 | 0
1841 | Synthetic pumped | pumped | 0 | 2.9361 | 34.0776 | 30.8153 | 0.64199 | 4.4409e-16
1841 | Synthetic battery | battery | 0 | 0 | 0 | 0 | 0 | 0
1842 | Synthetic pumped | pumped | 0 | 12 | 30.8153 | 17.482 | 0.36421 | 0
1842 | Synthetic battery | battery | 0 | 0 | 0 | 0 | 0 | 0
1843 | Synthetic pumped | pumped | 0 | 12 | 17.482 | 4.1486 | 0.08643 | 0
1843 | Synthetic battery | battery | 0 | 0 | 0 | 0 | 0 | 0
1844 | Synthetic pumped | pumped | 0 | 3.7338 | 4.1486 | 0 | 0 | 0
1844 | Synthetic battery | battery | 0 | 0 | 0 | 0 | 0 | 0
1845 | Synthetic pumped | pumped | 0 | 0 | 0 | 0 | 0 | 0
1845 | Synthetic battery | battery | 0 | 0 | 0 | 0 | 0 | 0
1846 | Synthetic pumped | pumped | 0 | 0 | 0 | 0 | 0 | 0
1846 | Synthetic battery | battery | 0 | 0 | 0 | 0 | 0 | 0
1847 | Synthetic pumped | pumped | 0 | 0 | 0 | 0 | 0 | 0
1847 | Synthetic battery | battery | 0 | 0 | 0 | 0 | 0 | 0
1848 | Synthetic pumped | pumped | 0 | 0 | 0 | 0 | 0 | 0
1848 | Synthetic battery | battery | 0 | 0 | 0 | 0 | 0 | 0
1849 | Synthetic pumped | pumped | 0 | 0 | 0 | 0 | 0 | 0
1849 | Synthetic battery | battery | 0 | 0 | 0 | 0 | 0 | 0
1850 | Synthetic pumped | pumped | 0 | 0 | 0 | 0 | 0 | 0
1850 | Synthetic battery | battery | 0 | 0 | 0 | 0 | 0 | 0
1851 | Synthetic pumped | pumped | 0 | 0 | 0 | 0 | 0 | 0
1851 | Synthetic battery | battery | 0 | 0 | 0 | 0 | 0 | 0
1852 | Synthetic pumped | pumped | 0 | 0 | 0 | 0 | 0 | 0
1852 | Synthetic battery | battery | 0 | 0 | 0 | 0 | 0 | 0
1853 | Synthetic pumped | pumped | 0 | 0 | 0 | 0 | 0 | 0
1853 | Synthetic battery | battery | 0 | 0 | 0 | 0 | 0 | 0
1854 | Synthetic pumped | pumped | 0 | 0 | 0 | 0 | 0 | 0
1854 | Synthetic battery | battery | 0 | 0 | 0 | 0 | 0 | 0
1855 | Synthetic pumped | pumped | 0 | 0 | 0 | 0 | 0 | 0
1855 | Synthetic battery | battery | 0 | 0 | 0 | 0 | 0 | 0
1856 | Synthetic pumped | pumped | 0 | 0 | 0 | 0 | 0 | 0
1856 | Synthetic battery | battery | 0 | 0 | 0 | 0 | 0 | 0
1857 | Synthetic pumped | pumped | 0 | 0 | 0 | 0 | 0 | 0
1857 | Synthetic battery | battery | 0 | 0 | 0 | 0 | 0 | 0
1858 | Synthetic pumped | pumped | 4.096 | 0 | 0 | 3.6864 | 0.0768 | 0
1858 | Synthetic battery | battery | 0 | 0 | 0 | 0 | 0 | 0
1859 | Synthetic pumped | pumped | 4.8941 | 0 | 3.6864 | 8.0911 | 0.16856 | 8.8818e-16
1859 | Synthetic battery | battery | 0 | 0 | 0 | 0 | 0 | 0
1860 | Synthetic pumped | pumped | 12 | 0 | 8.0911 | 18.8911 | 0.39356 | 1.7764e-15
1860 | Synthetic battery | battery | 3.564 | 0 | 0 | 3.2858 | 0.16429 | 0
1861 | Synthetic pumped | pumped | 11.7852 | 0 | 18.8911 | 29.4977 | 0.61454 | 0
1861 | Synthetic battery | battery | 0 | 0 | 3.2858 | 3.2858 | 0.16429 | 0
1862 | Synthetic pumped | pumped | 4.1138 | 0 | 29.4977 | 33.2001 | 0.69167 | 2.2204e-15
1862 | Synthetic battery | battery | 0 | 0 | 3.2858 | 3.2858 | 0.16429 | 0
1863 | Synthetic pumped | pumped | 6.014 | 0 | 33.2001 | 38.6127 | 0.80443 | -1.7764e-15
1863 | Synthetic battery | battery | 0 | 0 | 3.2858 | 3.2858 | 0.16429 | 0
1864 | Synthetic pumped | pumped | 0 | 0 | 38.6127 | 38.6127 | 0.80443 | 0
1864 | Synthetic battery | battery | 0 | 0 | 3.2858 | 3.2858 | 0.16429 | 0
1865 | Synthetic pumped | pumped | 0 | 5.9871 | 38.6127 | 31.9604 | 0.66584 | -8.8818e-16
1865 | Synthetic battery | battery | 0 | 3.0294 | 3.2858 | 0 | 0 | 0
1866 | Synthetic pumped | pumped | 0 | 12 | 31.9604 | 18.6271 | 0.38806 | 0
1866 | Synthetic battery | battery | 0 | 0 | 0 | 0 | 0 | 0
1867 | Synthetic pumped | pumped | 0 | 12 | 18.6271 | 5.2937 | 0.11029 | 0
1867 | Synthetic battery | battery | 0 | 0 | 0 | 0 | 0 | 0
1868 | Synthetic pumped | pumped | 0 | 4.7644 | 5.2937 | 0 | 0 | 0
1868 | Synthetic battery | battery | 0 | 0 | 0 | 0 | 0 | 0
1869 | Synthetic pumped | pumped | 0 | 0 | 0 | 0 | 0 | 0
1869 | Synthetic battery | battery | 0 | 0 | 0 | 0 | 0 | 0
1870 | Synthetic pumped | pumped | 0 | 0 | 0 | 0 | 0 | 0
1870 | Synthetic battery | battery | 0 | 0 | 0 | 0 | 0 | 0
1871 | Synthetic pumped | pumped | 0 | 0 | 0 | 0 | 0 | 0
1871 | Synthetic battery | battery | 0 | 0 | 0 | 0 | 0 | 0
1872 | Synthetic pumped | pumped | 0 | 0 | 0 | 0 | 0 | 0
1872 | Synthetic battery | battery | 0 | 0 | 0 | 0 | 0 | 0
1873 | Synthetic pumped | pumped | 0 | 0 | 0 | 0 | 0 | 0
1873 | Synthetic battery | battery | 0 | 0 | 0 | 0 | 0 | 0
1874 | Synthetic pumped | pumped | 0 | 0 | 0 | 0 | 0 | 0
1874 | Synthetic battery | battery | 0 | 0 | 0 | 0 | 0 | 0
1875 | Synthetic pumped | pumped | 0 | 0 | 0 | 0 | 0 | 0
1875 | Synthetic battery | battery | 0 | 0 | 0 | 0 | 0 | 0
1876 | Synthetic pumped | pumped | 0 | 0 | 0 | 0 | 0 | 0
1876 | Synthetic battery | battery | 0 | 0 | 0 | 0 | 0 | 0
1877 | Synthetic pumped | pumped | 0 | 0 | 0 | 0 | 0 | 0
1877 | Synthetic battery | battery | 0 | 0 | 0 | 0 | 0 | 0
1878 | Synthetic pumped | pumped | 0 | 0 | 0 | 0 | 0 | 0
1878 | Synthetic battery | battery | 0 | 0 | 0 | 0 | 0 | 0
1879 | Synthetic pumped | pumped | 0 | 0 | 0 | 0 | 0 | 0
1879 | Synthetic battery | battery | 0 | 0 | 0 | 0 | 0 | 0
1880 | Synthetic pumped | pumped | 0 | 0 | 0 | 0 | 0 | 0
1880 | Synthetic battery | battery | 0 | 0 | 0 | 0 | 0 | 0
1881 | Synthetic pumped | pumped | 2.8112 | 0 | 0 | 2.5301 | 0.05271 | 0
1881 | Synthetic battery | battery | 0 | 0 | 0 | 0 | 0 | 0
1882 | Synthetic pumped | pumped | 5.2982 | 0 | 2.5301 | 7.2985 | 0.15205 | -8.8818e-16
1882 | Synthetic battery | battery | 0 | 0 | 0 | 0 | 0 | 0
1883 | Synthetic pumped | pumped | 9.687 | 0 | 7.2985 | 16.0169 | 0.33368 | 0
1883 | Synthetic battery | battery | 0 | 0 | 0 | 0 | 0 | 0
1884 | Synthetic pumped | pumped | 10.967 | 0 | 16.0169 | 25.8871 | 0.53932 | 0
1884 | Synthetic battery | battery | 0 | 0 | 0 | 0 | 0 | 0
1885 | Synthetic pumped | pumped | 9.8647 | 0 | 25.8871 | 34.7654 | 0.72428 | -1.7764e-15
1885 | Synthetic battery | battery | 0 | 0 | 0 | 0 | 0 | 0
1886 | Synthetic pumped | pumped | 12 | 0 | 34.7654 | 45.5654 | 0.94928 | -3.5527e-15
1886 | Synthetic battery | battery | 0.027851 | 0 | 0 | 0.025678 | 0.0012839 | 0
1887 | Synthetic pumped | pumped | 2.6168 | 0 | 45.5654 | 47.9205 | 0.99834 | 2.6645e-15
1887 | Synthetic battery | battery | 0 | 0 | 0.025678 | 0.025678 | 0.0012839 | 0
1888 | Synthetic pumped | pumped | 0 | 0 | 47.9205 | 47.9205 | 0.99834 | 0
1888 | Synthetic battery | battery | 0 | 0 | 0.025678 | 0.025678 | 0.0012839 | 0
1889 | Synthetic pumped | pumped | 0 | 4.5214 | 47.9205 | 42.8967 | 0.89368 | 8.8818e-16
1889 | Synthetic battery | battery | 0 | 0.023674 | 0.025678 | -3.4694e-18 | -1.7347e-19 | 0
1890 | Synthetic pumped | pumped | 0 | 12 | 42.8967 | 29.5634 | 0.6159 | 0
1890 | Synthetic battery | battery | 0 | -3.1987e-18 | -3.4694e-18 | 0 | 0 | 0
1891 | Synthetic pumped | pumped | 0 | 12 | 29.5634 | 16.2301 | 0.33813 | 0
1891 | Synthetic battery | battery | 0 | 0 | 0 | 0 | 0 | 0
1892 | Synthetic pumped | pumped | 0 | 12 | 16.2301 | 2.8967 | 0.060349 | 0
1892 | Synthetic battery | battery | 0 | 0 | 0 | 0 | 0 | 0
1893 | Synthetic pumped | pumped | 0 | 2.6071 | 2.8967 | -4.4409e-16 | -9.2519e-18 | 0
1893 | Synthetic battery | battery | 0 | 0 | 0 | 0 | 0 | 0
1894 | Synthetic pumped | pumped | 0 | -3.9968e-16 | -4.4409e-16 | 0 | 0 | 0
1894 | Synthetic battery | battery | 0 | 0 | 0 | 0 | 0 | 0
1895 | Synthetic pumped | pumped | 0 | 0 | 0 | 0 | 0 | 0
1895 | Synthetic battery | battery | 0 | 0 | 0 | 0 | 0 | 0
1896 | Synthetic pumped | pumped | 0 | 0 | 0 | 0 | 0 | 0
1896 | Synthetic battery | battery | 0 | 0 | 0 | 0 | 0 | 0
1897 | Synthetic pumped | pumped | 0 | 0 | 0 | 0 | 0 | 0
1897 | Synthetic battery | battery | 0 | 0 | 0 | 0 | 0 | 0
1898 | Synthetic pumped | pumped | 0 | 0 | 0 | 0 | 0 | 0
1898 | Synthetic battery | battery | 0 | 0 | 0 | 0 | 0 | 0
1899 | Synthetic pumped | pumped | 0 | 0 | 0 | 0 | 0 | 0
1899 | Synthetic battery | battery | 0 | 0 | 0 | 0 | 0 | 0
1900 | Synthetic pumped | pumped | 0 | 0 | 0 | 0 | 0 | 0
1900 | Synthetic battery | battery | 0 | 0 | 0 | 0 | 0 | 0
1901 | Synthetic pumped | pumped | 0 | 0 | 0 | 0 | 0 | 0
1901 | Synthetic battery | battery | 0 | 0 | 0 | 0 | 0 | 0
1902 | Synthetic pumped | pumped | 0 | 0 | 0 | 0 | 0 | 0
1902 | Synthetic battery | battery | 0 | 0 | 0 | 0 | 0 | 0
1903 | Synthetic pumped | pumped | 0 | 0 | 0 | 0 | 0 | 0
1903 | Synthetic battery | battery | 0 | 0 | 0 | 0 | 0 | 0
1904 | Synthetic pumped | pumped | 0 | 0 | 0 | 0 | 0 | 0
1904 | Synthetic battery | battery | 0 | 0 | 0 | 0 | 0 | 0
1905 | Synthetic pumped | pumped | 4.6247 | 0 | 0 | 4.1623 | 0.086714 | 0
1905 | Synthetic battery | battery | 0 | 0 | 0 | 0 | 0 | 0
1906 | Synthetic pumped | pumped | 12 | 0 | 4.1623 | 14.9623 | 0.31171 | 0
1906 | Synthetic battery | battery | 5.9686 | 0 | 0 | 5.5028 | 0.27514 | 0
1907 | Synthetic pumped | pumped | 12 | 0 | 14.9623 | 25.7623 | 0.53671 | 0
1907 | Synthetic battery | battery | 9.2536 | 0 | 5.5028 | 14.0342 | 0.70171 | 0
1908 | Synthetic pumped | pumped | 12 | 0 | 25.7623 | 36.5623 | 0.76171 | 0
1908 | Synthetic battery | battery | 6.4709 | 0 | 14.0342 | 20 | 1 | 0
1909 | Synthetic pumped | pumped | 12 | 0 | 36.5623 | 47.3623 | 0.98671 | 3.5527e-15
1909 | Synthetic battery | battery | 0 | 0 | 20 | 20 | 1 | 0
1910 | Synthetic pumped | pumped | 0.7086 | 0 | 47.3623 | 48 | 1 | 0
1910 | Synthetic battery | battery | 0 | 0 | 20 | 20 | 1 | 0
1911 | Synthetic pumped | pumped | 0 | 0 | 48 | 48 | 1 | 0
1911 | Synthetic battery | battery | 0 | 0 | 20 | 20 | 1 | 0
1912 | Synthetic pumped | pumped | 0 | 0 | 48 | 48 | 1 | 0
1912 | Synthetic battery | battery | 0 | 0 | 20 | 20 | 1 | 0
1913 | Synthetic pumped | pumped | 0 | 0 | 48 | 48 | 1 | 0
1913 | Synthetic battery | battery | 0 | 1.6571 | 20 | 18.2026 | 0.91013 | 6.6613e-16
1914 | Synthetic pumped | pumped | 0 | 10.5092 | 48 | 36.3232 | 0.75673 | -3.5527e-15
1914 | Synthetic battery | battery | 0 | 10 | 18.2026 | 7.3561 | 0.36781 | 0
1915 | Synthetic pumped | pumped | 0 | 12 | 36.3232 | 22.9898 | 0.47895 | 0
1915 | Synthetic battery | battery | 0 | 6.782 | 7.3561 | 0 | 0 | 0
1916 | Synthetic pumped | pumped | 0 | 12 | 22.9898 | 9.6565 | 0.20118 | 0
1916 | Synthetic battery | battery | 0 | 0 | 0 | 0 | 0 | 0
1917 | Synthetic pumped | pumped | 0 | 8.6908 | 9.6565 | 0 | 0 | 0
1917 | Synthetic battery | battery | 0 | 0 | 0 | 0 | 0 | 0
1918 | Synthetic pumped | pumped | 0 | 0 | 0 | 0 | 0 | 0
1918 | Synthetic battery | battery | 0 | 0 | 0 | 0 | 0 | 0
1919 | Synthetic pumped | pumped | 0 | 0 | 0 | 0 | 0 | 0
1919 | Synthetic battery | battery | 0 | 0 | 0 | 0 | 0 | 0
1920 | Synthetic pumped | pumped | 0 | 0 | 0 | 0 | 0 | 0
1920 | Synthetic battery | battery | 0 | 0 | 0 | 0 | 0 | 0
1921 | Synthetic pumped | pumped | 0 | 0 | 0 | 0 | 0 | 0
1921 | Synthetic battery | battery | 0 | 0 | 0 | 0 | 0 | 0
1922 | Synthetic pumped | pumped | 0 | 0 | 0 | 0 | 0 | 0
1922 | Synthetic battery | battery | 0 | 0 | 0 | 0 | 0 | 0
1923 | Synthetic pumped | pumped | 0 | 0 | 0 | 0 | 0 | 0
1923 | Synthetic battery | battery | 0 | 0 | 0 | 0 | 0 | 0
1924 | Synthetic pumped | pumped | 0 | 0 | 0 | 0 | 0 | 0
1924 | Synthetic battery | battery | 0 | 0 | 0 | 0 | 0 | 0
1925 | Synthetic pumped | pumped | 0 | 0 | 0 | 0 | 0 | 0
1925 | Synthetic battery | battery | 0 | 0 | 0 | 0 | 0 | 0
1926 | Synthetic pumped | pumped | 0 | 0 | 0 | 0 | 0 | 0
1926 | Synthetic battery | battery | 0 | 0 | 0 | 0 | 0 | 0
1927 | Synthetic pumped | pumped | 0 | 0 | 0 | 0 | 0 | 0
1927 | Synthetic battery | battery | 0 | 0 | 0 | 0 | 0 | 0
1928 | Synthetic pumped | pumped | 0 | 0 | 0 | 0 | 0 | 0
1928 | Synthetic battery | battery | 0 | 0 | 0 | 0 | 0 | 0
1929 | Synthetic pumped | pumped | 0 | 0 | 0 | 0 | 0 | 0
1929 | Synthetic battery | battery | 0 | 0 | 0 | 0 | 0 | 0
1930 | Synthetic pumped | pumped | 6.6866 | 0 | 0 | 6.0179 | 0.12537 | 0
1930 | Synthetic battery | battery | 0 | 0 | 0 | 0 | 0 | 0
1931 | Synthetic pumped | pumped | 11.6444 | 0 | 6.0179 | 16.4979 | 0.34371 | 0
1931 | Synthetic battery | battery | 0 | 0 | 0 | 0 | 0 | 0
1932 | Synthetic pumped | pumped | 9.33 | 0 | 16.4979 | 24.8949 | 0.51864 | 0
1932 | Synthetic battery | battery | 0 | 0 | 0 | 0 | 0 | 0
1933 | Synthetic pumped | pumped | 9.5846 | 0 | 24.8949 | 33.521 | 0.69835 | 1.7764e-15
1933 | Synthetic battery | battery | 0 | 0 | 0 | 0 | 0 | 0
1934 | Synthetic pumped | pumped | 4.9865 | 0 | 33.521 | 38.0089 | 0.79185 | -2.6645e-15
1934 | Synthetic battery | battery | 0 | 0 | 0 | 0 | 0 | 0
1935 | Synthetic pumped | pumped | 0 | 0 | 38.0089 | 38.0089 | 0.79185 | 0
1935 | Synthetic battery | battery | 0 | 0 | 0 | 0 | 0 | 0
1936 | Synthetic pumped | pumped | 0 | 0 | 38.0089 | 38.0089 | 0.79185 | 0
1936 | Synthetic battery | battery | 0 | 0 | 0 | 0 | 0 | 0
1937 | Synthetic pumped | pumped | 0 | 10.9432 | 38.0089 | 25.8498 | 0.53854 | 1.7764e-15
1937 | Synthetic battery | battery | 0 | 0 | 0 | 0 | 0 | 0
1938 | Synthetic pumped | pumped | 0 | 12 | 25.8498 | 12.5164 | 0.26076 | 0
1938 | Synthetic battery | battery | 0 | 0 | 0 | 0 | 0 | 0
1939 | Synthetic pumped | pumped | 0 | 11.2648 | 12.5164 | 0 | 0 | 0
1939 | Synthetic battery | battery | 0 | 0 | 0 | 0 | 0 | 0
1940 | Synthetic pumped | pumped | 0 | 0 | 0 | 0 | 0 | 0
1940 | Synthetic battery | battery | 0 | 0 | 0 | 0 | 0 | 0
1941 | Synthetic pumped | pumped | 0 | 0 | 0 | 0 | 0 | 0
1941 | Synthetic battery | battery | 0 | 0 | 0 | 0 | 0 | 0
1942 | Synthetic pumped | pumped | 0 | 0 | 0 | 0 | 0 | 0
1942 | Synthetic battery | battery | 0 | 0 | 0 | 0 | 0 | 0
1943 | Synthetic pumped | pumped | 0 | 0 | 0 | 0 | 0 | 0
1943 | Synthetic battery | battery | 0 | 0 | 0 | 0 | 0 | 0
1944 | Synthetic pumped | pumped | 0 | 0 | 0 | 0 | 0 | 0
1944 | Synthetic battery | battery | 0 | 0 | 0 | 0 | 0 | 0
1945 | Synthetic pumped | pumped | 0 | 0 | 0 | 0 | 0 | 0
1945 | Synthetic battery | battery | 0 | 0 | 0 | 0 | 0 | 0
1946 | Synthetic pumped | pumped | 0 | 0 | 0 | 0 | 0 | 0
1946 | Synthetic battery | battery | 0 | 0 | 0 | 0 | 0 | 0
1947 | Synthetic pumped | pumped | 0 | 0 | 0 | 0 | 0 | 0
1947 | Synthetic battery | battery | 0 | 0 | 0 | 0 | 0 | 0
1948 | Synthetic pumped | pumped | 0 | 0 | 0 | 0 | 0 | 0
1948 | Synthetic battery | battery | 0 | 0 | 0 | 0 | 0 | 0
1949 | Synthetic pumped | pumped | 0 | 0 | 0 | 0 | 0 | 0
1949 | Synthetic battery | battery | 0 | 0 | 0 | 0 | 0 | 0
1950 | Synthetic pumped | pumped | 0 | 0 | 0 | 0 | 0 | 0
1950 | Synthetic battery | battery | 0 | 0 | 0 | 0 | 0 | 0
1951 | Synthetic pumped | pumped | 0 | 0 | 0 | 0 | 0 | 0
1951 | Synthetic battery | battery | 0 | 0 | 0 | 0 | 0 | 0
1952 | Synthetic pumped | pumped | 3.0477 | 0 | 0 | 2.743 | 0.057145 | 0
1952 | Synthetic battery | battery | 0 | 0 | 0 | 0 | 0 | 0
1953 | Synthetic pumped | pumped | 8.0297 | 0 | 2.743 | 9.9697 | 0.2077 | -8.8818e-16
1953 | Synthetic battery | battery | 0 | 0 | 0 | 0 | 0 | 0
1954 | Synthetic pumped | pumped | 12 | 0 | 9.9697 | 20.7697 | 0.4327 | -1.7764e-15
1954 | Synthetic battery | battery | 8.7955 | 0 | 0 | 8.109 | 0.40545 | 0
1955 | Synthetic pumped | pumped | 12 | 0 | 20.7697 | 31.5697 | 0.6577 | 0
1955 | Synthetic battery | battery | 10 | 0 | 8.109 | 17.3286 | 0.86643 | -1.7764e-15
1956 | Synthetic pumped | pumped | 12 | 0 | 31.5697 | 42.3697 | 0.8827 | 0
1956 | Synthetic battery | battery | 2.8976 | 0 | 17.3286 | 20 | 1 | 0
1957 | Synthetic pumped | pumped | 6.2559 | 0 | 42.3697 | 48 | 1 | 0
1957 | Synthetic battery | battery | 0 | 0 | 20 | 20 | 1 | 0
1958 | Synthetic pumped | pumped | 0 | 0 | 48 | 48 | 1 | 0
1958 | Synthetic battery | battery | 0 | 0 | 20 | 20 | 1 | 0
1959 | Synthetic pumped | pumped | 0 | 0 | 48 | 48 | 1 | 0
1959 | Synthetic battery | battery | 0 | 0 | 20 | 20 | 1 | 0
1960 | Synthetic pumped | pumped | 0 | 0 | 48 | 48 | 1 | 0
1960 | Synthetic battery | battery | 0 | 0 | 20 | 20 | 1 | 0
1961 | Synthetic pumped | pumped | 0 | 0 | 48 | 48 | 1 | 0
1961 | Synthetic battery | battery | 0 | 4.7948 | 20 | 14.7993 | 0.73996 | -8.8818e-16
1962 | Synthetic pumped | pumped | 0 | 12 | 48 | 34.6667 | 0.72222 | 3.5527e-15
1962 | Synthetic battery | battery | 0 | 10 | 14.7993 | 3.9528 | 0.19764 | 0
1963 | Synthetic pumped | pumped | 0 | 12 | 34.6667 | 21.3333 | 0.44444 | 0
1963 | Synthetic battery | battery | 0 | 3.6443 | 3.9528 | 0 | 0 | 0
1964 | Synthetic pumped | pumped | 0 | 12 | 21.3333 | 8 | 0.16667 | 0
1964 | Synthetic battery | battery | 0 | 0 | 0 | 0 | 0 | 0
1965 | Synthetic pumped | pumped | 0 | 7.2 | 8 | 0 | 0 | 0
1965 | Synthetic battery | battery | 0 | 0 | 0 | 0 | 0 | 0
1966 | Synthetic pumped | pumped | 0 | 0 | 0 | 0 | 0 | 0
1966 | Synthetic battery | battery | 0 | 0 | 0 | 0 | 0 | 0
1967 | Synthetic pumped | pumped | 0 | 0 | 0 | 0 | 0 | 0
1967 | Synthetic battery | battery | 0 | 0 | 0 | 0 | 0 | 0
1968 | Synthetic pumped | pumped | 0 | 0 | 0 | 0 | 0 | 0
1968 | Synthetic battery | battery | 0 | 0 | 0 | 0 | 0 | 0
1969 | Synthetic pumped | pumped | 0 | 0 | 0 | 0 | 0 | 0
1969 | Synthetic battery | battery | 0 | 0 | 0 | 0 | 0 | 0
1970 | Synthetic pumped | pumped | 0 | 0 | 0 | 0 | 0 | 0
1970 | Synthetic battery | battery | 0 | 0 | 0 | 0 | 0 | 0
1971 | Synthetic pumped | pumped | 0 | 0 | 0 | 0 | 0 | 0
1971 | Synthetic battery | battery | 0 | 0 | 0 | 0 | 0 | 0
1972 | Synthetic pumped | pumped | 0 | 0 | 0 | 0 | 0 | 0
1972 | Synthetic battery | battery | 0 | 0 | 0 | 0 | 0 | 0
1973 | Synthetic pumped | pumped | 0 | 0 | 0 | 0 | 0 | 0
1973 | Synthetic battery | battery | 0 | 0 | 0 | 0 | 0 | 0
1974 | Synthetic pumped | pumped | 0 | 0 | 0 | 0 | 0 | 0
1974 | Synthetic battery | battery | 0 | 0 | 0 | 0 | 0 | 0
1975 | Synthetic pumped | pumped | 0 | 0 | 0 | 0 | 0 | 0
1975 | Synthetic battery | battery | 0 | 0 | 0 | 0 | 0 | 0
1976 | Synthetic pumped | pumped | 0 | 0 | 0 | 0 | 0 | 0
1976 | Synthetic battery | battery | 0 | 0 | 0 | 0 | 0 | 0
1977 | Synthetic pumped | pumped | 10.4645 | 0 | 0 | 9.4181 | 0.19621 | 0
1977 | Synthetic battery | battery | 0 | 0 | 0 | 0 | 0 | 0
1978 | Synthetic pumped | pumped | 12 | 0 | 9.4181 | 20.2181 | 0.42121 | 0
1978 | Synthetic battery | battery | 8.0017 | 0 | 0 | 7.3772 | 0.36886 | 0
1979 | Synthetic pumped | pumped | 12 | 0 | 20.2181 | 31.0181 | 0.64621 | 0
1979 | Synthetic battery | battery | 10 | 0 | 7.3772 | 16.5968 | 0.82984 | 0
1980 | Synthetic pumped | pumped | 12 | 0 | 31.0181 | 41.8181 | 0.87121 | -3.5527e-15
1980 | Synthetic battery | battery | 3.6913 | 0 | 16.5968 | 20 | 1 | 0
1981 | Synthetic pumped | pumped | 6.8688 | 0 | 41.8181 | 48 | 1 | 0
1981 | Synthetic battery | battery | 0 | 0 | 20 | 20 | 1 | 0
1982 | Synthetic pumped | pumped | 0 | 0 | 48 | 48 | 1 | 0
1982 | Synthetic battery | battery | 0 | 0 | 20 | 20 | 1 | 0
1983 | Synthetic pumped | pumped | 0 | 0 | 48 | 48 | 1 | 0
1983 | Synthetic battery | battery | 0 | 0 | 20 | 20 | 1 | 0
1984 | Synthetic pumped | pumped | 0 | 0 | 48 | 48 | 1 | 0
1984 | Synthetic battery | battery | 0 | 0 | 20 | 20 | 1 | 0
1985 | Synthetic pumped | pumped | 0 | 0 | 48 | 48 | 1 | 0
1985 | Synthetic battery | battery | 0 | 0 | 20 | 20 | 1 | 0
1986 | Synthetic pumped | pumped | 0 | 7.6422 | 48 | 39.5087 | 0.8231 | 1.7764e-15
1986 | Synthetic battery | battery | 0 | 10 | 20 | 9.1535 | 0.45767 | 0
1987 | Synthetic pumped | pumped | 0 | 10.144 | 39.5087 | 28.2376 | 0.58828 | -1.7764e-15
1987 | Synthetic battery | battery | 0 | 8.4391 | 9.1535 | 0 | 0 | 0
1988 | Synthetic pumped | pumped | 0 | 12 | 28.2376 | 14.9043 | 0.31051 | 0
1988 | Synthetic battery | battery | 0 | 0 | 0 | 0 | 0 | 0
1989 | Synthetic pumped | pumped | 0 | 12 | 14.9043 | 1.571 | 0.032728 | 0
1989 | Synthetic battery | battery | 0 | 0 | 0 | 0 | 0 | 0
1990 | Synthetic pumped | pumped | 0 | 1.4139 | 1.571 | 0 | 0 | 0
1990 | Synthetic battery | battery | 0 | 0 | 0 | 0 | 0 | 0
1991 | Synthetic pumped | pumped | 0 | 0 | 0 | 0 | 0 | 0
1991 | Synthetic battery | battery | 0 | 0 | 0 | 0 | 0 | 0
1992 | Synthetic pumped | pumped | 0 | 0 | 0 | 0 | 0 | 0
1992 | Synthetic battery | battery | 0 | 0 | 0 | 0 | 0 | 0
1993 | Synthetic pumped | pumped | 0 | 0 | 0 | 0 | 0 | 0
1993 | Synthetic battery | battery | 0 | 0 | 0 | 0 | 0 | 0
1994 | Synthetic pumped | pumped | 0 | 0 | 0 | 0 | 0 | 0
1994 | Synthetic battery | battery | 0 | 0 | 0 | 0 | 0 | 0
1995 | Synthetic pumped | pumped | 0 | 0 | 0 | 0 | 0 | 0
1995 | Synthetic battery | battery | 0 | 0 | 0 | 0 | 0 | 0
1996 | Synthetic pumped | pumped | 0 | 0 | 0 | 0 | 0 | 0
1996 | Synthetic battery | battery | 0 | 0 | 0 | 0 | 0 | 0
1997 | Synthetic pumped | pumped | 0 | 0 | 0 | 0 | 0 | 0
1997 | Synthetic battery | battery | 0 | 0 | 0 | 0 | 0 | 0
1998 | Synthetic pumped | pumped | 0 | 0 | 0 | 0 | 0 | 0
1998 | Synthetic battery | battery | 0 | 0 | 0 | 0 | 0 | 0
1999 | Synthetic pumped | pumped | 0 | 0 | 0 | 0 | 0 | 0
1999 | Synthetic battery | battery | 0 | 0 | 0 | 0 | 0 | 0
2000 | Synthetic pumped | pumped | 0 | 0 | 0 | 0 | 0 | 0
2000 | Synthetic battery | battery | 0 | 0 | 0 | 0 | 0 | 0
2001 | Synthetic pumped | pumped | 0 | 0 | 0 | 0 | 0 | 0
2001 | Synthetic battery | battery | 0 | 0 | 0 | 0 | 0 | 0
2002 | Synthetic pumped | pumped | 5.6044 | 0 | 0 | 5.0439 | 0.10508 | 0
2002 | Synthetic battery | battery | 0 | 0 | 0 | 0 | 0 | 0
2003 | Synthetic pumped | pumped | 12 | 0 | 5.0439 | 15.8439 | 0.33008 | 0
2003 | Synthetic battery | battery | 5.0356 | 0 | 0 | 4.6426 | 0.23213 | 0
2004 | Synthetic pumped | pumped | 12 | 0 | 15.8439 | 26.6439 | 0.55508 | 0
2004 | Synthetic battery | battery | 7.0691 | 0 | 4.6426 | 11.16 | 0.558 | 8.8818e-16
2005 | Synthetic pumped | pumped | 12 | 0 | 26.6439 | 37.4439 | 0.78008 | -3.5527e-15
2005 | Synthetic battery | battery | 5.1214 | 0 | 11.16 | 15.8817 | 0.79408 | -8.8818e-16
2006 | Synthetic pumped | pumped | 11.729 | 0 | 37.4439 | 48 | 1 | 0
2006 | Synthetic battery | battery | 0.93098 | 0 | 15.8817 | 16.74 | 0.837 | -1.4433e-15
2007 | Synthetic pumped | pumped | 0 | 0 | 48 | 48 | 1 | 0
2007 | Synthetic battery | battery | 3.536 | 0 | 16.74 | 20 | 1 | 0
2008 | Synthetic pumped | pumped | 0 | 0 | 48 | 48 | 1 | 0
2008 | Synthetic battery | battery | 0 | 0 | 20 | 20 | 1 | 0
2009 | Synthetic pumped | pumped | 0 | 0 | 48 | 48 | 1 | 0
2009 | Synthetic battery | battery | 0 | 2.8361 | 20 | 16.9238 | 0.84619 | -1.3323e-15
2010 | Synthetic pumped | pumped | 0 | 9.3584 | 48 | 37.6017 | 0.78337 | 0
2010 | Synthetic battery | battery | 0 | 10 | 16.9238 | 6.0772 | 0.30386 | 0
2011 | Synthetic pumped | pumped | 0 | 12 | 37.6017 | 24.2684 | 0.50559 | 0
2011 | Synthetic battery | battery | 0 | 5.6029 | 6.0772 | 0 | 0 | 0
2012 | Synthetic pumped | pumped | 0 | 12 | 24.2684 | 10.9351 | 0.22781 | 0
2012 | Synthetic battery | battery | 0 | 0 | 0 | 0 | 0 | 0
2013 | Synthetic pumped | pumped | 0 | 9.8416 | 10.9351 | 0 | 0 | 0
2013 | Synthetic battery | battery | 0 | 0 | 0 | 0 | 0 | 0
2014 | Synthetic pumped | pumped | 0 | 0 | 0 | 0 | 0 | 0
2014 | Synthetic battery | battery | 0 | 0 | 0 | 0 | 0 | 0
2015 | Synthetic pumped | pumped | 0 | 0 | 0 | 0 | 0 | 0
2015 | Synthetic battery | battery | 0 | 0 | 0 | 0 | 0 | 0
2016 | Synthetic pumped | pumped | 0 | 0 | 0 | 0 | 0 | 0
2016 | Synthetic battery | battery | 0 | 0 | 0 | 0 | 0 | 0
2017 | Synthetic pumped | pumped | 0 | 0 | 0 | 0 | 0 | 0
2017 | Synthetic battery | battery | 0 | 0 | 0 | 0 | 0 | 0
2018 | Synthetic pumped | pumped | 0 | 0 | 0 | 0 | 0 | 0
2018 | Synthetic battery | battery | 0 | 0 | 0 | 0 | 0 | 0
2019 | Synthetic pumped | pumped | 0 | 0 | 0 | 0 | 0 | 0
2019 | Synthetic battery | battery | 0 | 0 | 0 | 0 | 0 | 0
2020 | Synthetic pumped | pumped | 0 | 0 | 0 | 0 | 0 | 0
2020 | Synthetic battery | battery | 0 | 0 | 0 | 0 | 0 | 0
2021 | Synthetic pumped | pumped | 0 | 0 | 0 | 0 | 0 | 0
2021 | Synthetic battery | battery | 0 | 0 | 0 | 0 | 0 | 0
2022 | Synthetic pumped | pumped | 0 | 0 | 0 | 0 | 0 | 0
2022 | Synthetic battery | battery | 0 | 0 | 0 | 0 | 0 | 0
2023 | Synthetic pumped | pumped | 0 | 0 | 0 | 0 | 0 | 0
2023 | Synthetic battery | battery | 0 | 0 | 0 | 0 | 0 | 0
2024 | Synthetic pumped | pumped | 0 | 0 | 0 | 0 | 0 | 0
2024 | Synthetic battery | battery | 0 | 0 | 0 | 0 | 0 | 0
2025 | Synthetic pumped | pumped | 4.2753 | 0 | 0 | 3.8478 | 0.080162 | 0
2025 | Synthetic battery | battery | 0 | 0 | 0 | 0 | 0 | 0
2026 | Synthetic pumped | pumped | 12 | 0 | 3.8478 | 14.6478 | 0.30516 | 0
2026 | Synthetic battery | battery | 6.415 | 0 | 0 | 5.9143 | 0.29572 | 0
2027 | Synthetic pumped | pumped | 10.9756 | 0 | 14.6478 | 24.5258 | 0.51095 | -1.7764e-15
2027 | Synthetic battery | battery | 0 | 0 | 5.9143 | 5.9143 | 0.29572 | 0
2028 | Synthetic pumped | pumped | 12 | 0 | 24.5258 | 35.3258 | 0.73595 | -3.5527e-15
2028 | Synthetic battery | battery | 10 | 0 | 5.9143 | 15.1339 | 0.75669 | 0
2029 | Synthetic pumped | pumped | 12 | 0 | 35.3258 | 46.1258 | 0.96095 | -3.5527e-15
2029 | Synthetic battery | battery | 2.5973 | 0 | 15.1339 | 17.5285 | 0.87642 | 8.8818e-16
2030 | Synthetic pumped | pumped | 2.0825 | 0 | 46.1258 | 48 | 1 | 2.2204e-16
2030 | Synthetic battery | battery | 2.6807 | 0 | 17.5285 | 20 | 1 | 0
2031 | Synthetic pumped | pumped | 0 | 0 | 48 | 48 | 1 | 0
2031 | Synthetic battery | battery | 0 | 0 | 20 | 20 | 1 | 0
2032 | Synthetic pumped | pumped | 0 | 0 | 48 | 48 | 1 | 0
2032 | Synthetic battery | battery | 0 | 0 | 20 | 20 | 1 | 0
2033 | Synthetic pumped | pumped | 0 | 0 | 48 | 48 | 1 | 0
2033 | Synthetic battery | battery | 0 | 7.9304 | 20 | 11.3982 | 0.56991 | 0
2034 | Synthetic pumped | pumped | 0 | 12 | 48 | 34.6667 | 0.72222 | 3.5527e-15
2034 | Synthetic battery | battery | 0 | 10 | 11.3982 | 0.55171 | 0.027586 | 0
2035 | Synthetic pumped | pumped | 0 | 12 | 34.6667 | 21.3333 | 0.44444 | 0
2035 | Synthetic battery | battery | 0 | 0.50865 | 0.55171 | 0 | 0 | 0
2036 | Synthetic pumped | pumped | 0 | 12 | 21.3333 | 8 | 0.16667 | 0
2036 | Synthetic battery | battery | 0 | 0 | 0 | 0 | 0 | 0
2037 | Synthetic pumped | pumped | 0 | 7.2 | 8 | 0 | 0 | 0
2037 | Synthetic battery | battery | 0 | 0 | 0 | 0 | 0 | 0
2038 | Synthetic pumped | pumped | 0 | 0 | 0 | 0 | 0 | 0
2038 | Synthetic battery | battery | 0 | 0 | 0 | 0 | 0 | 0
2039 | Synthetic pumped | pumped | 0 | 0 | 0 | 0 | 0 | 0
2039 | Synthetic battery | battery | 0 | 0 | 0 | 0 | 0 | 0
2040 | Synthetic pumped | pumped | 0 | 0 | 0 | 0 | 0 | 0
2040 | Synthetic battery | battery | 0 | 0 | 0 | 0 | 0 | 0
2041 | Synthetic pumped | pumped | 0 | 0 | 0 | 0 | 0 | 0
2041 | Synthetic battery | battery | 0 | 0 | 0 | 0 | 0 | 0
2042 | Synthetic pumped | pumped | 0 | 0 | 0 | 0 | 0 | 0
2042 | Synthetic battery | battery | 0 | 0 | 0 | 0 | 0 | 0
2043 | Synthetic pumped | pumped | 0 | 0 | 0 | 0 | 0 | 0
2043 | Synthetic battery | battery | 0 | 0 | 0 | 0 | 0 | 0
2044 | Synthetic pumped | pumped | 0 | 0 | 0 | 0 | 0 | 0
2044 | Synthetic battery | battery | 0 | 0 | 0 | 0 | 0 | 0
2045 | Synthetic pumped | pumped | 0 | 0 | 0 | 0 | 0 | 0
2045 | Synthetic battery | battery | 0 | 0 | 0 | 0 | 0 | 0
2046 | Synthetic pumped | pumped | 0 | 0 | 0 | 0 | 0 | 0
2046 | Synthetic battery | battery | 0 | 0 | 0 | 0 | 0 | 0
2047 | Synthetic pumped | pumped | 0 | 0 | 0 | 0 | 0 | 0
2047 | Synthetic battery | battery | 0 | 0 | 0 | 0 | 0 | 0
2048 | Synthetic pumped | pumped | 0 | 0 | 0 | 0 | 0 | 0
2048 | Synthetic battery | battery | 0 | 0 | 0 | 0 | 0 | 0
2049 | Synthetic pumped | pumped | 11.7868 | 0 | 0 | 10.6082 | 0.221 | 0
2049 | Synthetic battery | battery | 0 | 0 | 0 | 0 | 0 | 0
2050 | Synthetic pumped | pumped | 12 | 0 | 10.6082 | 21.4082 | 0.446 | -1.7764e-15
2050 | Synthetic battery | battery | 9.1968 | 0 | 0 | 8.479 | 0.42395 | 0
2051 | Synthetic pumped | pumped | 12 | 0 | 21.4082 | 32.2082 | 0.671 | 3.5527e-15
2051 | Synthetic battery | battery | 10 | 0 | 8.479 | 17.6986 | 0.88493 | 0
2052 | Synthetic pumped | pumped | 12 | 0 | 32.2082 | 43.0082 | 0.896 | -3.5527e-15
2052 | Synthetic battery | battery | 2.4963 | 0 | 17.6986 | 20 | 1 | 0
2053 | Synthetic pumped | pumped | 5.5465 | 0 | 43.0082 | 48 | 1 | 0
2053 | Synthetic battery | battery | 0 | 0 | 20 | 20 | 1 | 0
2054 | Synthetic pumped | pumped | 0 | 0 | 48 | 48 | 1 | 0
2054 | Synthetic battery | battery | 0 | 0 | 20 | 20 | 1 | 0
2055 | Synthetic pumped | pumped | 0 | 0 | 48 | 48 | 1 | 0
2055 | Synthetic battery | battery | 0 | 0 | 20 | 20 | 1 | 0
2056 | Synthetic pumped | pumped | 0 | 0 | 48 | 48 | 1 | 0
2056 | Synthetic battery | battery | 0 | 0 | 20 | 20 | 1 | 0
2057 | Synthetic pumped | pumped | 0 | 0 | 48 | 48 | 1 | 0
2057 | Synthetic battery | battery | 0 | 4.9605 | 20 | 14.6195 | 0.73098 | 0
2058 | Synthetic pumped | pumped | 0 | 12 | 48 | 34.6667 | 0.72222 | 3.5527e-15
2058 | Synthetic battery | battery | 0 | 10 | 14.6195 | 3.773 | 0.18865 | 0
2059 | Synthetic pumped | pumped | 0 | 12 | 34.6667 | 21.3333 | 0.44444 | 0
2059 | Synthetic battery | battery | 0 | 3.4786 | 3.773 | 0 | 0 | 0
2060 | Synthetic pumped | pumped | 0 | 12 | 21.3333 | 8 | 0.16667 | 0
2060 | Synthetic battery | battery | 0 | 0 | 0 | 0 | 0 | 0
2061 | Synthetic pumped | pumped | 0 | 7.2 | 8 | 0 | 0 | 0
2061 | Synthetic battery | battery | 0 | 0 | 0 | 0 | 0 | 0
2062 | Synthetic pumped | pumped | 0 | 0 | 0 | 0 | 0 | 0
2062 | Synthetic battery | battery | 0 | 0 | 0 | 0 | 0 | 0
2063 | Synthetic pumped | pumped | 0 | 0 | 0 | 0 | 0 | 0
2063 | Synthetic battery | battery | 0 | 0 | 0 | 0 | 0 | 0
2064 | Synthetic pumped | pumped | 0 | 0 | 0 | 0 | 0 | 0
2064 | Synthetic battery | battery | 0 | 0 | 0 | 0 | 0 | 0
2065 | Synthetic pumped | pumped | 0 | 0 | 0 | 0 | 0 | 0
2065 | Synthetic battery | battery | 0 | 0 | 0 | 0 | 0 | 0
2066 | Synthetic pumped | pumped | 0 | 0 | 0 | 0 | 0 | 0
2066 | Synthetic battery | battery | 0 | 0 | 0 | 0 | 0 | 0
2067 | Synthetic pumped | pumped | 0 | 0 | 0 | 0 | 0 | 0
2067 | Synthetic battery | battery | 0 | 0 | 0 | 0 | 0 | 0
2068 | Synthetic pumped | pumped | 0 | 0 | 0 | 0 | 0 | 0
2068 | Synthetic battery | battery | 0 | 0 | 0 | 0 | 0 | 0
2069 | Synthetic pumped | pumped | 0 | 0 | 0 | 0 | 0 | 0
2069 | Synthetic battery | battery | 0 | 0 | 0 | 0 | 0 | 0
2070 | Synthetic pumped | pumped | 0 | 0 | 0 | 0 | 0 | 0
2070 | Synthetic battery | battery | 0 | 0 | 0 | 0 | 0 | 0
2071 | Synthetic pumped | pumped | 0 | 0 | 0 | 0 | 0 | 0
2071 | Synthetic battery | battery | 0 | 0 | 0 | 0 | 0 | 0
2072 | Synthetic pumped | pumped | 0 | 0 | 0 | 0 | 0 | 0
2072 | Synthetic battery | battery | 0 | 0 | 0 | 0 | 0 | 0
2073 | Synthetic pumped | pumped | 4.7137 | 0 | 0 | 4.2423 | 0.088382 | 0
2073 | Synthetic battery | battery | 0 | 0 | 0 | 0 | 0 | 0
2074 | Synthetic pumped | pumped | 12 | 0 | 4.2423 | 15.0423 | 0.31338 | 0
2074 | Synthetic battery | battery | 6.9411 | 0 | 0 | 6.3994 | 0.31997 | 0
2075 | Synthetic pumped | pumped | 12 | 0 | 15.0423 | 25.8423 | 0.53838 | 0
2075 | Synthetic battery | battery | 10 | 0 | 6.3994 | 15.6189 | 0.78095 | 0
2076 | Synthetic pumped | pumped | 12 | 0 | 25.8423 | 36.6423 | 0.76338 | 0
2076 | Synthetic battery | battery | 4.7519 | 0 | 15.6189 | 20 | 1 | 0
2077 | Synthetic pumped | pumped | 12 | 0 | 36.6423 | 47.4423 | 0.98838 | -3.5527e-15
2077 | Synthetic battery | battery | 0 | 0 | 20 | 20 | 1 | 0
2078 | Synthetic pumped | pumped | 0.61963 | 0 | 47.4423 | 48 | 1 | 0
2078 | Synthetic battery | battery | 0 | 0 | 20 | 20 | 1 | 0
2079 | Synthetic pumped | pumped | 0 | 0 | 48 | 48 | 1 | 0
2079 | Synthetic battery | battery | 0 | 0 | 20 | 20 | 1 | 0
2080 | Synthetic pumped | pumped | 0 | 0 | 48 | 48 | 1 | 0
2080 | Synthetic battery | battery | 0 | 0 | 20 | 20 | 1 | 0
2081 | Synthetic pumped | pumped | 0 | 0 | 48 | 48 | 1 | 0
2081 | Synthetic battery | battery | 0 | 3.5503 | 20 | 16.1491 | 0.80746 | 8.8818e-16
2082 | Synthetic pumped | pumped | 0 | 10.5835 | 48 | 36.2406 | 0.75501 | -1.7764e-15
2082 | Synthetic battery | battery | 0 | 10 | 16.1491 | 5.3026 | 0.26513 | 0
2083 | Synthetic pumped | pumped | 0 | 12 | 36.2406 | 22.9073 | 0.47723 | 0
2083 | Synthetic battery | battery | 0 | 4.8887 | 5.3026 | 0 | 0 | 0
2084 | Synthetic pumped | pumped | 0 | 12 | 22.9073 | 9.5739 | 0.19946 | 0
2084 | Synthetic battery | battery | 0 | 0 | 0 | 0 | 0 | 0
2085 | Synthetic pumped | pumped | 0 | 8.6165 | 9.5739 | 0 | 0 | 0
2085 | Synthetic battery | battery | 0 | 0 | 0 | 0 | 0 | 0
2086 | Synthetic pumped | pumped | 0 | 0 | 0 | 0 | 0 | 0
2086 | Synthetic battery | battery | 0 | 0 | 0 | 0 | 0 | 0
2087 | Synthetic pumped | pumped | 0 | 0 | 0 | 0 | 0 | 0
2087 | Synthetic battery | battery | 0 | 0 | 0 | 0 | 0 | 0
2088 | Synthetic pumped | pumped | 0 | 0 | 0 | 0 | 0 | 0
2088 | Synthetic battery | battery | 0 | 0 | 0 | 0 | 0 | 0
2089 | Synthetic pumped | pumped | 0 | 0 | 0 | 0 | 0 | 0
2089 | Synthetic battery | battery | 0 | 0 | 0 | 0 | 0 | 0
2090 | Synthetic pumped | pumped | 0 | 0 | 0 | 0 | 0 | 0
2090 | Synthetic battery | battery | 0 | 0 | 0 | 0 | 0 | 0
2091 | Synthetic pumped | pumped | 0 | 0 | 0 | 0 | 0 | 0
2091 | Synthetic battery | battery | 0 | 0 | 0 | 0 | 0 | 0
2092 | Synthetic pumped | pumped | 0 | 0 | 0 | 0 | 0 | 0
2092 | Synthetic battery | battery | 0 | 0 | 0 | 0 | 0 | 0
2093 | Synthetic pumped | pumped | 0 | 0 | 0 | 0 | 0 | 0
2093 | Synthetic battery | battery | 0 | 0 | 0 | 0 | 0 | 0
2094 | Synthetic pumped | pumped | 0 | 0 | 0 | 0 | 0 | 0
2094 | Synthetic battery | battery | 0 | 0 | 0 | 0 | 0 | 0
2095 | Synthetic pumped | pumped | 0 | 0 | 0 | 0 | 0 | 0
2095 | Synthetic battery | battery | 0 | 0 | 0 | 0 | 0 | 0
2096 | Synthetic pumped | pumped | 0 | 0 | 0 | 0 | 0 | 0
2096 | Synthetic battery | battery | 0 | 0 | 0 | 0 | 0 | 0
2097 | Synthetic pumped | pumped | 0.3993 | 0 | 0 | 0.35937 | 0.0074869 | 0
2097 | Synthetic battery | battery | 0 | 0 | 0 | 0 | 0 | 0
2098 | Synthetic pumped | pumped | 8.2953 | 0 | 0.35937 | 7.8251 | 0.16302 | 0
2098 | Synthetic battery | battery | 0 | 0 | 0 | 0 | 0 | 0
2099 | Synthetic pumped | pumped | 12 | 0 | 7.8251 | 18.6251 | 0.38802 | 0
2099 | Synthetic battery | battery | 5.9926 | 0 | 0 | 5.5249 | 0.27625 | 0
2100 | Synthetic pumped | pumped | 12 | 0 | 18.6251 | 29.4251 | 0.61302 | 0
2100 | Synthetic battery | battery | 3.3694 | 0 | 5.5249 | 8.6313 | 0.43157 | 0
2101 | Synthetic pumped | pumped | 12 | 0 | 29.4251 | 40.2251 | 0.83802 | 3.5527e-15
2101 | Synthetic battery | battery | 5.1227 | 0 | 8.6313 | 13.3542 | 0.66771 | -8.8818e-16
2102 | Synthetic pumped | pumped | 8.6387 | 0 | 40.2251 | 48 | 1 | 0
2102 | Synthetic battery | battery | 1.5954 | 0 | 13.3542 | 14.8251 | 0.74126 | -2.2204e-16
2103 | Synthetic pumped | pumped | 0 | 0 | 48 | 48 | 1 | 0
2103 | Synthetic battery | battery | 2.5721 | 0 | 14.8251 | 17.1964 | 0.85982 | -1.7764e-15
2104 | Synthetic pumped | pumped | 0 | 0 | 48 | 48 | 1 | 0
2104 | Synthetic battery | battery | 0 | 0 | 17.1964 | 17.1964 | 0.85982 | 0
2105 | Synthetic pumped | pumped | 0 | 0 | 48 | 48 | 1 | 0
2105 | Synthetic battery | battery | 0 | 6.2049 | 17.1964 | 10.4663 | 0.52332 | 0
2106 | Synthetic pumped | pumped | 0 | 11.3142 | 48 | 35.4286 | 0.7381 | -3.5527e-15
2106 | Synthetic battery | battery | 0 | 9.6495 | 10.4663 | 0 | 0 | 0
2107 | Synthetic pumped | pumped | 0 | 12 | 35.4286 | 22.0953 | 0.46032 | 0
2107 | Synthetic battery | battery | 0 | 0 | 0 | 0 | 0 | 0
2108 | Synthetic pumped | pumped | 0 | 12 | 22.0953 | 8.762 | 0.18254 | 0
2108 | Synthetic battery | battery | 0 | 0 | 0 | 0 | 0 | 0
2109 | Synthetic pumped | pumped | 0 | 7.8858 | 8.762 | 0 | 0 | 0
2109 | Synthetic battery | battery | 0 | 0 | 0 | 0 | 0 | 0
2110 | Synthetic pumped | pumped | 0 | 0 | 0 | 0 | 0 | 0
2110 | Synthetic battery | battery | 0 | 0 | 0 | 0 | 0 | 0
2111 | Synthetic pumped | pumped | 0 | 0 | 0 | 0 | 0 | 0
2111 | Synthetic battery | battery | 0 | 0 | 0 | 0 | 0 | 0
2112 | Synthetic pumped | pumped | 0 | 0 | 0 | 0 | 0 | 0
2112 | Synthetic battery | battery | 0 | 0 | 0 | 0 | 0 | 0
2113 | Synthetic pumped | pumped | 0 | 0 | 0 | 0 | 0 | 0
2113 | Synthetic battery | battery | 0 | 0 | 0 | 0 | 0 | 0
2114 | Synthetic pumped | pumped | 0 | 0 | 0 | 0 | 0 | 0
2114 | Synthetic battery | battery | 0 | 0 | 0 | 0 | 0 | 0
2115 | Synthetic pumped | pumped | 0 | 0 | 0 | 0 | 0 | 0
2115 | Synthetic battery | battery | 0 | 0 | 0 | 0 | 0 | 0
2116 | Synthetic pumped | pumped | 0 | 0 | 0 | 0 | 0 | 0
2116 | Synthetic battery | battery | 0 | 0 | 0 | 0 | 0 | 0
2117 | Synthetic pumped | pumped | 0 | 0 | 0 | 0 | 0 | 0
2117 | Synthetic battery | battery | 0 | 0 | 0 | 0 | 0 | 0
2118 | Synthetic pumped | pumped | 0 | 0 | 0 | 0 | 0 | 0
2118 | Synthetic battery | battery | 0 | 0 | 0 | 0 | 0 | 0
2119 | Synthetic pumped | pumped | 0 | 0 | 0 | 0 | 0 | 0
2119 | Synthetic battery | battery | 0 | 0 | 0 | 0 | 0 | 0
2120 | Synthetic pumped | pumped | 0 | 0 | 0 | 0 | 0 | 0
2120 | Synthetic battery | battery | 0 | 0 | 0 | 0 | 0 | 0
2121 | Synthetic pumped | pumped | 0 | 0 | 0 | 0 | 0 | 0
2121 | Synthetic battery | battery | 0 | 0 | 0 | 0 | 0 | 0
2122 | Synthetic pumped | pumped | 8.8022 | 0 | 0 | 7.922 | 0.16504 | 0
2122 | Synthetic battery | battery | 0 | 0 | 0 | 0 | 0 | 0
2123 | Synthetic pumped | pumped | 12 | 0 | 7.922 | 18.722 | 0.39004 | 1.7764e-15
2123 | Synthetic battery | battery | 10 | 0 | 0 | 9.2195 | 0.46098 | 0
2124 | Synthetic pumped | pumped | 12 | 0 | 18.722 | 29.522 | 0.61504 | 0
2124 | Synthetic battery | battery | 7.6064 | 0 | 9.2195 | 16.2323 | 0.81162 | 0
2125 | Synthetic pumped | pumped | 12 | 0 | 29.522 | 40.322 | 0.84004 | 0
2125 | Synthetic battery | battery | 4.0866 | 0 | 16.2323 | 20 | 1 | 4.4409e-16
2126 | Synthetic pumped | pumped | 8.5311 | 0 | 40.322 | 48 | 1 | 0
2126 | Synthetic battery | battery | 0 | 0 | 20 | 20 | 1 | 0
2127 | Synthetic pumped | pumped | 0 | 0 | 48 | 48 | 1 | 0
2127 | Synthetic battery | battery | 0 | 0 | 20 | 20 | 1 | 0
2128 | Synthetic pumped | pumped | 0 | 0 | 48 | 48 | 1 | 0
2128 | Synthetic battery | battery | 0 | 0 | 20 | 20 | 1 | 0
2129 | Synthetic pumped | pumped | 0 | 0 | 48 | 48 | 1 | 0
2129 | Synthetic battery | battery | 0 | 7.7028 | 20 | 11.6451 | 0.58226 | 0
2130 | Synthetic pumped | pumped | 0 | 12 | 48 | 34.6667 | 0.72222 | 3.5527e-15
2130 | Synthetic battery | battery | 0 | 10 | 11.6451 | 0.79862 | 0.039931 | 0
2131 | Synthetic pumped | pumped | 0 | 12 | 34.6667 | 21.3333 | 0.44444 | 0
2131 | Synthetic battery | battery | 0 | 0.73629 | 0.79862 | 0 | 0 | 0
2132 | Synthetic pumped | pumped | 0 | 12 | 21.3333 | 8 | 0.16667 | 0
2132 | Synthetic battery | battery | 0 | 0 | 0 | 0 | 0 | 0
2133 | Synthetic pumped | pumped | 0 | 7.2 | 8 | 0 | 0 | 0
2133 | Synthetic battery | battery | 0 | 0 | 0 | 0 | 0 | 0
2134 | Synthetic pumped | pumped | 0 | 0 | 0 | 0 | 0 | 0
2134 | Synthetic battery | battery | 0 | 0 | 0 | 0 | 0 | 0
2135 | Synthetic pumped | pumped | 0 | 0 | 0 | 0 | 0 | 0
2135 | Synthetic battery | battery | 0 | 0 | 0 | 0 | 0 | 0
2136 | Synthetic pumped | pumped | 0 | 0 | 0 | 0 | 0 | 0
2136 | Synthetic battery | battery | 0 | 0 | 0 | 0 | 0 | 0
2137 | Synthetic pumped | pumped | 0 | 0 | 0 | 0 | 0 | 0
2137 | Synthetic battery | battery | 0 | 0 | 0 | 0 | 0 | 0
2138 | Synthetic pumped | pumped | 0 | 0 | 0 | 0 | 0 | 0
2138 | Synthetic battery | battery | 0 | 0 | 0 | 0 | 0 | 0
2139 | Synthetic pumped | pumped | 0 | 0 | 0 | 0 | 0 | 0
2139 | Synthetic battery | battery | 0 | 0 | 0 | 0 | 0 | 0
2140 | Synthetic pumped | pumped | 0 | 0 | 0 | 0 | 0 | 0
2140 | Synthetic battery | battery | 0 | 0 | 0 | 0 | 0 | 0
2141 | Synthetic pumped | pumped | 0 | 0 | 0 | 0 | 0 | 0
2141 | Synthetic battery | battery | 0 | 0 | 0 | 0 | 0 | 0
2142 | Synthetic pumped | pumped | 0 | 0 | 0 | 0 | 0 | 0
2142 | Synthetic battery | battery | 0 | 0 | 0 | 0 | 0 | 0
2143 | Synthetic pumped | pumped | 0 | 0 | 0 | 0 | 0 | 0
2143 | Synthetic battery | battery | 0 | 0 | 0 | 0 | 0 | 0
2144 | Synthetic pumped | pumped | 0 | 0 | 0 | 0 | 0 | 0
2144 | Synthetic battery | battery | 0 | 0 | 0 | 0 | 0 | 0
2145 | Synthetic pumped | pumped | 5.6924 | 0 | 0 | 5.1232 | 0.10673 | 0
2145 | Synthetic battery | battery | 0 | 0 | 0 | 0 | 0 | 0
2146 | Synthetic pumped | pumped | 12 | 0 | 5.1232 | 15.9232 | 0.33173 | 0
2146 | Synthetic battery | battery | 0.48901 | 0 | 0 | 0.45084 | 0.022542 | 0
2147 | Synthetic pumped | pumped | 12 | 0 | 15.9232 | 26.7232 | 0.55673 | 0
2147 | Synthetic battery | battery | 8.3855 | 0 | 0.45084 | 8.1819 | 0.4091 | -8.8818e-16
2148 | Synthetic pumped | pumped | 12 | 0 | 26.7232 | 37.5232 | 0.78173 | -3.5527e-15
2148 | Synthetic battery | battery | 10 | 0 | 8.1819 | 17.4015 | 0.87007 | 1.7764e-15
2149 | Synthetic pumped | pumped | 11.6409 | 0 | 37.5232 | 48 | 1 | 0
2149 | Synthetic battery | battery | 2.8185 | 0 | 17.4015 | 20 | 1 | 0
2150 | Synthetic pumped | pumped | 0 | 0 | 48 | 48 | 1 | 0
2150 | Synthetic battery | battery | 0 | 0 | 20 | 20 | 1 | 0
2151 | Synthetic pumped | pumped | 0 | 0 | 48 | 48 | 1 | 0
2151 | Synthetic battery | battery | 0 | 0 | 20 | 20 | 1 | 0
2152 | Synthetic pumped | pumped | 0 | 0 | 48 | 48 | 1 | 0
2152 | Synthetic battery | battery | 0 | 0 | 20 | 20 | 1 | 0
2153 | Synthetic pumped | pumped | 0 | 0 | 48 | 48 | 1 | 0
2153 | Synthetic battery | battery | 0 | 0.21441 | 20 | 19.7674 | 0.98837 | 9.1593e-16
2154 | Synthetic pumped | pumped | 0 | 8.0103 | 48 | 39.0996 | 0.81458 | 1.7764e-15
2154 | Synthetic battery | battery | 0 | 10 | 19.7674 | 8.9209 | 0.44605 | 0
2155 | Synthetic pumped | pumped | 0 | 12 | 39.0996 | 25.7663 | 0.5368 | 0
2155 | Synthetic battery | battery | 0 | 8.2247 | 8.9209 | 0 | 0 | 0
2156 | Synthetic pumped | pumped | 0 | 12 | 25.7663 | 12.433 | 0.25902 | 0
2156 | Synthetic battery | battery | 0 | 0 | 0 | 0 | 0 | 0
2157 | Synthetic pumped | pumped | 0 | 11.1897 | 12.433 | 0 | 0 | 0
2157 | Synthetic battery | battery | 0 | 0 | 0 | 0 | 0 | 0
2158 | Synthetic pumped | pumped | 0 | 0 | 0 | 0 | 0 | 0
2158 | Synthetic battery | battery | 0 | 0 | 0 | 0 | 0 | 0
2159 | Synthetic pumped | pumped | 0 | 0 | 0 | 0 | 0 | 0
2159 | Synthetic battery | battery | 0 | 0 | 0 | 0 | 0 | 0
2160 | Synthetic pumped | pumped | 0 | 0 | 0 | 0 | 0 | 0
2160 | Synthetic battery | battery | 0 | 0 | 0 | 0 | 0 | 0
2161 | Synthetic pumped | pumped | 0 | 0 | 0 | 0 | 0 | 0
2161 | Synthetic battery | battery | 0 | 0 | 0 | 0 | 0 | 0
2162 | Synthetic pumped | pumped | 0 | 0 | 0 | 0 | 0 | 0
2162 | Synthetic battery | battery | 0 | 0 | 0 | 0 | 0 | 0
2163 | Synthetic pumped | pumped | 0 | 0 | 0 | 0 | 0 | 0
2163 | Synthetic battery | battery | 0 | 0 | 0 | 0 | 0 | 0
2164 | Synthetic pumped | pumped | 0 | 0 | 0 | 0 | 0 | 0
2164 | Synthetic battery | battery | 0 | 0 | 0 | 0 | 0 | 0
2165 | Synthetic pumped | pumped | 0 | 0 | 0 | 0 | 0 | 0
2165 | Synthetic battery | battery | 0 | 0 | 0 | 0 | 0 | 0
2166 | Synthetic pumped | pumped | 0 | 0 | 0 | 0 | 0 | 0
2166 | Synthetic battery | battery | 0 | 0 | 0 | 0 | 0 | 0
2167 | Synthetic pumped | pumped | 0 | 0 | 0 | 0 | 0 | 0
2167 | Synthetic battery | battery | 0 | 0 | 0 | 0 | 0 | 0
2168 | Synthetic pumped | pumped | 0 | 0 | 0 | 0 | 0 | 0
2168 | Synthetic battery | battery | 0 | 0 | 0 | 0 | 0 | 0
2169 | Synthetic pumped | pumped | 5.7619 | 0 | 0 | 5.1857 | 0.10804 | 0
2169 | Synthetic battery | battery | 0 | 0 | 0 | 0 | 0 | 0
2170 | Synthetic pumped | pumped | 12 | 0 | 5.1857 | 15.9857 | 0.33304 | 0
2170 | Synthetic battery | battery | 1.1166 | 0 | 0 | 1.0294 | 0.051472 | 0
2171 | Synthetic pumped | pumped | 12 | 0 | 15.9857 | 26.7857 | 0.55804 | -1.7764e-15
2171 | Synthetic battery | battery | 10 | 0 | 1.0294 | 10.249 | 0.51245 | 0
2172 | Synthetic pumped | pumped | 12 | 0 | 26.7857 | 37.5857 | 0.78304 | -3.5527e-15
2172 | Synthetic battery | battery | 10 | 0 | 10.249 | 19.4685 | 0.97343 | 0
2173 | Synthetic pumped | pumped | 11.5715 | 0 | 37.5857 | 48 | 1 | 0
2173 | Synthetic battery | battery | 0.57646 | 0 | 19.4685 | 20 | 1 | 0
2174 | Synthetic pumped | pumped | 0 | 0 | 48 | 48 | 1 | 0
2174 | Synthetic battery | battery | 0 | 0 | 20 | 20 | 1 | 0
2175 | Synthetic pumped | pumped | 0 | 0 | 48 | 48 | 1 | 0
2175 | Synthetic battery | battery | 0 | 0 | 20 | 20 | 1 | 0
2176 | Synthetic pumped | pumped | 0 | 0 | 48 | 48 | 1 | 0
2176 | Synthetic battery | battery | 0 | 0 | 20 | 20 | 1 | 0
2177 | Synthetic pumped | pumped | 0 | 0 | 48 | 48 | 1 | 0
2177 | Synthetic battery | battery | 0 | 0.039663 | 20 | 19.957 | 0.99785 | -1.131e-15
2178 | Synthetic pumped | pumped | 0 | 9.9861 | 48 | 36.9044 | 0.76884 | -1.7764e-15
2178 | Synthetic battery | battery | 0 | 10 | 19.957 | 9.1105 | 0.45552 | 0
2179 | Synthetic pumped | pumped | 0 | 12 | 36.9044 | 23.571 | 0.49106 | 0
2179 | Synthetic battery | battery | 0 | 8.3994 | 9.1105 | 0 | 0 | 0
2180 | Synthetic pumped | pumped | 0 | 12 | 23.571 | 10.2377 | 0.21329 | 0
2180 | Synthetic battery | battery | 0 | 0 | 0 | 0 | 0 | 0
2181 | Synthetic pumped | pumped | 0 | 9.2139 | 10.2377 | 0 | 0 | 0
2181 | Synthetic battery | battery | 0 | 0 | 0 | 0 | 0 | 0
2182 | Synthetic pumped | pumped | 0 | 0 | 0 | 0 | 0 | 0
2182 | Synthetic battery | battery | 0 | 0 | 0 | 0 | 0 | 0
2183 | Synthetic pumped | pumped | 0 | 0 | 0 | 0 | 0 | 0
2183 | Synthetic battery | battery | 0 | 0 | 0 | 0 | 0 | 0
2184 | Synthetic pumped | pumped | 0 | 0 | 0 | 0 | 0 | 0
2184 | Synthetic battery | battery | 0 | 0 | 0 | 0 | 0 | 0
2185 | Synthetic pumped | pumped | 0 | 0 | 0 | 0 | 0 | 0
2185 | Synthetic battery | battery | 0 | 0 | 0 | 0 | 0 | 0
2186 | Synthetic pumped | pumped | 0 | 0 | 0 | 0 | 0 | 0
2186 | Synthetic battery | battery | 0 | 0 | 0 | 0 | 0 | 0
2187 | Synthetic pumped | pumped | 0 | 0 | 0 | 0 | 0 | 0
2187 | Synthetic battery | battery | 0 | 0 | 0 | 0 | 0 | 0
2188 | Synthetic pumped | pumped | 0 | 0 | 0 | 0 | 0 | 0
2188 | Synthetic battery | battery | 0 | 0 | 0 | 0 | 0 | 0
2189 | Synthetic pumped | pumped | 0 | 0 | 0 | 0 | 0 | 0
2189 | Synthetic battery | battery | 0 | 0 | 0 | 0 | 0 | 0
2190 | Synthetic pumped | pumped | 0 | 0 | 0 | 0 | 0 | 0
2190 | Synthetic battery | battery | 0 | 0 | 0 | 0 | 0 | 0
2191 | Synthetic pumped | pumped | 0 | 0 | 0 | 0 | 0 | 0
2191 | Synthetic battery | battery | 0 | 0 | 0 | 0 | 0 | 0
2192 | Synthetic pumped | pumped | 0 | 0 | 0 | 0 | 0 | 0
2192 | Synthetic battery | battery | 0 | 0 | 0 | 0 | 0 | 0
2193 | Synthetic pumped | pumped | 2.4065 | 0 | 0 | 2.1658 | 0.045122 | 0
2193 | Synthetic battery | battery | 0 | 0 | 0 | 0 | 0 | 0
2194 | Synthetic pumped | pumped | 2.5724 | 0 | 2.1658 | 4.481 | 0.093354 | 0
2194 | Synthetic battery | battery | 0 | 0 | 0 | 0 | 0 | 0
2195 | Synthetic pumped | pumped | 11.3913 | 0 | 4.481 | 14.7332 | 0.30694 | 1.7764e-15
2195 | Synthetic battery | battery | 0 | 0 | 0 | 0 | 0 | 0
2196 | Synthetic pumped | pumped | 12 | 0 | 14.7332 | 25.5332 | 0.53194 | 0
2196 | Synthetic battery | battery | 5.4689 | 0 | 0 | 5.0421 | 0.2521 | 0
2197 | Synthetic pumped | pumped | 12 | 0 | 25.5332 | 36.3332 | 0.75694 | 0
2197 | Synthetic battery | battery | 4.2055 | 0 | 5.0421 | 8.9194 | 0.44597 | 8.8818e-16
2198 | Synthetic pumped | pumped | 12 | 0 | 36.3332 | 47.1332 | 0.98194 | -3.5527e-15
2198 | Synthetic battery | battery | 6.3255 | 0 | 8.9194 | 14.7512 | 0.73756 | 0
2199 | Synthetic pumped | pumped | 0.96315 | 0 | 47.1332 | 48 | 1 | 0
2199 | Synthetic battery | battery | 5.6931 | 0 | 14.7512 | 20 | 1 | 0
2200 | Synthetic pumped | pumped | 0 | 0 | 48 | 48 | 1 | 0
2200 | Synthetic battery | battery | 0 | 0 | 20 | 20 | 1 | 0
2201 | Synthetic pumped | pumped | 0 | 0 | 48 | 48 | 1 | 0
2201 | Synthetic battery | battery | 0 | 2.6761 | 20 | 17.0973 | 0.85487 | 0
2202 | Synthetic pumped | pumped | 0 | 12 | 48 | 34.6667 | 0.72222 | 3.5527e-15
2202 | Synthetic battery | battery | 0 | 10 | 17.0973 | 6.2508 | 0.31254 | 0
2203 | Synthetic pumped | pumped | 0 | 12 | 34.6667 | 21.3333 | 0.44444 | 0
2203 | Synthetic battery | battery | 0 | 5.763 | 6.2508 | 0 | 0 | 0
2204 | Synthetic pumped | pumped | 0 | 12 | 21.3333 | 8 | 0.16667 | 0
2204 | Synthetic battery | battery | 0 | 0 | 0 | 0 | 0 | 0
2205 | Synthetic pumped | pumped | 0 | 7.2 | 8 | 0 | 0 | 0
2205 | Synthetic battery | battery | 0 | 0 | 0 | 0 | 0 | 0
2206 | Synthetic pumped | pumped | 0 | 0 | 0 | 0 | 0 | 0
2206 | Synthetic battery | battery | 0 | 0 | 0 | 0 | 0 | 0
2207 | Synthetic pumped | pumped | 0 | 0 | 0 | 0 | 0 | 0
2207 | Synthetic battery | battery | 0 | 0 | 0 | 0 | 0 | 0
2208 | Synthetic pumped | pumped | 0 | 0 | 0 | 0 | 0 | 0
2208 | Synthetic battery | battery | 0 | 0 | 0 | 0 | 0 | 0
2209 | Synthetic pumped | pumped | 0 | 0 | 0 | 0 | 0 | 0
2209 | Synthetic battery | battery | 0 | 0 | 0 | 0 | 0 | 0
2210 | Synthetic pumped | pumped | 0 | 0 | 0 | 0 | 0 | 0
2210 | Synthetic battery | battery | 0 | 0 | 0 | 0 | 0 | 0
2211 | Synthetic pumped | pumped | 0 | 0 | 0 | 0 | 0 | 0
2211 | Synthetic battery | battery | 0 | 0 | 0 | 0 | 0 | 0
2212 | Synthetic pumped | pumped | 0 | 0 | 0 | 0 | 0 | 0
2212 | Synthetic battery | battery | 0 | 0 | 0 | 0 | 0 | 0
2213 | Synthetic pumped | pumped | 0 | 0 | 0 | 0 | 0 | 0
2213 | Synthetic battery | battery | 0 | 0 | 0 | 0 | 0 | 0
2214 | Synthetic pumped | pumped | 0 | 0 | 0 | 0 | 0 | 0
2214 | Synthetic battery | battery | 0 | 0 | 0 | 0 | 0 | 0
2215 | Synthetic pumped | pumped | 0 | 0 | 0 | 0 | 0 | 0
2215 | Synthetic battery | battery | 0 | 0 | 0 | 0 | 0 | 0
2216 | Synthetic pumped | pumped | 0 | 0 | 0 | 0 | 0 | 0
2216 | Synthetic battery | battery | 0 | 0 | 0 | 0 | 0 | 0
2217 | Synthetic pumped | pumped | 0 | 0 | 0 | 0 | 0 | 0
2217 | Synthetic battery | battery | 0 | 0 | 0 | 0 | 0 | 0
2218 | Synthetic pumped | pumped | 3.6011 | 0 | 0 | 3.241 | 0.06752 | 0
2218 | Synthetic battery | battery | 0 | 0 | 0 | 0 | 0 | 0
2219 | Synthetic pumped | pumped | 12 | 0 | 3.241 | 14.041 | 0.29252 | 0
2219 | Synthetic battery | battery | 0.2939 | 0 | 0 | 0.27096 | 0.013548 | 0
2220 | Synthetic pumped | pumped | 12 | 0 | 14.041 | 24.841 | 0.51752 | 0
2220 | Synthetic battery | battery | 2.7393 | 0 | 0.27096 | 2.7965 | 0.13983 | 0
2221 | Synthetic pumped | pumped | 12 | 0 | 24.841 | 35.641 | 0.74252 | 0
2221 | Synthetic battery | battery | 2.5932 | 0 | 2.7965 | 5.1873 | 0.25937 | 0
2222 | Synthetic pumped | pumped | 6.6361 | 0 | 35.641 | 41.6134 | 0.86695 | -1.7764e-15
2222 | Synthetic battery | battery | 0 | 0 | 5.1873 | 5.1873 | 0.25937 | 0
2223 | Synthetic pumped | pumped | 3.5962 | 0 | 41.6134 | 44.85 | 0.93437 | 2.6645e-15
2223 | Synthetic battery | battery | 0 | 0 | 5.1873 | 5.1873 | 0.25937 | 0
2224 | Synthetic pumped | pumped | 0 | 0 | 44.85 | 44.85 | 0.93437 | 0
2224 | Synthetic battery | battery | 0 | 0 | 5.1873 | 5.1873 | 0.25937 | 0
2225 | Synthetic pumped | pumped | 0 | 6.1146 | 44.85 | 38.056 | 0.79283 | 0
2225 | Synthetic battery | battery | 0 | 4.7825 | 5.1873 | 0 | 0 | 0
2226 | Synthetic pumped | pumped | 0 | 12 | 38.056 | 24.7227 | 0.51506 | 0
2226 | Synthetic battery | battery | 0 | 0 | 0 | 0 | 0 | 0
2227 | Synthetic pumped | pumped | 0 | 12 | 24.7227 | 11.3893 | 0.23728 | 0
2227 | Synthetic battery | battery | 0 | 0 | 0 | 0 | 0 | 0
2228 | Synthetic pumped | pumped | 0 | 10.2504 | 11.3893 | -1.7764e-15 | -3.7007e-17 | 0
2228 | Synthetic battery | battery | 0 | 0 | 0 | 0 | 0 | 0
2229 | Synthetic pumped | pumped | 0 | -1.5987e-15 | -1.7764e-15 | 0 | 0 | 0
2229 | Synthetic battery | battery | 0 | 0 | 0 | 0 | 0 | 0
2230 | Synthetic pumped | pumped | 0 | 0 | 0 | 0 | 0 | 0
2230 | Synthetic battery | battery | 0 | 0 | 0 | 0 | 0 | 0
2231 | Synthetic pumped | pumped | 0 | 0 | 0 | 0 | 0 | 0
2231 | Synthetic battery | battery | 0 | 0 | 0 | 0 | 0 | 0
2232 | Synthetic pumped | pumped | 0 | 0 | 0 | 0 | 0 | 0
2232 | Synthetic battery | battery | 0 | 0 | 0 | 0 | 0 | 0
2233 | Synthetic pumped | pumped | 0 | 0 | 0 | 0 | 0 | 0
2233 | Synthetic battery | battery | 0 | 0 | 0 | 0 | 0 | 0
2234 | Synthetic pumped | pumped | 0 | 0 | 0 | 0 | 0 | 0
2234 | Synthetic battery | battery | 0 | 0 | 0 | 0 | 0 | 0
2235 | Synthetic pumped | pumped | 0 | 0 | 0 | 0 | 0 | 0
2235 | Synthetic battery | battery | 0 | 0 | 0 | 0 | 0 | 0
2236 | Synthetic pumped | pumped | 0 | 0 | 0 | 0 | 0 | 0
2236 | Synthetic battery | battery | 0 | 0 | 0 | 0 | 0 | 0
2237 | Synthetic pumped | pumped | 0 | 0 | 0 | 0 | 0 | 0
2237 | Synthetic battery | battery | 0 | 0 | 0 | 0 | 0 | 0
2238 | Synthetic pumped | pumped | 0 | 0 | 0 | 0 | 0 | 0
2238 | Synthetic battery | battery | 0 | 0 | 0 | 0 | 0 | 0
2239 | Synthetic pumped | pumped | 0 | 0 | 0 | 0 | 0 | 0
2239 | Synthetic battery | battery | 0 | 0 | 0 | 0 | 0 | 0
2240 | Synthetic pumped | pumped | 0 | 0 | 0 | 0 | 0 | 0
2240 | Synthetic battery | battery | 0 | 0 | 0 | 0 | 0 | 0
2241 | Synthetic pumped | pumped | 9.8311 | 0 | 0 | 8.8479 | 0.18433 | 0
2241 | Synthetic battery | battery | 0 | 0 | 0 | 0 | 0 | 0
2242 | Synthetic pumped | pumped | 12 | 0 | 8.8479 | 19.6479 | 0.40933 | -1.7764e-15
2242 | Synthetic battery | battery | 3.641 | 0 | 0 | 3.3568 | 0.16784 | 0
2243 | Synthetic pumped | pumped | 12 | 0 | 19.6479 | 30.4479 | 0.63433 | 0
2243 | Synthetic battery | battery | 7.6777 | 0 | 3.3568 | 10.4353 | 0.52176 | 0
2244 | Synthetic pumped | pumped | 12 | 0 | 30.4479 | 41.2479 | 0.85933 | 0
2244 | Synthetic battery | battery | 10 | 0 | 10.4353 | 19.6548 | 0.98274 | 0
2245 | Synthetic pumped | pumped | 7.5023 | 0 | 41.2479 | 48 | 1 | 0
2245 | Synthetic battery | battery | 0.37438 | 0 | 19.6548 | 20 | 1 | 0
2246 | Synthetic pumped | pumped | 0 | 0 | 48 | 48 | 1 | 0
2246 | Synthetic battery | battery | 0 | 0 | 20 | 20 | 1 | 0
2247 | Synthetic pumped | pumped | 0 | 0 | 48 | 48 | 1 | 0
2247 | Synthetic battery | battery | 0 | 0 | 20 | 20 | 1 | 0
2248 | Synthetic pumped | pumped | 0 | 0 | 48 | 48 | 1 | 0
2248 | Synthetic battery | battery | 0 | 0 | 20 | 20 | 1 | 0
2249 | Synthetic pumped | pumped | 0 | 0 | 48 | 48 | 1 | 0
2249 | Synthetic battery | battery | 0 | 4.1981 | 20 | 15.4465 | 0.77232 | 0
2250 | Synthetic pumped | pumped | 0 | 9.6788 | 48 | 37.2457 | 0.77595 | -1.7764e-15
2250 | Synthetic battery | battery | 0 | 10 | 15.4465 | 4.5999 | 0.23 | 0
2251 | Synthetic pumped | pumped | 0 | 12 | 37.2457 | 23.9124 | 0.49818 | 0
2251 | Synthetic battery | battery | 0 | 4.2409 | 4.5999 | 0 | 0 | 0
2252 | Synthetic pumped | pumped | 0 | 12 | 23.9124 | 10.5791 | 0.2204 | 0
2252 | Synthetic battery | battery | 0 | 0 | 0 | 0 | 0 | 0
2253 | Synthetic pumped | pumped | 0 | 9.5212 | 10.5791 | 0 | 0 | 0
2253 | Synthetic battery | battery | 0 | 0 | 0 | 0 | 0 | 0
2254 | Synthetic pumped | pumped | 0 | 0 | 0 | 0 | 0 | 0
2254 | Synthetic battery | battery | 0 | 0 | 0 | 0 | 0 | 0
2255 | Synthetic pumped | pumped | 0 | 0 | 0 | 0 | 0 | 0
2255 | Synthetic battery | battery | 0 | 0 | 0 | 0 | 0 | 0
2256 | Synthetic pumped | pumped | 0 | 0 | 0 | 0 | 0 | 0
2256 | Synthetic battery | battery | 0 | 0 | 0 | 0 | 0 | 0
2257 | Synthetic pumped | pumped | 0 | 0 | 0 | 0 | 0 | 0
2257 | Synthetic battery | battery | 0 | 0 | 0 | 0 | 0 | 0
2258 | Synthetic pumped | pumped | 0 | 0 | 0 | 0 | 0 | 0
2258 | Synthetic battery | battery | 0 | 0 | 0 | 0 | 0 | 0
2259 | Synthetic pumped | pumped | 0 | 0 | 0 | 0 | 0 | 0
2259 | Synthetic battery | battery | 0 | 0 | 0 | 0 | 0 | 0
2260 | Synthetic pumped | pumped | 0 | 0 | 0 | 0 | 0 | 0
2260 | Synthetic battery | battery | 0 | 0 | 0 | 0 | 0 | 0
2261 | Synthetic pumped | pumped | 0 | 0 | 0 | 0 | 0 | 0
2261 | Synthetic battery | battery | 0 | 0 | 0 | 0 | 0 | 0
2262 | Synthetic pumped | pumped | 0 | 0 | 0 | 0 | 0 | 0
2262 | Synthetic battery | battery | 0 | 0 | 0 | 0 | 0 | 0
2263 | Synthetic pumped | pumped | 0 | 0 | 0 | 0 | 0 | 0
2263 | Synthetic battery | battery | 0 | 0 | 0 | 0 | 0 | 0
2264 | Synthetic pumped | pumped | 0 | 0 | 0 | 0 | 0 | 0
2264 | Synthetic battery | battery | 0 | 0 | 0 | 0 | 0 | 0
2265 | Synthetic pumped | pumped | 3.2581 | 0 | 0 | 2.9322 | 0.061089 | 0
2265 | Synthetic battery | battery | 0 | 0 | 0 | 0 | 0 | 0
2266 | Synthetic pumped | pumped | 8.5665 | 0 | 2.9322 | 10.6421 | 0.22171 | 0
2266 | Synthetic battery | battery | 0 | 0 | 0 | 0 | 0 | 0
2267 | Synthetic pumped | pumped | 12 | 0 | 10.6421 | 21.4421 | 0.44671 | 1.7764e-15
2267 | Synthetic battery | battery | 6.8777 | 0 | 0 | 6.3409 | 0.31705 | 0
2268 | Synthetic pumped | pumped | 12 | 0 | 21.4421 | 32.2421 | 0.67171 | -3.5527e-15
2268 | Synthetic battery | battery | 8.6487 | 0 | 6.3409 | 14.3146 | 0.71573 | 8.8818e-16
2269 | Synthetic pumped | pumped | 12 | 0 | 32.2421 | 43.0421 | 0.89671 | -3.5527e-15
2269 | Synthetic battery | battery | 4.435 | 0 | 14.3146 | 18.4035 | 0.92018 | 0
2270 | Synthetic pumped | pumped | 5.5087 | 0 | 43.0421 | 48 | 1 | 0
2270 | Synthetic battery | battery | 1.7316 | 0 | 18.4035 | 20 | 1 | 0
2271 | Synthetic pumped | pumped | 0 | 0 | 48 | 48 | 1 | 0
2271 | Synthetic battery | battery | 0 | 0 | 20 | 20 | 1 | 0
2272 | Synthetic pumped | pumped | 0 | 0 | 48 | 48 | 1 | 0
2272 | Synthetic battery | battery | 0 | 0 | 20 | 20 | 1 | 0
2273 | Synthetic pumped | pumped | 0 | 0 | 48 | 48 | 1 | 0
2273 | Synthetic battery | battery | 0 | 2.9374 | 20 | 16.8139 | 0.8407 | -4.4409e-16
2274 | Synthetic pumped | pumped | 0 | 10.1829 | 48 | 36.6856 | 0.76428 | 1.7764e-15
2274 | Synthetic battery | battery | 0 | 10 | 16.8139 | 5.9674 | 0.29837 | 0
2275 | Synthetic pumped | pumped | 0 | 12 | 36.6856 | 23.3523 | 0.48651 | 0
2275 | Synthetic battery | battery | 0 | 5.5017 | 5.9674 | 0 | 0 | 0
2276 | Synthetic pumped | pumped | 0 | 12 | 23.3523 | 10.019 | 0.20873 | 0
2276 | Synthetic battery | battery | 0 | 0 | 0 | 0 | 0 | 0
2277 | Synthetic pumped | pumped | 0 | 9.0171 | 10.019 | -1.7764e-15 | -3.7007e-17 | 0
2277 | Synthetic battery | battery | 0 | 0 | 0 | 0 | 0 | 0
2278 | Synthetic pumped | pumped | 0 | -1.5987e-15 | -1.7764e-15 | 0 | 0 | 0
2278 | Synthetic battery | battery | 0 | 0 | 0 | 0 | 0 | 0
2279 | Synthetic pumped | pumped | 0 | 0 | 0 | 0 | 0 | 0
2279 | Synthetic battery | battery | 0 | 0 | 0 | 0 | 0 | 0
2280 | Synthetic pumped | pumped | 0 | 0 | 0 | 0 | 0 | 0
2280 | Synthetic battery | battery | 0 | 0 | 0 | 0 | 0 | 0
2281 | Synthetic pumped | pumped | 0 | 0 | 0 | 0 | 0 | 0
2281 | Synthetic battery | battery | 0 | 0 | 0 | 0 | 0 | 0
2282 | Synthetic pumped | pumped | 0 | 0 | 0 | 0 | 0 | 0
2282 | Synthetic battery | battery | 0 | 0 | 0 | 0 | 0 | 0
2283 | Synthetic pumped | pumped | 0 | 0 | 0 | 0 | 0 | 0
2283 | Synthetic battery | battery | 0 | 0 | 0 | 0 | 0 | 0
2284 | Synthetic pumped | pumped | 0 | 0 | 0 | 0 | 0 | 0
2284 | Synthetic battery | battery | 0 | 0 | 0 | 0 | 0 | 0
2285 | Synthetic pumped | pumped | 0 | 0 | 0 | 0 | 0 | 0
2285 | Synthetic battery | battery | 0 | 0 | 0 | 0 | 0 | 0
2286 | Synthetic pumped | pumped | 0 | 0 | 0 | 0 | 0 | 0
2286 | Synthetic battery | battery | 0 | 0 | 0 | 0 | 0 | 0
2287 | Synthetic pumped | pumped | 0 | 0 | 0 | 0 | 0 | 0
2287 | Synthetic battery | battery | 0 | 0 | 0 | 0 | 0 | 0
2288 | Synthetic pumped | pumped | 0 | 0 | 0 | 0 | 0 | 0
2288 | Synthetic battery | battery | 0 | 0 | 0 | 0 | 0 | 0
2289 | Synthetic pumped | pumped | 0 | 0 | 0 | 0 | 0 | 0
2289 | Synthetic battery | battery | 0 | 0 | 0 | 0 | 0 | 0
2290 | Synthetic pumped | pumped | 8.0935 | 0 | 0 | 7.2841 | 0.15175 | 0
2290 | Synthetic battery | battery | 0 | 0 | 0 | 0 | 0 | 0
2291 | Synthetic pumped | pumped | 9.0695 | 0 | 7.2841 | 15.4467 | 0.32181 | 0
2291 | Synthetic battery | battery | 0 | 0 | 0 | 0 | 0 | 0
2292 | Synthetic pumped | pumped | 7.6858 | 0 | 15.4467 | 22.3639 | 0.46592 | -8.8818e-16
2292 | Synthetic battery | battery | 0 | 0 | 0 | 0 | 0 | 0
2293 | Synthetic pumped | pumped | 12 | 0 | 22.3639 | 33.1639 | 0.69092 | 0
2293 | Synthetic battery | battery | 0.056816 | 0 | 0 | 0.052382 | 0.0026191 | 0
2294 | Synthetic pumped | pumped | 8.4317 | 0 | 33.1639 | 40.7525 | 0.84901 | 2.6645e-15
2294 | Synthetic battery | battery | 0 | 0 | 0.052382 | 0.052382 | 0.0026191 | 0
2295 | Synthetic pumped | pumped | 0.11412 | 0 | 40.7525 | 40.8552 | 0.85115 | 2.8449e-15
2295 | Synthetic battery | battery | 0 | 0 | 0.052382 | 0.052382 | 0.0026191 | 0
2296 | Synthetic pumped | pumped | 0 | 0 | 40.8552 | 40.8552 | 0.85115 | 0
2296 | Synthetic battery | battery | 0 | 0 | 0.052382 | 0.052382 | 0.0026191 | 0
2297 | Synthetic pumped | pumped | 0 | 12 | 40.8552 | 27.5219 | 0.57337 | 0
2297 | Synthetic battery | battery | 0 | 0.048294 | 0.052382 | 0 | 0 | 0
2298 | Synthetic pumped | pumped | 0 | 12 | 27.5219 | 14.1885 | 0.29559 | 0
2298 | Synthetic battery | battery | 0 | 0 | 0 | 0 | 0 | 0
2299 | Synthetic pumped | pumped | 0 | 12 | 14.1885 | 0.85519 | 0.017816 | 0
2299 | Synthetic battery | battery | 0 | 0 | 0 | 0 | 0 | 0
2300 | Synthetic pumped | pumped | 0 | 0.76967 | 0.85519 | 0 | 0 | 0
2300 | Synthetic battery | battery | 0 | 0 | 0 | 0 | 0 | 0
2301 | Synthetic pumped | pumped | 0 | 0 | 0 | 0 | 0 | 0
2301 | Synthetic battery | battery | 0 | 0 | 0 | 0 | 0 | 0
2302 | Synthetic pumped | pumped | 0 | 0 | 0 | 0 | 0 | 0
2302 | Synthetic battery | battery | 0 | 0 | 0 | 0 | 0 | 0
2303 | Synthetic pumped | pumped | 0 | 0 | 0 | 0 | 0 | 0
2303 | Synthetic battery | battery | 0 | 0 | 0 | 0 | 0 | 0
2304 | Synthetic pumped | pumped | 0 | 0 | 0 | 0 | 0 | 0
2304 | Synthetic battery | battery | 0 | 0 | 0 | 0 | 0 | 0
2305 | Synthetic pumped | pumped | 0 | 0 | 0 | 0 | 0 | 0
2305 | Synthetic battery | battery | 0 | 0 | 0 | 0 | 0 | 0
2306 | Synthetic pumped | pumped | 0 | 0 | 0 | 0 | 0 | 0
2306 | Synthetic battery | battery | 0 | 0 | 0 | 0 | 0 | 0
2307 | Synthetic pumped | pumped | 0 | 0 | 0 | 0 | 0 | 0
2307 | Synthetic battery | battery | 0 | 0 | 0 | 0 | 0 | 0
2308 | Synthetic pumped | pumped | 0 | 0 | 0 | 0 | 0 | 0
2308 | Synthetic battery | battery | 0 | 0 | 0 | 0 | 0 | 0
2309 | Synthetic pumped | pumped | 0 | 0 | 0 | 0 | 0 | 0
2309 | Synthetic battery | battery | 0 | 0 | 0 | 0 | 0 | 0
2310 | Synthetic pumped | pumped | 0 | 0 | 0 | 0 | 0 | 0
2310 | Synthetic battery | battery | 0 | 0 | 0 | 0 | 0 | 0
2311 | Synthetic pumped | pumped | 0 | 0 | 0 | 0 | 0 | 0
2311 | Synthetic battery | battery | 0 | 0 | 0 | 0 | 0 | 0
2312 | Synthetic pumped | pumped | 0.61139 | 0 | 0 | 0.55025 | 0.011464 | 0
2312 | Synthetic battery | battery | 0 | 0 | 0 | 0 | 0 | 0
2313 | Synthetic pumped | pumped | 11.9717 | 0 | 0.55025 | 11.3248 | 0.23593 | 0
2313 | Synthetic battery | battery | 0 | 0 | 0 | 0 | 0 | 0
2314 | Synthetic pumped | pumped | 12 | 0 | 11.3248 | 22.1248 | 0.46093 | 0
2314 | Synthetic battery | battery | 10 | 0 | 0 | 9.2195 | 0.46098 | 0
2315 | Synthetic pumped | pumped | 12 | 0 | 22.1248 | 32.9248 | 0.68593 | 0
2315 | Synthetic battery | battery | 10 | 0 | 9.2195 | 18.4391 | 0.92195 | 0
2316 | Synthetic pumped | pumped | 12 | 0 | 32.9248 | 43.7248 | 0.91093 | -3.5527e-15
2316 | Synthetic battery | battery | 1.693 | 0 | 18.4391 | 20 | 1 | 0
2317 | Synthetic pumped | pumped | 4.7502 | 0 | 43.7248 | 48 | 1 | 0
2317 | Synthetic battery | battery | 0 | 0 | 20 | 20 | 1 | 0
2318 | Synthetic pumped | pumped | 0 | 0 | 48 | 48 | 1 | 0
2318 | Synthetic battery | battery | 0 | 0 | 20 | 20 | 1 | 0
2319 | Synthetic pumped | pumped | 0 | 0 | 48 | 48 | 1 | 0
2319 | Synthetic battery | battery | 0 | 0 | 20 | 20 | 1 | 0
2320 | Synthetic pumped | pumped | 0 | 0 | 48 | 48 | 1 | 0
2320 | Synthetic battery | battery | 0 | 0 | 20 | 20 | 1 | 0
2321 | Synthetic pumped | pumped | 0 | 0 | 48 | 48 | 1 | 0
2321 | Synthetic battery | battery | 0 | 0.042829 | 20 | 19.9535 | 0.99768 | -6.245e-16
2322 | Synthetic pumped | pumped | 0 | 8.6857 | 48 | 38.3493 | 0.79894 | 1.7764e-15
2322 | Synthetic battery | battery | 0 | 10 | 19.9535 | 9.107 | 0.45535 | 0
2323 | Synthetic pumped | pumped | 0 | 8.8426 | 38.3493 | 28.5242 | 0.59425 | 0
2323 | Synthetic battery | battery | 0 | 8.3963 | 9.107 | 0 | 0 | 0
2324 | Synthetic pumped | pumped | 0 | 12 | 28.5242 | 15.1909 | 0.31648 | 0
2324 | Synthetic battery | battery | 0 | 0 | 0 | 0 | 0 | 0
2325 | Synthetic pumped | pumped | 0 | 12 | 15.1909 | 1.8575 | 0.038699 | 0
2325 | Synthetic battery | battery | 0 | 0 | 0 | 0 | 0 | 0
2326 | Synthetic pumped | pumped | 0 | 1.6718 | 1.8575 | 0 | 0 | 0
2326 | Synthetic battery | battery | 0 | 0 | 0 | 0 | 0 | 0
2327 | Synthetic pumped | pumped | 0 | 0 | 0 | 0 | 0 | 0
2327 | Synthetic battery | battery | 0 | 0 | 0 | 0 | 0 | 0
2328 | Synthetic pumped | pumped | 0 | 0 | 0 | 0 | 0 | 0
2328 | Synthetic battery | battery | 0 | 0 | 0 | 0 | 0 | 0
2329 | Synthetic pumped | pumped | 0 | 0 | 0 | 0 | 0 | 0
2329 | Synthetic battery | battery | 0 | 0 | 0 | 0 | 0 | 0
2330 | Synthetic pumped | pumped | 0 | 0 | 0 | 0 | 0 | 0
2330 | Synthetic battery | battery | 0 | 0 | 0 | 0 | 0 | 0
2331 | Synthetic pumped | pumped | 0 | 0 | 0 | 0 | 0 | 0
2331 | Synthetic battery | battery | 0 | 0 | 0 | 0 | 0 | 0
2332 | Synthetic pumped | pumped | 0 | 0 | 0 | 0 | 0 | 0
2332 | Synthetic battery | battery | 0 | 0 | 0 | 0 | 0 | 0
2333 | Synthetic pumped | pumped | 0 | 0 | 0 | 0 | 0 | 0
2333 | Synthetic battery | battery | 0 | 0 | 0 | 0 | 0 | 0
2334 | Synthetic pumped | pumped | 0 | 0 | 0 | 0 | 0 | 0
2334 | Synthetic battery | battery | 0 | 0 | 0 | 0 | 0 | 0
2335 | Synthetic pumped | pumped | 0 | 0 | 0 | 0 | 0 | 0
2335 | Synthetic battery | battery | 0 | 0 | 0 | 0 | 0 | 0
2336 | Synthetic pumped | pumped | 0 | 0 | 0 | 0 | 0 | 0
2336 | Synthetic battery | battery | 0 | 0 | 0 | 0 | 0 | 0
2337 | Synthetic pumped | pumped | 1.0832 | 0 | 0 | 0.97489 | 0.02031 | 0
2337 | Synthetic battery | battery | 0 | 0 | 0 | 0 | 0 | 0
2338 | Synthetic pumped | pumped | 10.7281 | 0 | 0.97489 | 10.6302 | 0.22146 | 0
2338 | Synthetic battery | battery | 0 | 0 | 0 | 0 | 0 | 0
2339 | Synthetic pumped | pumped | 12 | 0 | 10.6302 | 21.4302 | 0.44646 | 0
2339 | Synthetic battery | battery | 1.6011 | 0 | 0 | 1.4762 | 0.073809 | 0
2340 | Synthetic pumped | pumped | 12 | 0 | 21.4302 | 32.2302 | 0.67146 | 0
2340 | Synthetic battery | battery | 10 | 0 | 1.4762 | 10.6957 | 0.53479 | 0
2341 | Synthetic pumped | pumped | 12 | 0 | 32.2302 | 43.0302 | 0.89646 | 3.5527e-15
2341 | Synthetic battery | battery | 3.7464 | 0 | 10.6957 | 14.1497 | 0.70749 | -8.8818e-16
2342 | Synthetic pumped | pumped | 5.522 | 0 | 43.0302 | 48 | 1 | 0
2342 | Synthetic battery | battery | 6.3455 | 0 | 14.1497 | 20 | 1 | 0
2343 | Synthetic pumped | pumped | 0 | 0 | 48 | 48 | 1 | 0
2343 | Synthetic battery | battery | 0 | 0 | 20 | 20 | 1 | 0
2344 | Synthetic pumped | pumped | 0 | 0 | 48 | 48 | 1 | 0
2344 | Synthetic battery | battery | 0 | 0 | 20 | 20 | 1 | 0
2345 | Synthetic pumped | pumped | 0 | 0 | 48 | 48 | 1 | 0
2345 | Synthetic battery | battery | 0 | 0 | 20 | 20 | 1 | 0
2346 | Synthetic pumped | pumped | 0 | 9.3877 | 48 | 37.5692 | 0.78269 | 1.7764e-15
2346 | Synthetic battery | battery | 0 | 10 | 20 | 9.1535 | 0.45767 | 0
2347 | Synthetic pumped | pumped | 0 | 12 | 37.5692 | 24.2359 | 0.50491 | 0
2347 | Synthetic battery | battery | 0 | 8.4391 | 9.1535 | 0 | 0 | 0
2348 | Synthetic pumped | pumped | 0 | 12 | 24.2359 | 10.9026 | 0.22714 | 0
2348 | Synthetic battery | battery | 0 | 0 | 0 | 0 | 0 | 0
2349 | Synthetic pumped | pumped | 0 | 9.8123 | 10.9026 | -1.7764e-15 | -3.7007e-17 | 0
2349 | Synthetic battery | battery | 0 | 0 | 0 | 0 | 0 | 0
2350 | Synthetic pumped | pumped | 0 | -1.5987e-15 | -1.7764e-15 | 0 | 0 | 0
2350 | Synthetic battery | battery | 0 | 0 | 0 | 0 | 0 | 0
2351 | Synthetic pumped | pumped | 0 | 0 | 0 | 0 | 0 | 0
2351 | Synthetic battery | battery | 0 | 0 | 0 | 0 | 0 | 0
2352 | Synthetic pumped | pumped | 0 | 0 | 0 | 0 | 0 | 0
2352 | Synthetic battery | battery | 0 | 0 | 0 | 0 | 0 | 0
2353 | Synthetic pumped | pumped | 0 | 0 | 0 | 0 | 0 | 0
2353 | Synthetic battery | battery | 0 | 0 | 0 | 0 | 0 | 0
2354 | Synthetic pumped | pumped | 0 | 0 | 0 | 0 | 0 | 0
2354 | Synthetic battery | battery | 0 | 0 | 0 | 0 | 0 | 0
2355 | Synthetic pumped | pumped | 0 | 0 | 0 | 0 | 0 | 0
2355 | Synthetic battery | battery | 0 | 0 | 0 | 0 | 0 | 0
2356 | Synthetic pumped | pumped | 0 | 0 | 0 | 0 | 0 | 0
2356 | Synthetic battery | battery | 0 | 0 | 0 | 0 | 0 | 0
2357 | Synthetic pumped | pumped | 0 | 0 | 0 | 0 | 0 | 0
2357 | Synthetic battery | battery | 0 | 0 | 0 | 0 | 0 | 0
2358 | Synthetic pumped | pumped | 0 | 0 | 0 | 0 | 0 | 0
2358 | Synthetic battery | battery | 0 | 0 | 0 | 0 | 0 | 0
2359 | Synthetic pumped | pumped | 0 | 0 | 0 | 0 | 0 | 0
2359 | Synthetic battery | battery | 0 | 0 | 0 | 0 | 0 | 0
2360 | Synthetic pumped | pumped | 0 | 0 | 0 | 0 | 0 | 0
2360 | Synthetic battery | battery | 0 | 0 | 0 | 0 | 0 | 0
2361 | Synthetic pumped | pumped | 0 | 0 | 0 | 0 | 0 | 0
2361 | Synthetic battery | battery | 0 | 0 | 0 | 0 | 0 | 0
2362 | Synthetic pumped | pumped | 0 | 0 | 0 | 0 | 0 | 0
2362 | Synthetic battery | battery | 0 | 0 | 0 | 0 | 0 | 0
2363 | Synthetic pumped | pumped | 8.5826 | 0 | 0 | 7.7244 | 0.16092 | 0
2363 | Synthetic battery | battery | 0 | 0 | 0 | 0 | 0 | 0
2364 | Synthetic pumped | pumped | 10.385 | 0 | 7.7244 | 17.0709 | 0.35564 | 0
2364 | Synthetic battery | battery | 0 | 0 | 0 | 0 | 0 | 0
2365 | Synthetic pumped | pumped | 12 | 0 | 17.0709 | 27.8709 | 0.58064 | 0
2365 | Synthetic battery | battery | 0.27304 | 0 | 0 | 0.25173 | 0.012587 | 0
2366 | Synthetic pumped | pumped | 0.95774 | 0 | 27.8709 | 28.7328 | 0.5986 | -1.4433e-15
2366 | Synthetic battery | battery | 0 | 0 | 0.25173 | 0.25173 | 0.012587 | 0
2367 | Synthetic pumped | pumped | 1.7569 | 0 | 28.7328 | 30.3141 | 0.63154 | -1.5543e-15
2367 | Synthetic battery | battery | 0 | 0 | 0.25173 | 0.25173 | 0.012587 | 0
2368 | Synthetic pumped | pumped | 0 | 0 | 30.3141 | 30.3141 | 0.63154 | 0
2368 | Synthetic battery | battery | 0 | 0 | 0.25173 | 0.25173 | 0.012587 | 0
2369 | Synthetic pumped | pumped | 0 | 5.0141 | 30.3141 | 24.7428 | 0.51548 | 0
2369 | Synthetic battery | battery | 0 | 0.23208 | 0.25173 | 0 | 0 | 0
2370 | Synthetic pumped | pumped | 0 | 12 | 24.7428 | 11.4095 | 0.2377 | 0
2370 | Synthetic battery | battery | 0 | 0 | 0 | 0 | 0 | 0
2371 | Synthetic pumped | pumped | 0 | 10.2686 | 11.4095 | 0 | 0 | 0
2371 | Synthetic battery | battery | 0 | 0 | 0 | 0 | 0 | 0
2372 | Synthetic pumped | pumped | 0 | 0 | 0 | 0 | 0 | 0
2372 | Synthetic battery | battery | 0 | 0 | 0 | 0 | 0 | 0
2373 | Synthetic pumped | pumped | 0 | 0 | 0 | 0 | 0 | 0
2373 | Synthetic battery | battery | 0 | 0 | 0 | 0 | 0 | 0
2374 | Synthetic pumped | pumped | 0 | 0 | 0 | 0 | 0 | 0
2374 | Synthetic battery | battery | 0 | 0 | 0 | 0 | 0 | 0
2375 | Synthetic pumped | pumped | 0 | 0 | 0 | 0 | 0 | 0
2375 | Synthetic battery | battery | 0 | 0 | 0 | 0 | 0 | 0
2376 | Synthetic pumped | pumped | 0 | 0 | 0 | 0 | 0 | 0
2376 | Synthetic battery | battery | 0 | 0 | 0 | 0 | 0 | 0
2377 | Synthetic pumped | pumped | 0 | 0 | 0 | 0 | 0 | 0
2377 | Synthetic battery | battery | 0 | 0 | 0 | 0 | 0 | 0
2378 | Synthetic pumped | pumped | 0 | 0 | 0 | 0 | 0 | 0
2378 | Synthetic battery | battery | 0 | 0 | 0 | 0 | 0 | 0
2379 | Synthetic pumped | pumped | 0 | 0 | 0 | 0 | 0 | 0
2379 | Synthetic battery | battery | 0 | 0 | 0 | 0 | 0 | 0
2380 | Synthetic pumped | pumped | 0 | 0 | 0 | 0 | 0 | 0
2380 | Synthetic battery | battery | 0 | 0 | 0 | 0 | 0 | 0
2381 | Synthetic pumped | pumped | 0 | 0 | 0 | 0 | 0 | 0
2381 | Synthetic battery | battery | 0 | 0 | 0 | 0 | 0 | 0
2382 | Synthetic pumped | pumped | 0 | 0 | 0 | 0 | 0 | 0
2382 | Synthetic battery | battery | 0 | 0 | 0 | 0 | 0 | 0
2383 | Synthetic pumped | pumped | 0 | 0 | 0 | 0 | 0 | 0
2383 | Synthetic battery | battery | 0 | 0 | 0 | 0 | 0 | 0
2384 | Synthetic pumped | pumped | 0 | 0 | 0 | 0 | 0 | 0
2384 | Synthetic battery | battery | 0 | 0 | 0 | 0 | 0 | 0
2385 | Synthetic pumped | pumped | 0 | 0 | 0 | 0 | 0 | 0
2385 | Synthetic battery | battery | 0 | 0 | 0 | 0 | 0 | 0
2386 | Synthetic pumped | pumped | 6.91 | 0 | 0 | 6.219 | 0.12956 | 0
2386 | Synthetic battery | battery | 0 | 0 | 0 | 0 | 0 | 0
2387 | Synthetic pumped | pumped | 5.5433 | 0 | 6.219 | 11.208 | 0.2335 | 0
2387 | Synthetic battery | battery | 0 | 0 | 0 | 0 | 0 | 0
2388 | Synthetic pumped | pumped | 8.0809 | 0 | 11.208 | 18.4808 | 0.38502 | -8.8818e-16
2388 | Synthetic battery | battery | 0 | 0 | 0 | 0 | 0 | 0
2389 | Synthetic pumped | pumped | 12 | 0 | 18.4808 | 29.2808 | 0.61002 | 0
2389 | Synthetic battery | battery | 0.42047 | 0 | 0 | 0.38766 | 0.019383 | 0
2390 | Synthetic pumped | pumped | 12 | 0 | 29.2808 | 40.0808 | 0.83502 | 0
2390 | Synthetic battery | battery | 0.72125 | 0 | 0.38766 | 1.0526 | 0.052631 | -1.1102e-16
2391 | Synthetic pumped | pumped | 0.24517 | 0 | 40.0808 | 40.3014 | 0.83961 | -1.4155e-15
2391 | Synthetic battery | battery | 0 | 0 | 1.0526 | 1.0526 | 0.052631 | 0
2392 | Synthetic pumped | pumped | 0 | 0 | 40.3014 | 40.3014 | 0.83961 | 0
2392 | Synthetic battery | battery | 0 | 0 | 1.0526 | 1.0526 | 0.052631 | 0
2393 | Synthetic pumped | pumped | 0 | 0 | 40.3014 | 40.3014 | 0.83961 | 0
2393 | Synthetic battery | battery | 0 | 0.58967 | 1.0526 | 0.41303 | 0.020652 | 0
2394 | Synthetic pumped | pumped | 0 | 12 | 40.3014 | 26.9681 | 0.56184 | 0
2394 | Synthetic battery | battery | 0 | 0.3808 | 0.41303 | 0 | 0 | 0
2395 | Synthetic pumped | pumped | 0 | 12 | 26.9681 | 13.6348 | 0.28406 | 0
2395 | Synthetic battery | battery | 0 | 0 | 0 | 0 | 0 | 0
2396 | Synthetic pumped | pumped | 0 | 12 | 13.6348 | 0.30142 | 0.0062796 | 0
2396 | Synthetic battery | battery | 0 | 0 | 0 | 0 | 0 | 0
2397 | Synthetic pumped | pumped | 0 | 0.27128 | 0.30142 | -5.5511e-17 | -1.1565e-18 | 0
2397 | Synthetic battery | battery | 0 | 0 | 0 | 0 | 0 | 0
2398 | Synthetic pumped | pumped | 0 | -4.996e-17 | -5.5511e-17 | 0 | 0 | 0
2398 | Synthetic battery | battery | 0 | 0 | 0 | 0 | 0 | 0
2399 | Synthetic pumped | pumped | 0 | 0 | 0 | 0 | 0 | 0
2399 | Synthetic battery | battery | 0 | 0 | 0 | 0 | 0 | 0
2400 | Synthetic pumped | pumped | 0 | 0 | 0 | 0 | 0 | 0
2400 | Synthetic battery | battery | 0 | 0 | 0 | 0 | 0 | 0
2401 | Synthetic pumped | pumped | 0 | 0 | 0 | 0 | 0 | 0
2401 | Synthetic battery | battery | 0 | 0 | 0 | 0 | 0 | 0
2402 | Synthetic pumped | pumped | 0 | 0 | 0 | 0 | 0 | 0
2402 | Synthetic battery | battery | 0 | 0 | 0 | 0 | 0 | 0
2403 | Synthetic pumped | pumped | 0 | 0 | 0 | 0 | 0 | 0
2403 | Synthetic battery | battery | 0 | 0 | 0 | 0 | 0 | 0
2404 | Synthetic pumped | pumped | 0 | 0 | 0 | 0 | 0 | 0
2404 | Synthetic battery | battery | 0 | 0 | 0 | 0 | 0 | 0
2405 | Synthetic pumped | pumped | 0 | 0 | 0 | 0 | 0 | 0
2405 | Synthetic battery | battery | 0 | 0 | 0 | 0 | 0 | 0
2406 | Synthetic pumped | pumped | 0 | 0 | 0 | 0 | 0 | 0
2406 | Synthetic battery | battery | 0 | 0 | 0 | 0 | 0 | 0
2407 | Synthetic pumped | pumped | 0 | 0 | 0 | 0 | 0 | 0
2407 | Synthetic battery | battery | 0 | 0 | 0 | 0 | 0 | 0
2408 | Synthetic pumped | pumped | 0 | 0 | 0 | 0 | 0 | 0
2408 | Synthetic battery | battery | 0 | 0 | 0 | 0 | 0 | 0
2409 | Synthetic pumped | pumped | 0 | 0 | 0 | 0 | 0 | 0
2409 | Synthetic battery | battery | 0 | 0 | 0 | 0 | 0 | 0
2410 | Synthetic pumped | pumped | 4.9566 | 0 | 0 | 4.461 | 0.092937 | 0
2410 | Synthetic battery | battery | 0 | 0 | 0 | 0 | 0 | 0
2411 | Synthetic pumped | pumped | 10.1996 | 0 | 4.461 | 13.6407 | 0.28418 | 0
2411 | Synthetic battery | battery | 0 | 0 | 0 | 0 | 0 | 0
2412 | Synthetic pumped | pumped | 6.6719 | 0 | 13.6407 | 19.6454 | 0.40928 | 8.8818e-16
2412 | Synthetic battery | battery | 0 | 0 | 0 | 0 | 0 | 0
2413 | Synthetic pumped | pumped | 6.0705 | 0 | 19.6454 | 25.1089 | 0.5231 | 8.8818e-16
2413 | Synthetic battery | battery | 0 | 0 | 0 | 0 | 0 | 0
2414 | Synthetic pumped | pumped | 3.9342 | 0 | 25.1089 | 28.6497 | 0.59687 | 1.3323e-15
2414 | Synthetic battery | battery | 0 | 0 | 0 | 0 | 0 | 0
2415 | Synthetic pumped | pumped | 0.32412 | 0 | 28.6497 | 28.9414 | 0.60295 | 0
2415 | Synthetic battery | battery | 0 | 0 | 0 | 0 | 0 | 0
2416 | Synthetic pumped | pumped | 0 | 0 | 28.9414 | 28.9414 | 0.60295 | 0
2416 | Synthetic battery | battery | 0 | 0 | 0 | 0 | 0 | 0
2417 | Synthetic pumped | pumped | 0 | 6.2012 | 28.9414 | 22.0511 | 0.4594 | -1.7764e-15
2417 | Synthetic battery | battery | 0 | 0 | 0 | 0 | 0 | 0
2418 | Synthetic pumped | pumped | 0 | 12 | 22.0511 | 8.7178 | 0.18162 | 0
2418 | Synthetic battery | battery | 0 | 0 | 0 | 0 | 0 | 0
2419 | Synthetic pumped | pumped | 0 | 7.846 | 8.7178 | 0 | 0 | 0
2419 | Synthetic battery | battery | 0 | 0 | 0 | 0 | 0 | 0
2420 | Synthetic pumped | pumped | 0 | 0 | 0 | 0 | 0 | 0
2420 | Synthetic battery | battery | 0 | 0 | 0 | 0 | 0 | 0
2421 | Synthetic pumped | pumped | 0 | 0 | 0 | 0 | 0 | 0
2421 | Synthetic battery | battery | 0 | 0 | 0 | 0 | 0 | 0
2422 | Synthetic pumped | pumped | 0 | 0 | 0 | 0 | 0 | 0
2422 | Synthetic battery | battery | 0 | 0 | 0 | 0 | 0 | 0
2423 | Synthetic pumped | pumped | 0 | 0 | 0 | 0 | 0 | 0
2423 | Synthetic battery | battery | 0 | 0 | 0 | 0 | 0 | 0
2424 | Synthetic pumped | pumped | 0 | 0 | 0 | 0 | 0 | 0
2424 | Synthetic battery | battery | 0 | 0 | 0 | 0 | 0 | 0
2425 | Synthetic pumped | pumped | 0 | 0 | 0 | 0 | 0 | 0
2425 | Synthetic battery | battery | 0 | 0 | 0 | 0 | 0 | 0
2426 | Synthetic pumped | pumped | 0 | 0 | 0 | 0 | 0 | 0
2426 | Synthetic battery | battery | 0 | 0 | 0 | 0 | 0 | 0
2427 | Synthetic pumped | pumped | 0 | 0 | 0 | 0 | 0 | 0
2427 | Synthetic battery | battery | 0 | 0 | 0 | 0 | 0 | 0
2428 | Synthetic pumped | pumped | 0 | 0 | 0 | 0 | 0 | 0
2428 | Synthetic battery | battery | 0 | 0 | 0 | 0 | 0 | 0
2429 | Synthetic pumped | pumped | 0 | 0 | 0 | 0 | 0 | 0
2429 | Synthetic battery | battery | 0 | 0 | 0 | 0 | 0 | 0
2430 | Synthetic pumped | pumped | 0 | 0 | 0 | 0 | 0 | 0
2430 | Synthetic battery | battery | 0 | 0 | 0 | 0 | 0 | 0
2431 | Synthetic pumped | pumped | 0 | 0 | 0 | 0 | 0 | 0
2431 | Synthetic battery | battery | 0 | 0 | 0 | 0 | 0 | 0
2432 | Synthetic pumped | pumped | 0 | 0 | 0 | 0 | 0 | 0
2432 | Synthetic battery | battery | 0 | 0 | 0 | 0 | 0 | 0
2433 | Synthetic pumped | pumped | 5.4776 | 0 | 0 | 4.9298 | 0.1027 | 0
2433 | Synthetic battery | battery | 0 | 0 | 0 | 0 | 0 | 0
2434 | Synthetic pumped | pumped | 9.8063 | 0 | 4.9298 | 13.7555 | 0.28657 | 1.7764e-15
2434 | Synthetic battery | battery | 0 | 0 | 0 | 0 | 0 | 0
2435 | Synthetic pumped | pumped | 12 | 0 | 13.7555 | 24.5555 | 0.51157 | 0
2435 | Synthetic battery | battery | 1.034 | 0 | 0 | 0.95334 | 0.047667 | 0
2436 | Synthetic pumped | pumped | 12 | 0 | 24.5555 | 35.3555 | 0.73657 | 0
2436 | Synthetic battery | battery | 6.6237 | 0 | 0.95334 | 7.0601 | 0.353 | 0
2437 | Synthetic pumped | pumped | 12 | 0 | 35.3555 | 46.1555 | 0.96157 | 3.5527e-15
2437 | Synthetic battery | battery | 7.8414 | 0 | 7.0601 | 14.2895 | 0.71447 | 0
2438 | Synthetic pumped | pumped | 2.0495 | 0 | 46.1555 | 48 | 1 | 0
2438 | Synthetic battery | battery | 6.1939 | 0 | 14.2895 | 20 | 1 | 0
2439 | Synthetic pumped | pumped | 0 | 0 | 48 | 48 | 1 | 0
2439 | Synthetic battery | battery | 0 | 0 | 20 | 20 | 1 | 0
2440 | Synthetic pumped | pumped | 0 | 0 | 48 | 48 | 1 | 0
2440 | Synthetic battery | battery | 0 | 0 | 20 | 20 | 1 | 0
2441 | Synthetic pumped | pumped | 0 | 0 | 48 | 48 | 1 | 0
2441 | Synthetic battery | battery | 0 | 7.8732 | 20 | 11.4604 | 0.57302 | 0
2442 | Synthetic pumped | pumped | 0 | 11.5263 | 48 | 35.193 | 0.73319 | 3.5527e-15
2442 | Synthetic battery | battery | 0 | 10 | 11.4604 | 0.61383 | 0.030691 | 0
2443 | Synthetic pumped | pumped | 0 | 12 | 35.193 | 21.8596 | 0.45541 | 0
2443 | Synthetic battery | battery | 0 | 0.56592 | 0.61383 | 0 | 0 | 0
2444 | Synthetic pumped | pumped | 0 | 12 | 21.8596 | 8.5263 | 0.17763 | 0
2444 | Synthetic battery | battery | 0 | 0 | 0 | 0 | 0 | 0
2445 | Synthetic pumped | pumped | 0 | 7.6737 | 8.5263 | 0 | 0 | 0
2445 | Synthetic battery | battery | 0 | 0 | 0 | 0 | 0 | 0
2446 | Synthetic pumped | pumped | 0 | 0 | 0 | 0 | 0 | 0
2446 | Synthetic battery | battery | 0 | 0 | 0 | 0 | 0 | 0
2447 | Synthetic pumped | pumped | 0 | 0 | 0 | 0 | 0 | 0
2447 | Synthetic battery | battery | 0 | 0 | 0 | 0 | 0 | 0
2448 | Synthetic pumped | pumped | 0 | 0 | 0 | 0 | 0 | 0
2448 | Synthetic battery | battery | 0 | 0 | 0 | 0 | 0 | 0
2449 | Synthetic pumped | pumped | 0 | 0 | 0 | 0 | 0 | 0
2449 | Synthetic battery | battery | 0 | 0 | 0 | 0 | 0 | 0
2450 | Synthetic pumped | pumped | 0 | 0 | 0 | 0 | 0 | 0
2450 | Synthetic battery | battery | 0 | 0 | 0 | 0 | 0 | 0
2451 | Synthetic pumped | pumped | 0 | 0 | 0 | 0 | 0 | 0
2451 | Synthetic battery | battery | 0 | 0 | 0 | 0 | 0 | 0
2452 | Synthetic pumped | pumped | 0 | 0 | 0 | 0 | 0 | 0
2452 | Synthetic battery | battery | 0 | 0 | 0 | 0 | 0 | 0
2453 | Synthetic pumped | pumped | 0 | 0 | 0 | 0 | 0 | 0
2453 | Synthetic battery | battery | 0 | 0 | 0 | 0 | 0 | 0
2454 | Synthetic pumped | pumped | 0 | 0 | 0 | 0 | 0 | 0
2454 | Synthetic battery | battery | 0 | 0 | 0 | 0 | 0 | 0
2455 | Synthetic pumped | pumped | 0 | 0 | 0 | 0 | 0 | 0
2455 | Synthetic battery | battery | 0 | 0 | 0 | 0 | 0 | 0
2456 | Synthetic pumped | pumped | 0 | 0 | 0 | 0 | 0 | 0
2456 | Synthetic battery | battery | 0 | 0 | 0 | 0 | 0 | 0
2457 | Synthetic pumped | pumped | 0.085604 | 0 | 0 | 0.077044 | 0.0016051 | 0
2457 | Synthetic battery | battery | 0 | 0 | 0 | 0 | 0 | 0
2458 | Synthetic pumped | pumped | 6.619 | 0 | 0.077044 | 6.0342 | 0.12571 | 0
2458 | Synthetic battery | battery | 0 | 0 | 0 | 0 | 0 | 0
2459 | Synthetic pumped | pumped | 12 | 0 | 6.0342 | 16.8342 | 0.35071 | 0
2459 | Synthetic battery | battery | 5.6615 | 0 | 0 | 5.2197 | 0.26098 | 0
2460 | Synthetic pumped | pumped | 12 | 0 | 16.8342 | 27.6342 | 0.57571 | 0
2460 | Synthetic battery | battery | 1.9693 | 0 | 5.2197 | 7.0353 | 0.35177 | -2.2204e-16
2461 | Synthetic pumped | pumped | 12 | 0 | 27.6342 | 38.4342 | 0.80071 | 0
2461 | Synthetic battery | battery | 6.7615 | 0 | 7.0353 | 13.2691 | 0.66345 | 0
2462 | Synthetic pumped | pumped | 10.6287 | 0 | 38.4342 | 48 | 1 | 0
2462 | Synthetic battery | battery | 7.3007 | 0 | 13.2691 | 20 | 1 | 0
2463 | Synthetic pumped | pumped | 0 | 0 | 48 | 48 | 1 | 0
2463 | Synthetic battery | battery | 0 | 0 | 20 | 20 | 1 | 0
2464 | Synthetic pumped | pumped | 0 | 0 | 48 | 48 | 1 | 0
2464 | Synthetic battery | battery | 0 | 0 | 20 | 20 | 1 | 0
2465 | Synthetic pumped | pumped | 0 | 0 | 48 | 48 | 1 | 0
2465 | Synthetic battery | battery | 0 | 6.8178 | 20 | 12.6051 | 0.63025 | 0
2466 | Synthetic pumped | pumped | 0 | 12 | 48 | 34.6667 | 0.72222 | 3.5527e-15
2466 | Synthetic battery | battery | 0 | 10 | 12.6051 | 1.7586 | 0.087928 | 0
2467 | Synthetic pumped | pumped | 0 | 12 | 34.6667 | 21.3333 | 0.44444 | 0
2467 | Synthetic battery | battery | 0 | 1.6213 | 1.7586 | 0 | 0 | 0
2468 | Synthetic pumped | pumped | 0 | 12 | 21.3333 | 8 | 0.16667 | 0
2468 | Synthetic battery | battery | 0 | 0 | 0 | 0 | 0 | 0
2469 | Synthetic pumped | pumped | 0 | 7.2 | 8 | 0 | 0 | 0
2469 | Synthetic battery | battery | 0 | 0 | 0 | 0 | 0 | 0
2470 | Synthetic pumped | pumped | 0 | 0 | 0 | 0 | 0 | 0
2470 | Synthetic battery | battery | 0 | 0 | 0 | 0 | 0 | 0
2471 | Synthetic pumped | pumped | 0 | 0 | 0 | 0 | 0 | 0
2471 | Synthetic battery | battery | 0 | 0 | 0 | 0 | 0 | 0
2472 | Synthetic pumped | pumped | 0 | 0 | 0 | 0 | 0 | 0
2472 | Synthetic battery | battery | 0 | 0 | 0 | 0 | 0 | 0
2473 | Synthetic pumped | pumped | 0 | 0 | 0 | 0 | 0 | 0
2473 | Synthetic battery | battery | 0 | 0 | 0 | 0 | 0 | 0
2474 | Synthetic pumped | pumped | 0 | 0 | 0 | 0 | 0 | 0
2474 | Synthetic battery | battery | 0 | 0 | 0 | 0 | 0 | 0
2475 | Synthetic pumped | pumped | 0 | 0 | 0 | 0 | 0 | 0
2475 | Synthetic battery | battery | 0 | 0 | 0 | 0 | 0 | 0
2476 | Synthetic pumped | pumped | 0 | 0 | 0 | 0 | 0 | 0
2476 | Synthetic battery | battery | 0 | 0 | 0 | 0 | 0 | 0
2477 | Synthetic pumped | pumped | 0 | 0 | 0 | 0 | 0 | 0
2477 | Synthetic battery | battery | 0 | 0 | 0 | 0 | 0 | 0
2478 | Synthetic pumped | pumped | 0 | 0 | 0 | 0 | 0 | 0
2478 | Synthetic battery | battery | 0 | 0 | 0 | 0 | 0 | 0
2479 | Synthetic pumped | pumped | 0 | 0 | 0 | 0 | 0 | 0
2479 | Synthetic battery | battery | 0 | 0 | 0 | 0 | 0 | 0
2480 | Synthetic pumped | pumped | 0 | 0 | 0 | 0 | 0 | 0
2480 | Synthetic battery | battery | 0 | 0 | 0 | 0 | 0 | 0
2481 | Synthetic pumped | pumped | 2.9587 | 0 | 0 | 2.6628 | 0.055475 | 0
2481 | Synthetic battery | battery | 0 | 0 | 0 | 0 | 0 | 0
2482 | Synthetic pumped | pumped | 12 | 0 | 2.6628 | 13.4628 | 0.28048 | 0
2482 | Synthetic battery | battery | 2.932 | 0 | 0 | 2.7032 | 0.13516 | 0
2483 | Synthetic pumped | pumped | 9.745 | 0 | 13.4628 | 22.2333 | 0.46319 | 1.7764e-15
2483 | Synthetic battery | battery | 0 | 0 | 2.7032 | 2.7032 | 0.13516 | 0
2484 | Synthetic pumped | pumped | 12 | 0 | 22.2333 | 33.0333 | 0.68819 | 3.5527e-15
2484 | Synthetic battery | battery | 6.0495 | 0 | 2.7032 | 8.2806 | 0.41403 | 0
2485 | Synthetic pumped | pumped | 12 | 0 | 33.0333 | 43.8333 | 0.91319 | -3.5527e-15
2485 | Synthetic battery | battery | 2.4082 | 0 | 8.2806 | 10.5008 | 0.52504 | 4.4409e-16
2486 | Synthetic pumped | pumped | 4.6297 | 0 | 43.8333 | 48 | 1 | 0
2486 | Synthetic battery | battery | 9.0966 | 0 | 10.5008 | 18.8875 | 0.94437 | 0
2487 | Synthetic pumped | pumped | 0 | 0 | 48 | 48 | 1 | 0
2487 | Synthetic battery | battery | 1.2067 | 0 | 18.8875 | 20 | 1 | 0
2488 | Synthetic pumped | pumped | 0 | 0 | 48 | 48 | 1 | 0
2488 | Synthetic battery | battery | 0 | 0 | 20 | 20 | 1 | 0
2489 | Synthetic pumped | pumped | 0 | 0 | 48 | 48 | 1 | 0
2489 | Synthetic battery | battery | 0 | 1.8648 | 20 | 17.9773 | 0.89887 | 8.8818e-16
2490 | Synthetic pumped | pumped | 0 | 10.7738 | 48 | 36.0291 | 0.75061 | -1.7764e-15
2490 | Synthetic battery | battery | 0 | 10 | 17.9773 | 7.1308 | 0.35654 | 0
2491 | Synthetic pumped | pumped | 0 | 12 | 36.0291 | 22.6958 | 0.47283 | 0
2491 | Synthetic battery | battery | 0 | 6.5743 | 7.1308 | 0 | 0 | 0
2492 | Synthetic pumped | pumped | 0 | 12 | 22.6958 | 9.3624 | 0.19505 | 0
2492 | Synthetic battery | battery | 0 | 0 | 0 | 0 | 0 | 0
2493 | Synthetic pumped | pumped | 0 | 8.4262 | 9.3624 | -1.7764e-15 | -3.7007e-17 | 0
2493 | Synthetic battery | battery | 0 | 0 | 0 | 0 | 0 | 0
2494 | Synthetic pumped | pumped | 0 | -1.5987e-15 | -1.7764e-15 | 0 | 0 | 0
2494 | Synthetic battery | battery | 0 | 0 | 0 | 0 | 0 | 0
2495 | Synthetic pumped | pumped | 0 | 0 | 0 | 0 | 0 | 0
2495 | Synthetic battery | battery | 0 | 0 | 0 | 0 | 0 | 0
2496 | Synthetic pumped | pumped | 0 | 0 | 0 | 0 | 0 | 0
2496 | Synthetic battery | battery | 0 | 0 | 0 | 0 | 0 | 0
2497 | Synthetic pumped | pumped | 0 | 0 | 0 | 0 | 0 | 0
2497 | Synthetic battery | battery | 0 | 0 | 0 | 0 | 0 | 0
2498 | Synthetic pumped | pumped | 0 | 0 | 0 | 0 | 0 | 0
2498 | Synthetic battery | battery | 0 | 0 | 0 | 0 | 0 | 0
2499 | Synthetic pumped | pumped | 0 | 0 | 0 | 0 | 0 | 0
2499 | Synthetic battery | battery | 0 | 0 | 0 | 0 | 0 | 0
2500 | Synthetic pumped | pumped | 0 | 0 | 0 | 0 | 0 | 0
2500 | Synthetic battery | battery | 0 | 0 | 0 | 0 | 0 | 0
2501 | Synthetic pumped | pumped | 0 | 0 | 0 | 0 | 0 | 0
2501 | Synthetic battery | battery | 0 | 0 | 0 | 0 | 0 | 0
2502 | Synthetic pumped | pumped | 0 | 0 | 0 | 0 | 0 | 0
2502 | Synthetic battery | battery | 0 | 0 | 0 | 0 | 0 | 0
2503 | Synthetic pumped | pumped | 0 | 0 | 0 | 0 | 0 | 0
2503 | Synthetic battery | battery | 0 | 0 | 0 | 0 | 0 | 0
2504 | Synthetic pumped | pumped | 0 | 0 | 0 | 0 | 0 | 0
2504 | Synthetic battery | battery | 0 | 0 | 0 | 0 | 0 | 0
2505 | Synthetic pumped | pumped | 2.746 | 0 | 0 | 2.4714 | 0.051487 | 0
2505 | Synthetic battery | battery | 0 | 0 | 0 | 0 | 0 | 0
2506 | Synthetic pumped | pumped | 7.7789 | 0 | 2.4714 | 9.4724 | 0.19734 | 0
2506 | Synthetic battery | battery | 0 | 0 | 0 | 0 | 0 | 0
2507 | Synthetic pumped | pumped | 12 | 0 | 9.4724 | 20.2724 | 0.42234 | 0
2507 | Synthetic battery | battery | 0.71897 | 0 | 0 | 0.66286 | 0.033143 | 0
2508 | Synthetic pumped | pumped | 12 | 0 | 20.2724 | 31.0724 | 0.64734 | 0
2508 | Synthetic battery | battery | 1.0887 | 0 | 0.66286 | 1.6666 | 0.083331 | 0
2509 | Synthetic pumped | pumped | 12 | 0 | 31.0724 | 41.8724 | 0.87234 | 0
2509 | Synthetic battery | battery | 2.5386 | 0 | 1.6666 | 4.0071 | 0.20036 | 0
2510 | Synthetic pumped | pumped | 6.8084 | 0 | 41.8724 | 48 | 1 | 0
2510 | Synthetic battery | battery | 3.9414 | 0 | 4.0071 | 7.6409 | 0.38204 | 4.4409e-16
2511 | Synthetic pumped | pumped | 0 | 0 | 48 | 48 | 1 | 0
2511 | Synthetic battery | battery | 5.5777 | 0 | 7.6409 | 12.7832 | 0.63916 | -8.8818e-16
2512 | Synthetic pumped | pumped | 0 | 0 | 48 | 48 | 1 | 0
2512 | Synthetic battery | battery | 0 | 0 | 12.7832 | 12.7832 | 0.63916 | 0
2513 | Synthetic pumped | pumped | 0 | 0 | 48 | 48 | 1 | 0
2513 | Synthetic battery | battery | 0 | 0.46984 | 12.7832 | 12.2736 | 0.61368 | 7.7716e-16
2514 | Synthetic pumped | pumped | 0 | 7.597 | 48 | 39.5589 | 0.82414 | 1.7764e-15
2514 | Synthetic battery | battery | 0 | 10 | 12.2736 | 1.4271 | 0.071356 | 0
2515 | Synthetic pumped | pumped | 0 | 12 | 39.5589 | 26.2256 | 0.54637 | 0
2515 | Synthetic battery | battery | 0 | 1.3157 | 1.4271 | 0 | 0 | 0
2516 | Synthetic pumped | pumped | 0 | 12 | 26.2256 | 12.8923 | 0.26859 | 0
2516 | Synthetic battery | battery | 0 | 0 | 0 | 0 | 0 | 0
2517 | Synthetic pumped | pumped | 0 | 11.603 | 12.8923 | 0 | 0 | 0
2517 | Synthetic battery | battery | 0 | 0 | 0 | 0 | 0 | 0
2518 | Synthetic pumped | pumped | 0 | 0 | 0 | 0 | 0 | 0
2518 | Synthetic battery | battery | 0 | 0 | 0 | 0 | 0 | 0
2519 | Synthetic pumped | pumped | 0 | 0 | 0 | 0 | 0 | 0
2519 | Synthetic battery | battery | 0 | 0 | 0 | 0 | 0 | 0
2520 | Synthetic pumped | pumped | 0 | 0 | 0 | 0 | 0 | 0
2520 | Synthetic battery | battery | 0 | 0 | 0 | 0 | 0 | 0
2521 | Synthetic pumped | pumped | 0 | 0 | 0 | 0 | 0 | 0
2521 | Synthetic battery | battery | 0 | 0 | 0 | 0 | 0 | 0
2522 | Synthetic pumped | pumped | 0 | 0 | 0 | 0 | 0 | 0
2522 | Synthetic battery | battery | 0 | 0 | 0 | 0 | 0 | 0
2523 | Synthetic pumped | pumped | 0 | 0 | 0 | 0 | 0 | 0
2523 | Synthetic battery | battery | 0 | 0 | 0 | 0 | 0 | 0
2524 | Synthetic pumped | pumped | 0 | 0 | 0 | 0 | 0 | 0
2524 | Synthetic battery | battery | 0 | 0 | 0 | 0 | 0 | 0
2525 | Synthetic pumped | pumped | 0 | 0 | 0 | 0 | 0 | 0
2525 | Synthetic battery | battery | 0 | 0 | 0 | 0 | 0 | 0
2526 | Synthetic pumped | pumped | 0 | 0 | 0 | 0 | 0 | 0
2526 | Synthetic battery | battery | 0 | 0 | 0 | 0 | 0 | 0
2527 | Synthetic pumped | pumped | 0 | 0 | 0 | 0 | 0 | 0
2527 | Synthetic battery | battery | 0 | 0 | 0 | 0 | 0 | 0
2528 | Synthetic pumped | pumped | 0 | 0 | 0 | 0 | 0 | 0
2528 | Synthetic battery | battery | 0 | 0 | 0 | 0 | 0 | 0
2529 | Synthetic pumped | pumped | 2.7773 | 0 | 0 | 2.4996 | 0.052074 | 0
2529 | Synthetic battery | battery | 0 | 0 | 0 | 0 | 0 | 0
2530 | Synthetic pumped | pumped | 12 | 0 | 2.4996 | 13.2996 | 0.27707 | 0
2530 | Synthetic battery | battery | 1.0256 | 0 | 0 | 0.94553 | 0.047276 | 0
2531 | Synthetic pumped | pumped | 12 | 0 | 13.2996 | 24.0996 | 0.50207 | 1.7764e-15
2531 | Synthetic battery | battery | 9.7588 | 0 | 0.94553 | 9.9427 | 0.49713 | 0
2532 | Synthetic pumped | pumped | 12 | 0 | 24.0996 | 34.8996 | 0.72707 | -3.5527e-15
2532 | Synthetic battery | battery | 3.6255 | 0 | 9.9427 | 13.2853 | 0.66426 | 4.4409e-16
2533 | Synthetic pumped | pumped | 12 | 0 | 34.8996 | 45.6996 | 0.95207 | -3.5527e-15
2533 | Synthetic battery | battery | 5.0473 | 0 | 13.2853 | 17.9386 | 0.89693 | 8.8818e-16
2534 | Synthetic pumped | pumped | 2.5561 | 0 | 45.6996 | 48 | 1 | 0
2534 | Synthetic battery | battery | 2.2359 | 0 | 17.9386 | 20 | 1 | 0
2535 | Synthetic pumped | pumped | 0 | 0 | 48 | 48 | 1 | 0
2535 | Synthetic battery | battery | 0 | 0 | 20 | 20 | 1 | 0
2536 | Synthetic pumped | pumped | 0 | 0 | 48 | 48 | 1 | 0
2536 | Synthetic battery | battery | 0 | 0 | 20 | 20 | 1 | 0
2537 | Synthetic pumped | pumped | 0 | 0 | 48 | 48 | 1 | 0
2537 | Synthetic battery | battery | 0 | 2.035 | 20 | 17.7927 | 0.88963 | -8.8818e-16
2538 | Synthetic pumped | pumped | 0 | 8.6101 | 48 | 38.4333 | 0.80069 | 0
2538 | Synthetic battery | battery | 0 | 10 | 17.7927 | 6.9462 | 0.34731 | 0
2539 | Synthetic pumped | pumped | 0 | 12 | 38.4333 | 25.0999 | 0.52292 | 0
2539 | Synthetic battery | battery | 0 | 6.404 | 6.9462 | 0 | 0 | 0
2540 | Synthetic pumped | pumped | 0 | 12 | 25.0999 | 11.7666 | 0.24514 | 0
2540 | Synthetic battery | battery | 0 | 0 | 0 | 0 | 0 | 0
2541 | Synthetic pumped | pumped | 0 | 10.5899 | 11.7666 | 0 | 0 | 0
2541 | Synthetic battery | battery | 0 | 0 | 0 | 0 | 0 | 0
2542 | Synthetic pumped | pumped | 0 | 0 | 0 | 0 | 0 | 0
2542 | Synthetic battery | battery | 0 | 0 | 0 | 0 | 0 | 0
2543 | Synthetic pumped | pumped | 0 | 0 | 0 | 0 | 0 | 0
2543 | Synthetic battery | battery | 0 | 0 | 0 | 0 | 0 | 0
2544 | Synthetic pumped | pumped | 0 | 0 | 0 | 0 | 0 | 0
2544 | Synthetic battery | battery | 0 | 0 | 0 | 0 | 0 | 0
2545 | Synthetic pumped | pumped | 0 | 0 | 0 | 0 | 0 | 0
2545 | Synthetic battery | battery | 0 | 0 | 0 | 0 | 0 | 0
2546 | Synthetic pumped | pumped | 0 | 0 | 0 | 0 | 0 | 0
2546 | Synthetic battery | battery | 0 | 0 | 0 | 0 | 0 | 0
2547 | Synthetic pumped | pumped | 0 | 0 | 0 | 0 | 0 | 0
2547 | Synthetic battery | battery | 0 | 0 | 0 | 0 | 0 | 0
2548 | Synthetic pumped | pumped | 0 | 0 | 0 | 0 | 0 | 0
2548 | Synthetic battery | battery | 0 | 0 | 0 | 0 | 0 | 0
2549 | Synthetic pumped | pumped | 0 | 0 | 0 | 0 | 0 | 0
2549 | Synthetic battery | battery | 0 | 0 | 0 | 0 | 0 | 0
2550 | Synthetic pumped | pumped | 0 | 0 | 0 | 0 | 0 | 0
2550 | Synthetic battery | battery | 0 | 0 | 0 | 0 | 0 | 0
2551 | Synthetic pumped | pumped | 0 | 0 | 0 | 0 | 0 | 0
2551 | Synthetic battery | battery | 0 | 0 | 0 | 0 | 0 | 0
2552 | Synthetic pumped | pumped | 0 | 0 | 0 | 0 | 0 | 0
2552 | Synthetic battery | battery | 0 | 0 | 0 | 0 | 0 | 0
2553 | Synthetic pumped | pumped | 0 | 0 | 0 | 0 | 0 | 0
2553 | Synthetic battery | battery | 0 | 0 | 0 | 0 | 0 | 0
2554 | Synthetic pumped | pumped | 2.4731 | 0 | 0 | 2.2258 | 0.04637 | 0
2554 | Synthetic battery | battery | 0 | 0 | 0 | 0 | 0 | 0
2555 | Synthetic pumped | pumped | 7.2382 | 0 | 2.2258 | 8.7402 | 0.18209 | 8.8818e-16
2555 | Synthetic battery | battery | 0 | 0 | 0 | 0 | 0 | 0
2556 | Synthetic pumped | pumped | 10.2757 | 0 | 8.7402 | 17.9882 | 0.37476 | 0
2556 | Synthetic battery | battery | 0 | 0 | 0 | 0 | 0 | 0
2557 | Synthetic pumped | pumped | 9.2774 | 0 | 17.9882 | 26.3379 | 0.54871 | -1.7764e-15
2557 | Synthetic battery | battery | 0 | 0 | 0 | 0 | 0 | 0
2558 | Synthetic pumped | pumped | 8.5131 | 0 | 26.3379 | 33.9998 | 0.70833 | 0
2558 | Synthetic battery | battery | 0 | 0 | 0 | 0 | 0 | 0
2559 | Synthetic pumped | pumped | 2.7224 | 0 | 33.9998 | 36.45 | 0.75937 | 2.6645e-15
2559 | Synthetic battery | battery | 0 | 0 | 0 | 0 | 0 | 0
2560 | Synthetic pumped | pumped | 0 | 0 | 36.45 | 36.45 | 0.75937 | 0
2560 | Synthetic battery | battery | 0 | 0 | 0 | 0 | 0 | 0
2561 | Synthetic pumped | pumped | 0 | 1.416 | 36.45 | 34.8767 | 0.7266 | 3.1086e-15
2561 | Synthetic battery | battery | 0 | 0 | 0 | 0 | 0 | 0
2562 | Synthetic pumped | pumped | 0 | 12 | 34.8767 | 21.5433 | 0.44882 | 0
2562 | Synthetic battery | battery | 0 | 0 | 0 | 0 | 0 | 0
2563 | Synthetic pumped | pumped | 0 | 12 | 21.5433 | 8.21 | 0.17104 | 0
2563 | Synthetic battery | battery | 0 | 0 | 0 | 0 | 0 | 0
2564 | Synthetic pumped | pumped | 0 | 7.389 | 8.21 | 0 | 0 | 0
2564 | Synthetic battery | battery | 0 | 0 | 0 | 0 | 0 | 0
2565 | Synthetic pumped | pumped | 0 | 0 | 0 | 0 | 0 | 0
2565 | Synthetic battery | battery | 0 | 0 | 0 | 0 | 0 | 0
2566 | Synthetic pumped | pumped | 0 | 0 | 0 | 0 | 0 | 0
2566 | Synthetic battery | battery | 0 | 0 | 0 | 0 | 0 | 0
2567 | Synthetic pumped | pumped | 0 | 0 | 0 | 0 | 0 | 0
2567 | Synthetic battery | battery | 0 | 0 | 0 | 0 | 0 | 0
2568 | Synthetic pumped | pumped | 0 | 0 | 0 | 0 | 0 | 0
2568 | Synthetic battery | battery | 0 | 0 | 0 | 0 | 0 | 0
2569 | Synthetic pumped | pumped | 0 | 0 | 0 | 0 | 0 | 0
2569 | Synthetic battery | battery | 0 | 0 | 0 | 0 | 0 | 0
2570 | Synthetic pumped | pumped | 0 | 0 | 0 | 0 | 0 | 0
2570 | Synthetic battery | battery | 0 | 0 | 0 | 0 | 0 | 0
2571 | Synthetic pumped | pumped | 0 | 0 | 0 | 0 | 0 | 0
2571 | Synthetic battery | battery | 0 | 0 | 0 | 0 | 0 | 0
2572 | Synthetic pumped | pumped | 0 | 0 | 0 | 0 | 0 | 0
2572 | Synthetic battery | battery | 0 | 0 | 0 | 0 | 0 | 0
2573 | Synthetic pumped | pumped | 0 | 0 | 0 | 0 | 0 | 0
2573 | Synthetic battery | battery | 0 | 0 | 0 | 0 | 0 | 0
2574 | Synthetic pumped | pumped | 0 | 0 | 0 | 0 | 0 | 0
2574 | Synthetic battery | battery | 0 | 0 | 0 | 0 | 0 | 0
2575 | Synthetic pumped | pumped | 0 | 0 | 0 | 0 | 0 | 0
2575 | Synthetic battery | battery | 0 | 0 | 0 | 0 | 0 | 0
2576 | Synthetic pumped | pumped | 0 | 0 | 0 | 0 | 0 | 0
2576 | Synthetic battery | battery | 0 | 0 | 0 | 0 | 0 | 0
2577 | Synthetic pumped | pumped | 0 | 0 | 0 | 0 | 0 | 0
2577 | Synthetic battery | battery | 0 | 0 | 0 | 0 | 0 | 0
2578 | Synthetic pumped | pumped | 3.0527 | 0 | 0 | 2.7474 | 0.057237 | 0
2578 | Synthetic battery | battery | 0 | 0 | 0 | 0 | 0 | 0
2579 | Synthetic pumped | pumped | 5.0037 | 0 | 2.7474 | 7.2507 | 0.15106 | 0
2579 | Synthetic battery | battery | 0 | 0 | 0 | 0 | 0 | 0
2580 | Synthetic pumped | pumped | 4.8257 | 0 | 7.2507 | 11.5938 | 0.24154 | 0
2580 | Synthetic battery | battery | 0 | 0 | 0 | 0 | 0 | 0
2581 | Synthetic pumped | pumped | 2.4376 | 0 | 11.5938 | 13.7877 | 0.28724 | 4.4409e-16
2581 | Synthetic battery | battery | 0 | 0 | 0 | 0 | 0 | 0
2582 | Synthetic pumped | pumped | 1.6878 | 0 | 13.7877 | 15.3067 | 0.31889 | -4.4409e-16
2582 | Synthetic battery | battery | 0 | 0 | 0 | 0 | 0 | 0
2583 | Synthetic pumped | pumped | 0 | 0 | 15.3067 | 15.3067 | 0.31889 | 0
2583 | Synthetic battery | battery | 0 | 0 | 0 | 0 | 0 | 0
2584 | Synthetic pumped | pumped | 0 | 0 | 15.3067 | 15.3067 | 0.31889 | 0
2584 | Synthetic battery | battery | 0 | 0 | 0 | 0 | 0 | 0
2585 | Synthetic pumped | pumped | 0 | 7.3342 | 15.3067 | 7.1576 | 0.14912 | 0
2585 | Synthetic battery | battery | 0 | 0 | 0 | 0 | 0 | 0
2586 | Synthetic pumped | pumped | 0 | 6.4419 | 7.1576 | 0 | 0 | 0
2586 | Synthetic battery | battery | 0 | 0 | 0 | 0 | 0 | 0
2587 | Synthetic pumped | pumped | 0 | 0 | 0 | 0 | 0 | 0
2587 | Synthetic battery | battery | 0 | 0 | 0 | 0 | 0 | 0
2588 | Synthetic pumped | pumped | 0 | 0 | 0 | 0 | 0 | 0
2588 | Synthetic battery | battery | 0 | 0 | 0 | 0 | 0 | 0
2589 | Synthetic pumped | pumped | 0 | 0 | 0 | 0 | 0 | 0
2589 | Synthetic battery | battery | 0 | 0 | 0 | 0 | 0 | 0
2590 | Synthetic pumped | pumped | 0 | 0 | 0 | 0 | 0 | 0
2590 | Synthetic battery | battery | 0 | 0 | 0 | 0 | 0 | 0
2591 | Synthetic pumped | pumped | 0 | 0 | 0 | 0 | 0 | 0
2591 | Synthetic battery | battery | 0 | 0 | 0 | 0 | 0 | 0
2592 | Synthetic pumped | pumped | 0 | 0 | 0 | 0 | 0 | 0
2592 | Synthetic battery | battery | 0 | 0 | 0 | 0 | 0 | 0
2593 | Synthetic pumped | pumped | 0 | 0 | 0 | 0 | 0 | 0
2593 | Synthetic battery | battery | 0 | 0 | 0 | 0 | 0 | 0
2594 | Synthetic pumped | pumped | 0 | 0 | 0 | 0 | 0 | 0
2594 | Synthetic battery | battery | 0 | 0 | 0 | 0 | 0 | 0
2595 | Synthetic pumped | pumped | 0 | 0 | 0 | 0 | 0 | 0
2595 | Synthetic battery | battery | 0 | 0 | 0 | 0 | 0 | 0
2596 | Synthetic pumped | pumped | 0 | 0 | 0 | 0 | 0 | 0
2596 | Synthetic battery | battery | 0 | 0 | 0 | 0 | 0 | 0
2597 | Synthetic pumped | pumped | 0 | 0 | 0 | 0 | 0 | 0
2597 | Synthetic battery | battery | 0 | 0 | 0 | 0 | 0 | 0
2598 | Synthetic pumped | pumped | 0 | 0 | 0 | 0 | 0 | 0
2598 | Synthetic battery | battery | 0 | 0 | 0 | 0 | 0 | 0
2599 | Synthetic pumped | pumped | 0 | 0 | 0 | 0 | 0 | 0
2599 | Synthetic battery | battery | 0 | 0 | 0 | 0 | 0 | 0
2600 | Synthetic pumped | pumped | 0 | 0 | 0 | 0 | 0 | 0
2600 | Synthetic battery | battery | 0 | 0 | 0 | 0 | 0 | 0
2601 | Synthetic pumped | pumped | 1.7508 | 0 | 0 | 1.5758 | 0.032828 | 0
2601 | Synthetic battery | battery | 0 | 0 | 0 | 0 | 0 | 0
2602 | Synthetic pumped | pumped | 12 | 0 | 1.5758 | 12.3758 | 0.25783 | 0
2602 | Synthetic battery | battery | 0.90874 | 0 | 0 | 0.83782 | 0.041891 | 0
2603 | Synthetic pumped | pumped | 12 | 0 | 12.3758 | 23.1758 | 0.48283 | 0
2603 | Synthetic battery | battery | 0.50097 | 0 | 0.83782 | 1.2997 | 0.064985 | 5.5511e-17
2604 | Synthetic pumped | pumped | 12 | 0 | 23.1758 | 33.9758 | 0.70783 | 0
2604 | Synthetic battery | battery | 4.0974 | 0 | 1.2997 | 5.0773 | 0.25387 | 4.4409e-16
2605 | Synthetic pumped | pumped | 12 | 0 | 33.9758 | 44.7758 | 0.93283 | 3.5527e-15
2605 | Synthetic battery | battery | 8.4774 | 0 | 5.0773 | 12.8931 | 0.64466 | -8.8818e-16
2606 | Synthetic pumped | pumped | 3.5825 | 0 | 44.7758 | 48 | 1 | 0
2606 | Synthetic battery | battery | 7.7085 | 0 | 12.8931 | 20 | 1 | 0
2607 | Synthetic pumped | pumped | 0 | 0 | 48 | 48 | 1 | 0
2607 | Synthetic battery | battery | 0 | 0 | 20 | 20 | 1 | 0
2608 | Synthetic pumped | pumped | 0 | 0 | 48 | 48 | 1 | 0
2608 | Synthetic battery | battery | 0 | 0 | 20 | 20 | 1 | 0
2609 | Synthetic pumped | pumped | 0 | 0 | 48 | 48 | 1 | 0
2609 | Synthetic battery | battery | 0 | 4.6223 | 20 | 14.9865 | 0.74932 | 0
2610 | Synthetic pumped | pumped | 0 | 12 | 48 | 34.6667 | 0.72222 | 3.5527e-15
2610 | Synthetic battery | battery | 0 | 10 | 14.9865 | 4.1399 | 0.207 | 0
2611 | Synthetic pumped | pumped | 0 | 12 | 34.6667 | 21.3333 | 0.44444 | 0
2611 | Synthetic battery | battery | 0 | 3.8168 | 4.1399 | 0 | 0 | 0
2612 | Synthetic pumped | pumped | 0 | 12 | 21.3333 | 8 | 0.16667 | 0
2612 | Synthetic battery | battery | 0 | 0 | 0 | 0 | 0 | 0
2613 | Synthetic pumped | pumped | 0 | 7.2 | 8 | 0 | 0 | 0
2613 | Synthetic battery | battery | 0 | 0 | 0 | 0 | 0 | 0
2614 | Synthetic pumped | pumped | 0 | 0 | 0 | 0 | 0 | 0
2614 | Synthetic battery | battery | 0 | 0 | 0 | 0 | 0 | 0
2615 | Synthetic pumped | pumped | 0 | 0 | 0 | 0 | 0 | 0
2615 | Synthetic battery | battery | 0 | 0 | 0 | 0 | 0 | 0
2616 | Synthetic pumped | pumped | 0 | 0 | 0 | 0 | 0 | 0
2616 | Synthetic battery | battery | 0 | 0 | 0 | 0 | 0 | 0
2617 | Synthetic pumped | pumped | 0 | 0 | 0 | 0 | 0 | 0
2617 | Synthetic battery | battery | 0 | 0 | 0 | 0 | 0 | 0
2618 | Synthetic pumped | pumped | 0 | 0 | 0 | 0 | 0 | 0
2618 | Synthetic battery | battery | 0 | 0 | 0 | 0 | 0 | 0
2619 | Synthetic pumped | pumped | 0 | 0 | 0 | 0 | 0 | 0
2619 | Synthetic battery | battery | 0 | 0 | 0 | 0 | 0 | 0
2620 | Synthetic pumped | pumped | 0 | 0 | 0 | 0 | 0 | 0
2620 | Synthetic battery | battery | 0 | 0 | 0 | 0 | 0 | 0
2621 | Synthetic pumped | pumped | 0 | 0 | 0 | 0 | 0 | 0
2621 | Synthetic battery | battery | 0 | 0 | 0 | 0 | 0 | 0
2622 | Synthetic pumped | pumped | 0 | 0 | 0 | 0 | 0 | 0
2622 | Synthetic battery | battery | 0 | 0 | 0 | 0 | 0 | 0
2623 | Synthetic pumped | pumped | 0 | 0 | 0 | 0 | 0 | 0
2623 | Synthetic battery | battery | 0 | 0 | 0 | 0 | 0 | 0
2624 | Synthetic pumped | pumped | 0 | 0 | 0 | 0 | 0 | 0
2624 | Synthetic battery | battery | 0 | 0 | 0 | 0 | 0 | 0
2625 | Synthetic pumped | pumped | 6.5852 | 0 | 0 | 5.9266 | 0.12347 | 0
2625 | Synthetic battery | battery | 0 | 0 | 0 | 0 | 0 | 0
2626 | Synthetic pumped | pumped | 11.054 | 0 | 5.9266 | 15.8753 | 0.33074 | 1.7764e-15
2626 | Synthetic battery | battery | 0 | 0 | 0 | 0 | 0 | 0
2627 | Synthetic pumped | pumped | 12 | 0 | 15.8753 | 26.6753 | 0.55574 | 0
2627 | Synthetic battery | battery | 6.074 | 0 | 0 | 5.5999 | 0.28 | 0
2628 | Synthetic pumped | pumped | 12 | 0 | 26.6753 | 37.4753 | 0.78074 | 0
2628 | Synthetic battery | battery | 5.8832 | 0 | 5.5999 | 11.024 | 0.5512 | -8.8818e-16
2629 | Synthetic pumped | pumped | 11.6941 | 0 | 37.4753 | 48 | 1 | 0
2629 | Synthetic battery | battery | 9.7359 | 0 | 11.024 | 20 | 1 | 0
2630 | Synthetic pumped | pumped | 0 | 0 | 48 | 48 | 1 | 0
2630 | Synthetic battery | battery | 0 | 0 | 20 | 20 | 1 | 0
2631 | Synthetic pumped | pumped | 0 | 0 | 48 | 48 | 1 | 0
2631 | Synthetic battery | battery | 0 | 0 | 20 | 20 | 1 | 0
2632 | Synthetic pumped | pumped | 0 | 0 | 48 | 48 | 1 | 0
2632 | Synthetic battery | battery | 0 | 0 | 20 | 20 | 1 | 0
2633 | Synthetic pumped | pumped | 0 | 0 | 48 | 48 | 1 | 0
2633 | Synthetic battery | battery | 0 | 3.347 | 20 | 16.3697 | 0.81849 | 0
2634 | Synthetic pumped | pumped | 0 | 8.7779 | 48 | 38.2468 | 0.79681 | 1.7764e-15
2634 | Synthetic battery | battery | 0 | 10 | 16.3697 | 5.5232 | 0.27616 | 0
2635 | Synthetic pumped | pumped | 0 | 12 | 38.2468 | 24.9134 | 0.51903 | 0
2635 | Synthetic battery | battery | 0 | 5.0921 | 5.5232 | 0 | 0 | 0
2636 | Synthetic pumped | pumped | 0 | 12 | 24.9134 | 11.5801 | 0.24125 | 0
2636 | Synthetic battery | battery | 0 | 0 | 0 | 0 | 0 | 0
2637 | Synthetic pumped | pumped | 0 | 10.4221 | 11.5801 | -1.7764e-15 | -3.7007e-17 | 0
2637 | Synthetic battery | battery | 0 | 0 | 0 | 0 | 0 | 0
2638 | Synthetic pumped | pumped | 0 | -1.5987e-15 | -1.7764e-15 | 0 | 0 | 0
2638 | Synthetic battery | battery | 0 | 0 | 0 | 0 | 0 | 0
2639 | Synthetic pumped | pumped | 0 | 0 | 0 | 0 | 0 | 0
2639 | Synthetic battery | battery | 0 | 0 | 0 | 0 | 0 | 0
2640 | Synthetic pumped | pumped | 0 | 0 | 0 | 0 | 0 | 0
2640 | Synthetic battery | battery | 0 | 0 | 0 | 0 | 0 | 0
2641 | Synthetic pumped | pumped | 0 | 0 | 0 | 0 | 0 | 0
2641 | Synthetic battery | battery | 0 | 0 | 0 | 0 | 0 | 0
2642 | Synthetic pumped | pumped | 0 | 0 | 0 | 0 | 0 | 0
2642 | Synthetic battery | battery | 0 | 0 | 0 | 0 | 0 | 0
2643 | Synthetic pumped | pumped | 0 | 0 | 0 | 0 | 0 | 0
2643 | Synthetic battery | battery | 0 | 0 | 0 | 0 | 0 | 0
2644 | Synthetic pumped | pumped | 0 | 0 | 0 | 0 | 0 | 0
2644 | Synthetic battery | battery | 0 | 0 | 0 | 0 | 0 | 0
2645 | Synthetic pumped | pumped | 0 | 0 | 0 | 0 | 0 | 0
2645 | Synthetic battery | battery | 0 | 0 | 0 | 0 | 0 | 0
2646 | Synthetic pumped | pumped | 0 | 0 | 0 | 0 | 0 | 0
2646 | Synthetic battery | battery | 0 | 0 | 0 | 0 | 0 | 0
2647 | Synthetic pumped | pumped | 0 | 0 | 0 | 0 | 0 | 0
2647 | Synthetic battery | battery | 0 | 0 | 0 | 0 | 0 | 0
2648 | Synthetic pumped | pumped | 0 | 0 | 0 | 0 | 0 | 0
2648 | Synthetic battery | battery | 0 | 0 | 0 | 0 | 0 | 0
2649 | Synthetic pumped | pumped | 0 | 0 | 0 | 0 | 0 | 0
2649 | Synthetic battery | battery | 0 | 0 | 0 | 0 | 0 | 0
2650 | Synthetic pumped | pumped | 7.193 | 0 | 0 | 6.4737 | 0.13487 | 0
2650 | Synthetic battery | battery | 0 | 0 | 0 | 0 | 0 | 0
2651 | Synthetic pumped | pumped | 7.9535 | 0 | 6.4737 | 13.6318 | 0.284 | 0
2651 | Synthetic battery | battery | 0 | 0 | 0 | 0 | 0 | 0
2652 | Synthetic pumped | pumped | 7.4028 | 0 | 13.6318 | 20.2943 | 0.4228 | -8.8818e-16
2652 | Synthetic battery | battery | 0 | 0 | 0 | 0 | 0 | 0
2653 | Synthetic pumped | pumped | 12 | 0 | 20.2943 | 31.0943 | 0.6478 | 0
2653 | Synthetic battery | battery | 1.661 | 0 | 0 | 1.5313 | 0.076567 | 0
2654 | Synthetic pumped | pumped | 5.1266 | 0 | 31.0943 | 35.7083 | 0.74392 | -1.7764e-15
2654 | Synthetic battery | battery | 0 | 0 | 1.5313 | 1.5313 | 0.076567 | 0
2655 | Synthetic pumped | pumped | 2.8329 | 0 | 35.7083 | 38.2579 | 0.79704 | 1.3323e-15
2655 | Synthetic battery | battery | 0 | 0 | 1.5313 | 1.5313 | 0.076567 | 0
2656 | Synthetic pumped | pumped | 0 | 0 | 38.2579 | 38.2579 | 0.79704 | 0
2656 | Synthetic battery | battery | 0 | 0 | 1.5313 | 1.5313 | 0.076567 | 0
2657 | Synthetic pumped | pumped | 0 | 4.5563 | 38.2579 | 33.1953 | 0.69157 | -2.6645e-15
2657 | Synthetic battery | battery | 0 | 1.4118 | 1.5313 | 0 | 0 | 0
2658 | Synthetic pumped | pumped | 0 | 12 | 33.1953 | 19.862 | 0.41379 | 0
2658 | Synthetic battery | battery | 0 | 0 | 0 | 0 | 0 | 0
2659 | Synthetic pumped | pumped | 0 | 12 | 19.862 | 6.5286 | 0.13601 | 0
2659 | Synthetic battery | battery | 0 | 0 | 0 | 0 | 0 | 0
2660 | Synthetic pumped | pumped | 0 | 5.8758 | 6.5286 | 0 | 0 | 0
2660 | Synthetic battery | battery | 0 | 0 | 0 | 0 | 0 | 0
2661 | Synthetic pumped | pumped | 0 | 0 | 0 | 0 | 0 | 0
2661 | Synthetic battery | battery | 0 | 0 | 0 | 0 | 0 | 0
2662 | Synthetic pumped | pumped | 0 | 0 | 0 | 0 | 0 | 0
2662 | Synthetic battery | battery | 0 | 0 | 0 | 0 | 0 | 0
2663 | Synthetic pumped | pumped | 0 | 0 | 0 | 0 | 0 | 0
2663 | Synthetic battery | battery | 0 | 0 | 0 | 0 | 0 | 0
2664 | Synthetic pumped | pumped | 0 | 0 | 0 | 0 | 0 | 0
2664 | Synthetic battery | battery | 0 | 0 | 0 | 0 | 0 | 0
2665 | Synthetic pumped | pumped | 0 | 0 | 0 | 0 | 0 | 0
2665 | Synthetic battery | battery | 0 | 0 | 0 | 0 | 0 | 0
2666 | Synthetic pumped | pumped | 0 | 0 | 0 | 0 | 0 | 0
2666 | Synthetic battery | battery | 0 | 0 | 0 | 0 | 0 | 0
2667 | Synthetic pumped | pumped | 0 | 0 | 0 | 0 | 0 | 0
2667 | Synthetic battery | battery | 0 | 0 | 0 | 0 | 0 | 0
2668 | Synthetic pumped | pumped | 0 | 0 | 0 | 0 | 0 | 0
2668 | Synthetic battery | battery | 0 | 0 | 0 | 0 | 0 | 0
2669 | Synthetic pumped | pumped | 0 | 0 | 0 | 0 | 0 | 0
2669 | Synthetic battery | battery | 0 | 0 | 0 | 0 | 0 | 0
2670 | Synthetic pumped | pumped | 0 | 0 | 0 | 0 | 0 | 0
2670 | Synthetic battery | battery | 0 | 0 | 0 | 0 | 0 | 0
2671 | Synthetic pumped | pumped | 0 | 0 | 0 | 0 | 0 | 0
2671 | Synthetic battery | battery | 0 | 0 | 0 | 0 | 0 | 0
2672 | Synthetic pumped | pumped | 0 | 0 | 0 | 0 | 0 | 0
2672 | Synthetic battery | battery | 0 | 0 | 0 | 0 | 0 | 0
2673 | Synthetic pumped | pumped | 0.42564 | 0 | 0 | 0.38308 | 0.0079808 | 0
2673 | Synthetic battery | battery | 0 | 0 | 0 | 0 | 0 | 0
2674 | Synthetic pumped | pumped | 6.5239 | 0 | 0.38308 | 6.2545 | 0.1303 | 0
2674 | Synthetic battery | battery | 0 | 0 | 0 | 0 | 0 | 0
2675 | Synthetic pumped | pumped | 12 | 0 | 6.2545 | 17.0545 | 0.3553 | 0
2675 | Synthetic battery | battery | 2.506 | 0 | 0 | 2.3104 | 0.11552 | 0
2676 | Synthetic pumped | pumped | 12 | 0 | 17.0545 | 27.8545 | 0.5803 | 0
2676 | Synthetic battery | battery | 2.1908 | 0 | 2.3104 | 4.3302 | 0.21651 | 0
2677 | Synthetic pumped | pumped | 12 | 0 | 27.8545 | 38.6545 | 0.8053 | -3.5527e-15
2677 | Synthetic battery | battery | 0.044851 | 0 | 4.3302 | 4.3716 | 0.21858 | -4.3021e-16
2678 | Synthetic pumped | pumped | 10.3838 | 0 | 38.6545 | 48 | 1 | 0
2678 | Synthetic battery | battery | 0.14361 | 0 | 4.3716 | 4.504 | 0.2252 | 2.7756e-16
2679 | Synthetic pumped | pumped | 0 | 0 | 48 | 48 | 1 | 0
2679 | Synthetic battery | battery | 0.99448 | 0 | 4.504 | 5.4208 | 0.27104 | 0
2680 | Synthetic pumped | pumped | 0 | 0 | 48 | 48 | 1 | 0
2680 | Synthetic battery | battery | 0 | 0 | 5.4208 | 5.4208 | 0.27104 | 0
2681 | Synthetic pumped | pumped | 0 | 0 | 48 | 48 | 1 | 0
2681 | Synthetic battery | battery | 0 | 2.1875 | 5.4208 | 3.0481 | 0.15241 | 0
2682 | Synthetic pumped | pumped | 0 | 12 | 48 | 34.6667 | 0.72222 | 3.5527e-15
2682 | Synthetic battery | battery | 0 | 2.8102 | 3.0481 | 0 | 0 | 0
2683 | Synthetic pumped | pumped | 0 | 12 | 34.6667 | 21.3333 | 0.44444 | 0
2683 | Synthetic battery | battery | 0 | 0 | 0 | 0 | 0 | 0
2684 | Synthetic pumped | pumped | 0 | 12 | 21.3333 | 8 | 0.16667 | 0
2684 | Synthetic battery | battery | 0 | 0 | 0 | 0 | 0 | 0
2685 | Synthetic pumped | pumped | 0 | 7.2 | 8 | 0 | 0 | 0
2685 | Synthetic battery | battery | 0 | 0 | 0 | 0 | 0 | 0
2686 | Synthetic pumped | pumped | 0 | 0 | 0 | 0 | 0 | 0
2686 | Synthetic battery | battery | 0 | 0 | 0 | 0 | 0 | 0
2687 | Synthetic pumped | pumped | 0 | 0 | 0 | 0 | 0 | 0
2687 | Synthetic battery | battery | 0 | 0 | 0 | 0 | 0 | 0
2688 | Synthetic pumped | pumped | 0 | 0 | 0 | 0 | 0 | 0
2688 | Synthetic battery | battery | 0 | 0 | 0 | 0 | 0 | 0
2689 | Synthetic pumped | pumped | 0 | 0 | 0 | 0 | 0 | 0
2689 | Synthetic battery | battery | 0 | 0 | 0 | 0 | 0 | 0
2690 | Synthetic pumped | pumped | 0 | 0 | 0 | 0 | 0 | 0
2690 | Synthetic battery | battery | 0 | 0 | 0 | 0 | 0 | 0
2691 | Synthetic pumped | pumped | 0 | 0 | 0 | 0 | 0 | 0
2691 | Synthetic battery | battery | 0 | 0 | 0 | 0 | 0 | 0
2692 | Synthetic pumped | pumped | 0 | 0 | 0 | 0 | 0 | 0
2692 | Synthetic battery | battery | 0 | 0 | 0 | 0 | 0 | 0
2693 | Synthetic pumped | pumped | 0 | 0 | 0 | 0 | 0 | 0
2693 | Synthetic battery | battery | 0 | 0 | 0 | 0 | 0 | 0
2694 | Synthetic pumped | pumped | 0 | 0 | 0 | 0 | 0 | 0
2694 | Synthetic battery | battery | 0 | 0 | 0 | 0 | 0 | 0
2695 | Synthetic pumped | pumped | 0 | 0 | 0 | 0 | 0 | 0
2695 | Synthetic battery | battery | 0 | 0 | 0 | 0 | 0 | 0
2696 | Synthetic pumped | pumped | 0 | 0 | 0 | 0 | 0 | 0
2696 | Synthetic battery | battery | 0 | 0 | 0 | 0 | 0 | 0
2697 | Synthetic pumped | pumped | 0 | 0 | 0 | 0 | 0 | 0
2697 | Synthetic battery | battery | 0 | 0 | 0 | 0 | 0 | 0
2698 | Synthetic pumped | pumped | 7.7108 | 0 | 0 | 6.9397 | 0.14458 | 0
2698 | Synthetic battery | battery | 0 | 0 | 0 | 0 | 0 | 0
2699 | Synthetic pumped | pumped | 9.1075 | 0 | 6.9397 | 15.1365 | 0.31534 | 0
2699 | Synthetic battery | battery | 0 | 0 | 0 | 0 | 0 | 0
2700 | Synthetic pumped | pumped | 8.4533 | 0 | 15.1365 | 22.7445 | 0.47384 | 0
2700 | Synthetic battery | battery | 0 | 0 | 0 | 0 | 0 | 0
2701 | Synthetic pumped | pumped | 12 | 0 | 22.7445 | 33.5445 | 0.69884 | -3.5527e-15
2701 | Synthetic battery | battery | 1.7177 | 0 | 0 | 1.5837 | 0.079184 | 0
2702 | Synthetic pumped | pumped | 9.8022 | 0 | 33.5445 | 42.3665 | 0.88264 | 1.7764e-15
2702 | Synthetic battery | battery | 0 | 0 | 1.5837 | 1.5837 | 0.079184 | 0
2703 | Synthetic pumped | pumped | 3.2823 | 0 | 42.3665 | 45.3206 | 0.94418 | -3.1086e-15
2703 | Synthetic battery | battery | 0 | 0 | 1.5837 | 1.5837 | 0.079184 | 0
2704 | Synthetic pumped | pumped | 0 | 0 | 45.3206 | 45.3206 | 0.94418 | 0
2704 | Synthetic battery | battery | 0 | 0 | 1.5837 | 1.5837 | 0.079184 | 0
2705 | Synthetic pumped | pumped | 0 | 1.0316 | 45.3206 | 44.1744 | 0.9203 | 2.4425e-15
2705 | Synthetic battery | battery | 0 | 1.4601 | 1.5837 | 0 | 0 | 0
2706 | Synthetic pumped | pumped | 0 | 12 | 44.1744 | 30.8411 | 0.64252 | 0
2706 | Synthetic battery | battery | 0 | 0 | 0 | 0 | 0 | 0
2707 | Synthetic pumped | pumped | 0 | 12 | 30.8411 | 17.5077 | 0.36474 | 0
2707 | Synthetic battery | battery | 0 | 0 | 0 | 0 | 0 | 0
2708 | Synthetic pumped | pumped | 0 | 12 | 17.5077 | 4.1744 | 0.086967 | 0
2708 | Synthetic battery | battery | 0 | 0 | 0 | 0 | 0 | 0
2709 | Synthetic pumped | pumped | 0 | 3.757 | 4.1744 | 0 | 0 | 0
2709 | Synthetic battery | battery | 0 | 0 | 0 | 0 | 0 | 0
2710 | Synthetic pumped | pumped | 0 | 0 | 0 | 0 | 0 | 0
2710 | Synthetic battery | battery | 0 | 0 | 0 | 0 | 0 | 0
2711 | Synthetic pumped | pumped | 0 | 0 | 0 | 0 | 0 | 0
2711 | Synthetic battery | battery | 0 | 0 | 0 | 0 | 0 | 0
2712 | Synthetic pumped | pumped | 0 | 0 | 0 | 0 | 0 | 0
2712 | Synthetic battery | battery | 0 | 0 | 0 | 0 | 0 | 0
2713 | Synthetic pumped | pumped | 0 | 0 | 0 | 0 | 0 | 0
2713 | Synthetic battery | battery | 0 | 0 | 0 | 0 | 0 | 0
2714 | Synthetic pumped | pumped | 0 | 0 | 0 | 0 | 0 | 0
2714 | Synthetic battery | battery | 0 | 0 | 0 | 0 | 0 | 0
2715 | Synthetic pumped | pumped | 0 | 0 | 0 | 0 | 0 | 0
2715 | Synthetic battery | battery | 0 | 0 | 0 | 0 | 0 | 0
2716 | Synthetic pumped | pumped | 0 | 0 | 0 | 0 | 0 | 0
2716 | Synthetic battery | battery | 0 | 0 | 0 | 0 | 0 | 0
2717 | Synthetic pumped | pumped | 0 | 0 | 0 | 0 | 0 | 0
2717 | Synthetic battery | battery | 0 | 0 | 0 | 0 | 0 | 0
2718 | Synthetic pumped | pumped | 0 | 0 | 0 | 0 | 0 | 0
2718 | Synthetic battery | battery | 0 | 0 | 0 | 0 | 0 | 0
2719 | Synthetic pumped | pumped | 0 | 0 | 0 | 0 | 0 | 0
2719 | Synthetic battery | battery | 0 | 0 | 0 | 0 | 0 | 0
2720 | Synthetic pumped | pumped | 0 | 0 | 0 | 0 | 0 | 0
2720 | Synthetic battery | battery | 0 | 0 | 0 | 0 | 0 | 0
2721 | Synthetic pumped | pumped | 0 | 0 | 0 | 0 | 0 | 0
2721 | Synthetic battery | battery | 0 | 0 | 0 | 0 | 0 | 0
2722 | Synthetic pumped | pumped | 0 | 0 | 0 | 0 | 0 | 0
2722 | Synthetic battery | battery | 0 | 0 | 0 | 0 | 0 | 0
2723 | Synthetic pumped | pumped | 7.0991 | 0 | 0 | 6.3892 | 0.13311 | 0
2723 | Synthetic battery | battery | 0 | 0 | 0 | 0 | 0 | 0
2724 | Synthetic pumped | pumped | 1.7467 | 0 | 6.3892 | 7.9612 | 0.16586 | 0
2724 | Synthetic battery | battery | 0 | 0 | 0 | 0 | 0 | 0
2725 | Synthetic pumped | pumped | 7.9231 | 0 | 7.9612 | 15.092 | 0.31442 | 0
2725 | Synthetic battery | battery | 0 | 0 | 0 | 0 | 0 | 0
2726 | Synthetic pumped | pumped | 0 | 0 | 15.092 | 15.092 | 0.31442 | 0
2726 | Synthetic battery | battery | 0 | 0 | 0 | 0 | 0 | 0
2727 | Synthetic pumped | pumped | 0 | 0 | 15.092 | 15.092 | 0.31442 | 0
2727 | Synthetic battery | battery | 0 | 0 | 0 | 0 | 0 | 0
2728 | Synthetic pumped | pumped | 0 | 0 | 15.092 | 15.092 | 0.31442 | 0
2728 | Synthetic battery | battery | 0 | 0 | 0 | 0 | 0 | 0
2729 | Synthetic pumped | pumped | 0 | 9.6373 | 15.092 | 4.3839 | 0.091332 | 0
2729 | Synthetic battery | battery | 0 | 0 | 0 | 0 | 0 | 0
2730 | Synthetic pumped | pumped | 0 | 3.9455 | 4.3839 | 0 | 0 | 0
2730 | Synthetic battery | battery | 0 | 0 | 0 | 0 | 0 | 0
2731 | Synthetic pumped | pumped | 0 | 0 | 0 | 0 | 0 | 0
2731 | Synthetic battery | battery | 0 | 0 | 0 | 0 | 0 | 0
2732 | Synthetic pumped | pumped | 0 | 0 | 0 | 0 | 0 | 0
2732 | Synthetic battery | battery | 0 | 0 | 0 | 0 | 0 | 0
2733 | Synthetic pumped | pumped | 0 | 0 | 0 | 0 | 0 | 0
2733 | Synthetic battery | battery | 0 | 0 | 0 | 0 | 0 | 0
2734 | Synthetic pumped | pumped | 0 | 0 | 0 | 0 | 0 | 0
2734 | Synthetic battery | battery | 0 | 0 | 0 | 0 | 0 | 0
2735 | Synthetic pumped | pumped | 0 | 0 | 0 | 0 | 0 | 0
2735 | Synthetic battery | battery | 0 | 0 | 0 | 0 | 0 | 0
2736 | Synthetic pumped | pumped | 0 | 0 | 0 | 0 | 0 | 0
2736 | Synthetic battery | battery | 0 | 0 | 0 | 0 | 0 | 0
2737 | Synthetic pumped | pumped | 0 | 0 | 0 | 0 | 0 | 0
2737 | Synthetic battery | battery | 0 | 0 | 0 | 0 | 0 | 0
2738 | Synthetic pumped | pumped | 0 | 0 | 0 | 0 | 0 | 0
2738 | Synthetic battery | battery | 0 | 0 | 0 | 0 | 0 | 0
2739 | Synthetic pumped | pumped | 0 | 0 | 0 | 0 | 0 | 0
2739 | Synthetic battery | battery | 0 | 0 | 0 | 0 | 0 | 0
2740 | Synthetic pumped | pumped | 0 | 0 | 0 | 0 | 0 | 0
2740 | Synthetic battery | battery | 0 | 0 | 0 | 0 | 0 | 0
2741 | Synthetic pumped | pumped | 0 | 0 | 0 | 0 | 0 | 0
2741 | Synthetic battery | battery | 0 | 0 | 0 | 0 | 0 | 0
2742 | Synthetic pumped | pumped | 0 | 0 | 0 | 0 | 0 | 0
2742 | Synthetic battery | battery | 0 | 0 | 0 | 0 | 0 | 0
2743 | Synthetic pumped | pumped | 0 | 0 | 0 | 0 | 0 | 0
2743 | Synthetic battery | battery | 0 | 0 | 0 | 0 | 0 | 0
2744 | Synthetic pumped | pumped | 0 | 0 | 0 | 0 | 0 | 0
2744 | Synthetic battery | battery | 0 | 0 | 0 | 0 | 0 | 0
2745 | Synthetic pumped | pumped | 0 | 0 | 0 | 0 | 0 | 0
2745 | Synthetic battery | battery | 0 | 0 | 0 | 0 | 0 | 0
2746 | Synthetic pumped | pumped | 3.9476 | 0 | 0 | 3.5529 | 0.074018 | 0
2746 | Synthetic battery | battery | 0 | 0 | 0 | 0 | 0 | 0
2747 | Synthetic pumped | pumped | 5.3992 | 0 | 3.5529 | 8.4121 | 0.17525 | 0
2747 | Synthetic battery | battery | 0 | 0 | 0 | 0 | 0 | 0
2748 | Synthetic pumped | pumped | 11.897 | 0 | 8.4121 | 19.1194 | 0.39832 | -1.7764e-15
2748 | Synthetic battery | battery | 0 | 0 | 0 | 0 | 0 | 0
2749 | Synthetic pumped | pumped | 9.4521 | 0 | 19.1194 | 27.6263 | 0.57555 | -1.7764e-15
2749 | Synthetic battery | battery | 0 | 0 | 0 | 0 | 0 | 0
2750 | Synthetic pumped | pumped | 3.5736 | 0 | 27.6263 | 30.8425 | 0.64255 | 4.4409e-16
2750 | Synthetic battery | battery | 0 | 0 | 0 | 0 | 0 | 0
2751 | Synthetic pumped | pumped | 1.1411 | 0 | 30.8425 | 31.8695 | 0.66395 | 0
2751 | Synthetic battery | battery | 0 | 0 | 0 | 0 | 0 | 0
2752 | Synthetic pumped | pumped | 0 | 0 | 31.8695 | 31.8695 | 0.66395 | 0
2752 | Synthetic battery | battery | 0 | 0 | 0 | 0 | 0 | 0
2753 | Synthetic pumped | pumped | 0 | 6.9496 | 31.8695 | 24.1477 | 0.50308 | 8.8818e-16
2753 | Synthetic battery | battery | 0 | 0 | 0 | 0 | 0 | 0
2754 | Synthetic pumped | pumped | 0 | 12 | 24.1477 | 10.8144 | 0.2253 | 0
2754 | Synthetic battery | battery | 0 | 0 | 0 | 0 | 0 | 0
2755 | Synthetic pumped | pumped | 0 | 9.7329 | 10.8144 | 0 | 0 | 0
2755 | Synthetic battery | battery | 0 | 0 | 0 | 0 | 0 | 0
2756 | Synthetic pumped | pumped | 0 | 0 | 0 | 0 | 0 | 0
2756 | Synthetic battery | battery | 0 | 0 | 0 | 0 | 0 | 0
2757 | Synthetic pumped | pumped | 0 | 0 | 0 | 0 | 0 | 0
2757 | Synthetic battery | battery | 0 | 0 | 0 | 0 | 0 | 0
2758 | Synthetic pumped | pumped | 0 | 0 | 0 | 0 | 0 | 0
2758 | Synthetic battery | battery | 0 | 0 | 0 | 0 | 0 | 0
2759 | Synthetic pumped | pumped | 0 | 0 | 0 | 0 | 0 | 0
2759 | Synthetic battery | battery | 0 | 0 | 0 | 0 | 0 | 0
2760 | Synthetic pumped | pumped | 0 | 0 | 0 | 0 | 0 | 0
2760 | Synthetic battery | battery | 0 | 0 | 0 | 0 | 0 | 0
2761 | Synthetic pumped | pumped | 0 | 0 | 0 | 0 | 0 | 0
2761 | Synthetic battery | battery | 0 | 0 | 0 | 0 | 0 | 0
2762 | Synthetic pumped | pumped | 0 | 0 | 0 | 0 | 0 | 0
2762 | Synthetic battery | battery | 0 | 0 | 0 | 0 | 0 | 0
2763 | Synthetic pumped | pumped | 0 | 0 | 0 | 0 | 0 | 0
2763 | Synthetic battery | battery | 0 | 0 | 0 | 0 | 0 | 0
2764 | Synthetic pumped | pumped | 0 | 0 | 0 | 0 | 0 | 0
2764 | Synthetic battery | battery | 0 | 0 | 0 | 0 | 0 | 0
2765 | Synthetic pumped | pumped | 0 | 0 | 0 | 0 | 0 | 0
2765 | Synthetic battery | battery | 0 | 0 | 0 | 0 | 0 | 0
2766 | Synthetic pumped | pumped | 0 | 0 | 0 | 0 | 0 | 0
2766 | Synthetic battery | battery | 0 | 0 | 0 | 0 | 0 | 0
2767 | Synthetic pumped | pumped | 0 | 0 | 0 | 0 | 0 | 0
2767 | Synthetic battery | battery | 0 | 0 | 0 | 0 | 0 | 0
2768 | Synthetic pumped | pumped | 0 | 0 | 0 | 0 | 0 | 0
2768 | Synthetic battery | battery | 0 | 0 | 0 | 0 | 0 | 0
2769 | Synthetic pumped | pumped | 0 | 0 | 0 | 0 | 0 | 0
2769 | Synthetic battery | battery | 0 | 0 | 0 | 0 | 0 | 0
2770 | Synthetic pumped | pumped | 5.8565 | 0 | 0 | 5.2708 | 0.10981 | 0
2770 | Synthetic battery | battery | 0 | 0 | 0 | 0 | 0 | 0
2771 | Synthetic pumped | pumped | 11.7603 | 0 | 5.2708 | 15.8551 | 0.33032 | 1.7764e-15
2771 | Synthetic battery | battery | 0 | 0 | 0 | 0 | 0 | 0
2772 | Synthetic pumped | pumped | 8.9924 | 0 | 15.8551 | 23.9483 | 0.49892 | -1.7764e-15
2772 | Synthetic battery | battery | 0 | 0 | 0 | 0 | 0 | 0
2773 | Synthetic pumped | pumped | 12 | 0 | 23.9483 | 34.7483 | 0.72392 | 3.5527e-15
2773 | Synthetic battery | battery | 0.25984 | 0 | 0 | 0.23956 | 0.011978 | 0
2774 | Synthetic pumped | pumped | 4.8996 | 0 | 34.7483 | 39.1579 | 0.81579 | -2.6645e-15
2774 | Synthetic battery | battery | 0 | 0 | 0.23956 | 0.23956 | 0.011978 | 0
2775 | Synthetic pumped | pumped | 0 | 0 | 39.1579 | 39.1579 | 0.81579 | 0
2775 | Synthetic battery | battery | 0 | 0 | 0.23956 | 0.23956 | 0.011978 | 0
2776 | Synthetic pumped | pumped | 0 | 0 | 39.1579 | 39.1579 | 0.81579 | 0
2776 | Synthetic battery | battery | 0 | 0 | 0.23956 | 0.23956 | 0.011978 | 0
2777 | Synthetic pumped | pumped | 0 | 7.4562 | 39.1579 | 30.8732 | 0.64319 | 0
2777 | Synthetic battery | battery | 0 | 0.22086 | 0.23956 | 0 | 0 | 0
2778 | Synthetic pumped | pumped | 0 | 12 | 30.8732 | 17.5399 | 0.36541 | 0
2778 | Synthetic battery | battery | 0 | 0 | 0 | 0 | 0 | 0
2779 | Synthetic pumped | pumped | 0 | 12 | 17.5399 | 4.2066 | 0.087637 | 0
2779 | Synthetic battery | battery | 0 | 0 | 0 | 0 | 0 | 0
2780 | Synthetic pumped | pumped | 0 | 3.7859 | 4.2066 | 0 | 0 | 0
2780 | Synthetic battery | battery | 0 | 0 | 0 | 0 | 0 | 0
2781 | Synthetic pumped | pumped | 0 | 0 | 0 | 0 | 0 | 0
2781 | Synthetic battery | battery | 0 | 0 | 0 | 0 | 0 | 0
2782 | Synthetic pumped | pumped | 0 | 0 | 0 | 0 | 0 | 0
2782 | Synthetic battery | battery | 0 | 0 | 0 | 0 | 0 | 0
2783 | Synthetic pumped | pumped | 0 | 0 | 0 | 0 | 0 | 0
2783 | Synthetic battery | battery | 0 | 0 | 0 | 0 | 0 | 0
2784 | Synthetic pumped | pumped | 0 | 0 | 0 | 0 | 0 | 0
2784 | Synthetic battery | battery | 0 | 0 | 0 | 0 | 0 | 0
2785 | Synthetic pumped | pumped | 0 | 0 | 0 | 0 | 0 | 0
2785 | Synthetic battery | battery | 0 | 0 | 0 | 0 | 0 | 0
2786 | Synthetic pumped | pumped | 0 | 0 | 0 | 0 | 0 | 0
2786 | Synthetic battery | battery | 0 | 0 | 0 | 0 | 0 | 0
2787 | Synthetic pumped | pumped | 0 | 0 | 0 | 0 | 0 | 0
2787 | Synthetic battery | battery | 0 | 0 | 0 | 0 | 0 | 0
2788 | Synthetic pumped | pumped | 0 | 0 | 0 | 0 | 0 | 0
2788 | Synthetic battery | battery | 0 | 0 | 0 | 0 | 0 | 0
2789 | Synthetic pumped | pumped | 0 | 0 | 0 | 0 | 0 | 0
2789 | Synthetic battery | battery | 0 | 0 | 0 | 0 | 0 | 0
2790 | Synthetic pumped | pumped | 0 | 0 | 0 | 0 | 0 | 0
2790 | Synthetic battery | battery | 0 | 0 | 0 | 0 | 0 | 0
2791 | Synthetic pumped | pumped | 0 | 0 | 0 | 0 | 0 | 0
2791 | Synthetic battery | battery | 0 | 0 | 0 | 0 | 0 | 0
2792 | Synthetic pumped | pumped | 0 | 0 | 0 | 0 | 0 | 0
2792 | Synthetic battery | battery | 0 | 0 | 0 | 0 | 0 | 0
2793 | Synthetic pumped | pumped | 0 | 0 | 0 | 0 | 0 | 0
2793 | Synthetic battery | battery | 0 | 0 | 0 | 0 | 0 | 0
2794 | Synthetic pumped | pumped | 3.4393 | 0 | 0 | 3.0954 | 0.064487 | 0
2794 | Synthetic battery | battery | 0 | 0 | 0 | 0 | 0 | 0
2795 | Synthetic pumped | pumped | 10.5089 | 0 | 3.0954 | 12.5534 | 0.26153 | 0
2795 | Synthetic battery | battery | 0 | 0 | 0 | 0 | 0 | 0
2796 | Synthetic pumped | pumped | 12 | 0 | 12.5534 | 23.3534 | 0.48653 | -1.7764e-15
2796 | Synthetic battery | battery | 2.8545 | 0 | 0 | 2.6317 | 0.13159 | 0
2797 | Synthetic pumped | pumped | 9.248 | 0 | 23.3534 | 31.6765 | 0.65993 | 0
2797 | Synthetic battery | battery | 0 | 0 | 2.6317 | 2.6317 | 0.13159 | 0
2798 | Synthetic pumped | pumped | 8.6184 | 0 | 31.6765 | 39.4331 | 0.82152 | 1.7764e-15
2798 | Synthetic battery | battery | 0 | 0 | 2.6317 | 2.6317 | 0.13159 | 0
2799 | Synthetic pumped | pumped | 6.1561 | 0 | 39.4331 | 44.9737 | 0.93695 | -2.6645e-15
2799 | Synthetic battery | battery | 0 | 0 | 2.6317 | 2.6317 | 0.13159 | 0
2800 | Synthetic pumped | pumped | 0 | 0 | 44.9737 | 44.9737 | 0.93695 | 0
2800 | Synthetic battery | battery | 0 | 0 | 2.6317 | 2.6317 | 0.13159 | 0
2801 | Synthetic pumped | pumped | 0 | 3.092 | 44.9737 | 41.5381 | 0.86538 | -4.4409e-16
2801 | Synthetic battery | battery | 0 | 2.4263 | 2.6317 | 0 | 0 | 0
2802 | Synthetic pumped | pumped | 0 | 12 | 41.5381 | 28.2048 | 0.5876 | 0
2802 | Synthetic battery | battery | 0 | 0 | 0 | 0 | 0 | 0
2803 | Synthetic pumped | pumped | 0 | 12 | 28.2048 | 14.8714 | 0.30982 | 0
2803 | Synthetic battery | battery | 0 | 0 | 0 | 0 | 0 | 0
2804 | Synthetic pumped | pumped | 0 | 12 | 14.8714 | 1.5381 | 0.032044 | 0
2804 | Synthetic battery | battery | 0 | 0 | 0 | 0 | 0 | 0
2805 | Synthetic pumped | pumped | 0 | 1.3843 | 1.5381 | 0 | 0 | 0
2805 | Synthetic battery | battery | 0 | 0 | 0 | 0 | 0 | 0
2806 | Synthetic pumped | pumped | 0 | 0 | 0 | 0 | 0 | 0
2806 | Synthetic battery | battery | 0 | 0 | 0 | 0 | 0 | 0
2807 | Synthetic pumped | pumped | 0 | 0 | 0 | 0 | 0 | 0
2807 | Synthetic battery | battery | 0 | 0 | 0 | 0 | 0 | 0
2808 | Synthetic pumped | pumped | 0 | 0 | 0 | 0 | 0 | 0
2808 | Synthetic battery | battery | 0 | 0 | 0 | 0 | 0 | 0
2809 | Synthetic pumped | pumped | 0 | 0 | 0 | 0 | 0 | 0
2809 | Synthetic battery | battery | 0 | 0 | 0 | 0 | 0 | 0
2810 | Synthetic pumped | pumped | 0 | 0 | 0 | 0 | 0 | 0
2810 | Synthetic battery | battery | 0 | 0 | 0 | 0 | 0 | 0
2811 | Synthetic pumped | pumped | 0 | 0 | 0 | 0 | 0 | 0
2811 | Synthetic battery | battery | 0 | 0 | 0 | 0 | 0 | 0
2812 | Synthetic pumped | pumped | 0 | 0 | 0 | 0 | 0 | 0
2812 | Synthetic battery | battery | 0 | 0 | 0 | 0 | 0 | 0
2813 | Synthetic pumped | pumped | 0 | 0 | 0 | 0 | 0 | 0
2813 | Synthetic battery | battery | 0 | 0 | 0 | 0 | 0 | 0
2814 | Synthetic pumped | pumped | 0 | 0 | 0 | 0 | 0 | 0
2814 | Synthetic battery | battery | 0 | 0 | 0 | 0 | 0 | 0
2815 | Synthetic pumped | pumped | 0 | 0 | 0 | 0 | 0 | 0
2815 | Synthetic battery | battery | 0 | 0 | 0 | 0 | 0 | 0
2816 | Synthetic pumped | pumped | 0 | 0 | 0 | 0 | 0 | 0
2816 | Synthetic battery | battery | 0 | 0 | 0 | 0 | 0 | 0
2817 | Synthetic pumped | pumped | 2.9568 | 0 | 0 | 2.6612 | 0.055441 | 0
2817 | Synthetic battery | battery | 0 | 0 | 0 | 0 | 0 | 0
2818 | Synthetic pumped | pumped | 6.0815 | 0 | 2.6612 | 8.1345 | 0.16947 | 0
2818 | Synthetic battery | battery | 0 | 0 | 0 | 0 | 0 | 0
2819 | Synthetic pumped | pumped | 12 | 0 | 8.1345 | 18.9345 | 0.39447 | 0
2819 | Synthetic battery | battery | 2.299 | 0 | 0 | 2.1196 | 0.10598 | 0
2820 | Synthetic pumped | pumped | 12 | 0 | 18.9345 | 29.7345 | 0.61947 | 0
2820 | Synthetic battery | battery | 3.5565 | 0 | 2.1196 | 5.3985 | 0.26993 | 0
2821 | Synthetic pumped | pumped | 12 | 0 | 29.7345 | 40.5345 | 0.84447 | 0
2821 | Synthetic battery | battery | 0.40515 | 0 | 5.3985 | 5.7721 | 0.2886 | 3.3307e-16
2822 | Synthetic pumped | pumped | 8.295 | 0 | 40.5345 | 48 | 1 | 0
2822 | Synthetic battery | battery | 7.8453 | 0 | 5.7721 | 13.005 | 0.65025 | -8.8818e-16
2823 | Synthetic pumped | pumped | 0 | 0 | 48 | 48 | 1 | 0
2823 | Synthetic battery | battery | 2.9299 | 0 | 13.005 | 15.7063 | 0.78531 | 0
2824 | Synthetic pumped | pumped | 0 | 0 | 48 | 48 | 1 | 0
2824 | Synthetic battery | battery | 0 | 0 | 15.7063 | 15.7063 | 0.78531 | 0
2825 | Synthetic pumped | pumped | 0 | 0 | 48 | 48 | 1 | 0
2825 | Synthetic battery | battery | 0 | 5.0432 | 15.7063 | 10.2362 | 0.51181 | 8.8818e-16
2826 | Synthetic pumped | pumped | 0 | 12 | 48 | 34.6667 | 0.72222 | 3.5527e-15
2826 | Synthetic battery | battery | 0 | 9.4373 | 10.2362 | 0 | 0 | 0
2827 | Synthetic pumped | pumped | 0 | 12 | 34.6667 | 21.3333 | 0.44444 | 0
2827 | Synthetic battery | battery | 0 | 0 | 0 | 0 | 0 | 0
2828 | Synthetic pumped | pumped | 0 | 12 | 21.3333 | 8 | 0.16667 | 0
2828 | Synthetic battery | battery | 0 | 0 | 0 | 0 | 0 | 0
2829 | Synthetic pumped | pumped | 0 | 7.2 | 8 | 0 | 0 | 0
2829 | Synthetic battery | battery | 0 | 0 | 0 | 0 | 0 | 0
2830 | Synthetic pumped | pumped | 0 | 0 | 0 | 0 | 0 | 0
2830 | Synthetic battery | battery | 0 | 0 | 0 | 0 | 0 | 0
2831 | Synthetic pumped | pumped | 0 | 0 | 0 | 0 | 0 | 0
2831 | Synthetic battery | battery | 0 | 0 | 0 | 0 | 0 | 0
2832 | Synthetic pumped | pumped | 0 | 0 | 0 | 0 | 0 | 0
2832 | Synthetic battery | battery | 0 | 0 | 0 | 0 | 0 | 0
2833 | Synthetic pumped | pumped | 0 | 0 | 0 | 0 | 0 | 0
2833 | Synthetic battery | battery | 0 | 0 | 0 | 0 | 0 | 0
2834 | Synthetic pumped | pumped | 0 | 0 | 0 | 0 | 0 | 0
2834 | Synthetic battery | battery | 0 | 0 | 0 | 0 | 0 | 0
2835 | Synthetic pumped | pumped | 0 | 0 | 0 | 0 | 0 | 0
2835 | Synthetic battery | battery | 0 | 0 | 0 | 0 | 0 | 0
2836 | Synthetic pumped | pumped | 0 | 0 | 0 | 0 | 0 | 0
2836 | Synthetic battery | battery | 0 | 0 | 0 | 0 | 0 | 0
2837 | Synthetic pumped | pumped | 0 | 0 | 0 | 0 | 0 | 0
2837 | Synthetic battery | battery | 0 | 0 | 0 | 0 | 0 | 0
2838 | Synthetic pumped | pumped | 0 | 0 | 0 | 0 | 0 | 0
2838 | Synthetic battery | battery | 0 | 0 | 0 | 0 | 0 | 0
2839 | Synthetic pumped | pumped | 0 | 0 | 0 | 0 | 0 | 0
2839 | Synthetic battery | battery | 0 | 0 | 0 | 0 | 0 | 0
2840 | Synthetic pumped | pumped | 0 | 0 | 0 | 0 | 0 | 0
2840 | Synthetic battery | battery | 0 | 0 | 0 | 0 | 0 | 0
2841 | Synthetic pumped | pumped | 0.59711 | 0 | 0 | 0.53739 | 0.011196 | 0
2841 | Synthetic battery | battery | 0 | 0 | 0 | 0 | 0 | 0
2842 | Synthetic pumped | pumped | 6.3328 | 0 | 0.53739 | 6.2369 | 0.12994 | 0
2842 | Synthetic battery | battery | 0 | 0 | 0 | 0 | 0 | 0
2843 | Synthetic pumped | pumped | 12 | 0 | 6.2369 | 17.0369 | 0.35494 | 1.7764e-15
2843 | Synthetic battery | battery | 3.4982 | 0 | 0 | 3.2252 | 0.16126 | 0
2844 | Synthetic pumped | pumped | 12 | 0 | 17.0369 | 27.8369 | 0.57994 | 0
2844 | Synthetic battery | battery | 4.9247 | 0 | 3.2252 | 7.7655 | 0.38828 | 0
2845 | Synthetic pumped | pumped | 12 | 0 | 27.8369 | 38.6369 | 0.80494 | 0
2845 | Synthetic battery | battery | 9.9036 | 0 | 7.7655 | 16.8962 | 0.84481 | 0
2846 | Synthetic pumped | pumped | 9.8446 | 0 | 38.6369 | 47.497 | 0.98952 | -1.7764e-15
2846 | Synthetic battery | battery | 0 | 0 | 16.8962 | 16.8962 | 0.84481 | 0
2847 | Synthetic pumped | pumped | 0.55887 | 0 | 47.497 | 48 | 1 | 0
2847 | Synthetic battery | battery | 3.3666 | 0 | 16.8962 | 20 | 1 | 0
2848 | Synthetic pumped | pumped | 0 | 0 | 48 | 48 | 1 | 0
2848 | Synthetic battery | battery | 0 | 0 | 20 | 20 | 1 | 0
2849 | Synthetic pumped | pumped | 0 | 0 | 48 | 48 | 1 | 0
2849 | Synthetic battery | battery | 0 | 6.08 | 20 | 13.4053 | 0.67027 | 0
2850 | Synthetic pumped | pumped | 0 | 12 | 48 | 34.6667 | 0.72222 | 3.5527e-15
2850 | Synthetic battery | battery | 0 | 10 | 13.4053 | 2.5588 | 0.12794 | 0
2851 | Synthetic pumped | pumped | 0 | 12 | 34.6667 | 21.3333 | 0.44444 | 0
2851 | Synthetic battery | battery | 0 | 2.3591 | 2.5588 | 0 | 0 | 0
2852 | Synthetic pumped | pumped | 0 | 12 | 21.3333 | 8 | 0.16667 | 0
2852 | Synthetic battery | battery | 0 | 0 | 0 | 0 | 0 | 0
2853 | Synthetic pumped | pumped | 0 | 7.2 | 8 | 0 | 0 | 0
2853 | Synthetic battery | battery | 0 | 0 | 0 | 0 | 0 | 0
2854 | Synthetic pumped | pumped | 0 | 0 | 0 | 0 | 0 | 0
2854 | Synthetic battery | battery | 0 | 0 | 0 | 0 | 0 | 0
2855 | Synthetic pumped | pumped | 0 | 0 | 0 | 0 | 0 | 0
2855 | Synthetic battery | battery | 0 | 0 | 0 | 0 | 0 | 0
2856 | Synthetic pumped | pumped | 0 | 0 | 0 | 0 | 0 | 0
2856 | Synthetic battery | battery | 0 | 0 | 0 | 0 | 0 | 0
2857 | Synthetic pumped | pumped | 0 | 0 | 0 | 0 | 0 | 0
2857 | Synthetic battery | battery | 0 | 0 | 0 | 0 | 0 | 0
2858 | Synthetic pumped | pumped | 0 | 0 | 0 | 0 | 0 | 0
2858 | Synthetic battery | battery | 0 | 0 | 0 | 0 | 0 | 0
2859 | Synthetic pumped | pumped | 0 | 0 | 0 | 0 | 0 | 0
2859 | Synthetic battery | battery | 0 | 0 | 0 | 0 | 0 | 0
2860 | Synthetic pumped | pumped | 0 | 0 | 0 | 0 | 0 | 0
2860 | Synthetic battery | battery | 0 | 0 | 0 | 0 | 0 | 0
2861 | Synthetic pumped | pumped | 0 | 0 | 0 | 0 | 0 | 0
2861 | Synthetic battery | battery | 0 | 0 | 0 | 0 | 0 | 0
2862 | Synthetic pumped | pumped | 0 | 0 | 0 | 0 | 0 | 0
2862 | Synthetic battery | battery | 0 | 0 | 0 | 0 | 0 | 0
2863 | Synthetic pumped | pumped | 0 | 0 | 0 | 0 | 0 | 0
2863 | Synthetic battery | battery | 0 | 0 | 0 | 0 | 0 | 0
2864 | Synthetic pumped | pumped | 0 | 0 | 0 | 0 | 0 | 0
2864 | Synthetic battery | battery | 0 | 0 | 0 | 0 | 0 | 0
2865 | Synthetic pumped | pumped | 4.7289 | 0 | 0 | 4.256 | 0.088668 | 0
2865 | Synthetic battery | battery | 0 | 0 | 0 | 0 | 0 | 0
2866 | Synthetic pumped | pumped | 12 | 0 | 4.256 | 15.056 | 0.31367 | 0
2866 | Synthetic battery | battery | 1.4709 | 0 | 0 | 1.3561 | 0.067804 | 0
2867 | Synthetic pumped | pumped | 12 | 0 | 15.056 | 25.856 | 0.53867 | 0
2867 | Synthetic battery | battery | 8.2578 | 0 | 1.3561 | 8.9694 | 0.44847 | 0
2868 | Synthetic pumped | pumped | 12 | 0 | 25.856 | 36.656 | 0.76367 | 0
2868 | Synthetic battery | battery | 10 | 0 | 8.9694 | 18.1889 | 0.90945 | 1.7764e-15
2869 | Synthetic pumped | pumped | 12 | 0 | 36.656 | 47.456 | 0.98867 | -3.5527e-15
2869 | Synthetic battery | battery | 1.9644 | 0 | 18.1889 | 20 | 1 | 0
2870 | Synthetic pumped | pumped | 0.60439 | 0 | 47.456 | 48 | 1 | 0
2870 | Synthetic battery | battery | 0 | 0 | 20 | 20 | 1 | 0
2871 | Synthetic pumped | pumped | 0 | 0 | 48 | 48 | 1 | 0
2871 | Synthetic battery | battery | 0 | 0 | 20 | 20 | 1 | 0
2872 | Synthetic pumped | pumped | 0 | 0 | 48 | 48 | 1 | 0
2872 | Synthetic battery | battery | 0 | 0 | 20 | 20 | 1 | 0
2873 | Synthetic pumped | pumped | 0 | 0 | 48 | 48 | 1 | 0
2873 | Synthetic battery | battery | 0 | 3.6761 | 20 | 16.0127 | 0.80064 | 1.3323e-15
2874 | Synthetic pumped | pumped | 0 | 11.4777 | 48 | 35.247 | 0.73431 | 1.7764e-15
2874 | Synthetic battery | battery | 0 | 10 | 16.0127 | 5.1662 | 0.25831 | 0
2875 | Synthetic pumped | pumped | 0 | 12 | 35.247 | 21.9137 | 0.45653 | 0
2875 | Synthetic battery | battery | 0 | 4.763 | 5.1662 | 0 | 0 | 0
2876 | Synthetic pumped | pumped | 0 | 12 | 21.9137 | 8.5803 | 0.17876 | 0
2876 | Synthetic battery | battery | 0 | 0 | 0 | 0 | 0 | 0
2877 | Synthetic pumped | pumped | 0 | 7.7223 | 8.5803 | 0 | 0 | 0
2877 | Synthetic battery | battery | 0 | 0 | 0 | 0 | 0 | 0
2878 | Synthetic pumped | pumped | 0 | 0 | 0 | 0 | 0 | 0
2878 | Synthetic battery | battery | 0 | 0 | 0 | 0 | 0 | 0
2879 | Synthetic pumped | pumped | 0 | 0 | 0 | 0 | 0 | 0
2879 | Synthetic battery | battery | 0 | 0 | 0 | 0 | 0 | 0
2880 | Synthetic pumped | pumped | 0 | 0 | 0 | 0 | 0 | 0
2880 | Synthetic battery | battery | 0 | 0 | 0 | 0 | 0 | 0
2881 | Synthetic pumped | pumped | 0 | 0 | 0 | 0 | 0 | 0
2881 | Synthetic battery | battery | 0 | 0 | 0 | 0 | 0 | 0
2882 | Synthetic pumped | pumped | 0 | 0 | 0 | 0 | 0 | 0
2882 | Synthetic battery | battery | 0 | 0 | 0 | 0 | 0 | 0
2883 | Synthetic pumped | pumped | 0 | 0 | 0 | 0 | 0 | 0
2883 | Synthetic battery | battery | 0 | 0 | 0 | 0 | 0 | 0
2884 | Synthetic pumped | pumped | 0 | 0 | 0 | 0 | 0 | 0
2884 | Synthetic battery | battery | 0 | 0 | 0 | 0 | 0 | 0
2885 | Synthetic pumped | pumped | 0 | 0 | 0 | 0 | 0 | 0
2885 | Synthetic battery | battery | 0 | 0 | 0 | 0 | 0 | 0
2886 | Synthetic pumped | pumped | 0 | 0 | 0 | 0 | 0 | 0
2886 | Synthetic battery | battery | 0 | 0 | 0 | 0 | 0 | 0
2887 | Synthetic pumped | pumped | 0 | 0 | 0 | 0 | 0 | 0
2887 | Synthetic battery | battery | 0 | 0 | 0 | 0 | 0 | 0
2888 | Synthetic pumped | pumped | 0 | 0 | 0 | 0 | 0 | 0
2888 | Synthetic battery | battery | 0 | 0 | 0 | 0 | 0 | 0
2889 | Synthetic pumped | pumped | 0 | 0 | 0 | 0 | 0 | 0
2889 | Synthetic battery | battery | 0 | 0 | 0 | 0 | 0 | 0
2890 | Synthetic pumped | pumped | 6.8997 | 0 | 0 | 6.2098 | 0.12937 | 0
2890 | Synthetic battery | battery | 0 | 0 | 0 | 0 | 0 | 0
2891 | Synthetic pumped | pumped | 8.5436 | 0 | 6.2098 | 13.899 | 0.28956 | 8.8818e-16
2891 | Synthetic battery | battery | 0 | 0 | 0 | 0 | 0 | 0
2892 | Synthetic pumped | pumped | 12 | 0 | 13.899 | 24.699 | 0.51456 | 0
2892 | Synthetic battery | battery | 3.6365 | 0 | 0 | 3.3527 | 0.16763 | 0
2893 | Synthetic pumped | pumped | 11.7342 | 0 | 24.699 | 35.2598 | 0.73458 | -3.5527e-15
2893 | Synthetic battery | battery | 0 | 0 | 3.3527 | 3.3527 | 0.16763 | 0
2894 | Synthetic pumped | pumped | 9.3628 | 0 | 35.2598 | 43.6864 | 0.91013 | -1.7764e-15
2894 | Synthetic battery | battery | 0 | 0 | 3.3527 | 3.3527 | 0.16763 | 0
2895 | Synthetic pumped | pumped | 0 | 0 | 43.6864 | 43.6864 | 0.91013 | 0
2895 | Synthetic battery | battery | 0 | 0 | 3.3527 | 3.3527 | 0.16763 | 0
2896 | Synthetic pumped | pumped | 0 | 0 | 43.6864 | 43.6864 | 0.91013 | 0
2896 | Synthetic battery | battery | 0 | 0 | 3.3527 | 3.3527 | 0.16763 | 0
2897 | Synthetic pumped | pumped | 0 | 1.9222 | 43.6864 | 41.5505 | 0.86564 | 4.4409e-16
2897 | Synthetic battery | battery | 0 | 3.091 | 3.3527 | 0 | 0 | 0
2898 | Synthetic pumped | pumped | 0 | 12 | 41.5505 | 28.2172 | 0.58786 | 0
2898 | Synthetic battery | battery | 0 | 0 | 0 | 0 | 0 | 0
2899 | Synthetic pumped | pumped | 0 | 12 | 28.2172 | 14.8839 | 0.31008 | 0
2899 | Synthetic battery | battery | 0 | 0 | 0 | 0 | 0 | 0
2900 | Synthetic pumped | pumped | 0 | 12 | 14.8839 | 1.5505 | 0.032303 | 0
2900 | Synthetic battery | battery | 0 | 0 | 0 | 0 | 0 | 0
2901 | Synthetic pumped | pumped | 0 | 1.3955 | 1.5505 | 0 | 0 | 0
2901 | Synthetic battery | battery | 0 | 0 | 0 | 0 | 0 | 0
2902 | Synthetic pumped | pumped | 0 | 0 | 0 | 0 | 0 | 0
2902 | Synthetic battery | battery | 0 | 0 | 0 | 0 | 0 | 0
2903 | Synthetic pumped | pumped | 0 | 0 | 0 | 0 | 0 | 0
2903 | Synthetic battery | battery | 0 | 0 | 0 | 0 | 0 | 0
2904 | Synthetic pumped | pumped | 0 | 0 | 0 | 0 | 0 | 0
2904 | Synthetic battery | battery | 0 | 0 | 0 | 0 | 0 | 0
2905 | Synthetic pumped | pumped | 0 | 0 | 0 | 0 | 0 | 0
2905 | Synthetic battery | battery | 0 | 0 | 0 | 0 | 0 | 0
2906 | Synthetic pumped | pumped | 0 | 0 | 0 | 0 | 0 | 0
2906 | Synthetic battery | battery | 0 | 0 | 0 | 0 | 0 | 0
2907 | Synthetic pumped | pumped | 0 | 0 | 0 | 0 | 0 | 0
2907 | Synthetic battery | battery | 0 | 0 | 0 | 0 | 0 | 0
2908 | Synthetic pumped | pumped | 0 | 0 | 0 | 0 | 0 | 0
2908 | Synthetic battery | battery | 0 | 0 | 0 | 0 | 0 | 0
2909 | Synthetic pumped | pumped | 0 | 0 | 0 | 0 | 0 | 0
2909 | Synthetic battery | battery | 0 | 0 | 0 | 0 | 0 | 0
2910 | Synthetic pumped | pumped | 0 | 0 | 0 | 0 | 0 | 0
2910 | Synthetic battery | battery | 0 | 0 | 0 | 0 | 0 | 0
2911 | Synthetic pumped | pumped | 0 | 0 | 0 | 0 | 0 | 0
2911 | Synthetic battery | battery | 0 | 0 | 0 | 0 | 0 | 0
2912 | Synthetic pumped | pumped | 0 | 0 | 0 | 0 | 0 | 0
2912 | Synthetic battery | battery | 0 | 0 | 0 | 0 | 0 | 0
2913 | Synthetic pumped | pumped | 0 | 0 | 0 | 0 | 0 | 0
2913 | Synthetic battery | battery | 0 | 0 | 0 | 0 | 0 | 0
2914 | Synthetic pumped | pumped | 4.6624 | 0 | 0 | 4.1961 | 0.087419 | 0
2914 | Synthetic battery | battery | 0 | 0 | 0 | 0 | 0 | 0
2915 | Synthetic pumped | pumped | 10.5509 | 0 | 4.1961 | 13.6919 | 0.28525 | -1.7764e-15
2915 | Synthetic battery | battery | 0 | 0 | 0 | 0 | 0 | 0
2916 | Synthetic pumped | pumped | 11.4186 | 0 | 13.6919 | 23.9686 | 0.49935 | -1.7764e-15
2916 | Synthetic battery | battery | 0 | 0 | 0 | 0 | 0 | 0
2917 | Synthetic pumped | pumped | 12 | 0 | 23.9686 | 34.7686 | 0.72435 | -3.5527e-15
2917 | Synthetic battery | battery | 2.1021 | 0 | 0 | 1.938 | 0.096902 | 0
2918 | Synthetic pumped | pumped | 5.3558 | 0 | 34.7686 | 39.5888 | 0.82477 | -2.6645e-15
2918 | Synthetic battery | battery | 0 | 0 | 1.938 | 1.938 | 0.096902 | 0
2919 | Synthetic pumped | pumped | 5.4017 | 0 | 39.5888 | 44.4504 | 0.92605 | -2.6645e-15
2919 | Synthetic battery | battery | 0 | 0 | 1.938 | 1.938 | 0.096902 | 0
2920 | Synthetic pumped | pumped | 0 | 0 | 44.4504 | 44.4504 | 0.92605 | 0
2920 | Synthetic battery | battery | 0 | 0 | 1.938 | 1.938 | 0.096902 | 0
2921 | Synthetic pumped | pumped | 0 | 5.1473 | 44.4504 | 38.7312 | 0.8069 | -8.8818e-16
2921 | Synthetic battery | battery | 0 | 1.7868 | 1.938 | 0 | 0 | 0
2922 | Synthetic pumped | pumped | 0 | 12 | 38.7312 | 25.3978 | 0.52912 | 0
2922 | Synthetic battery | battery | 0 | 0 | 0 | 0 | 0 | 0
2923 | Synthetic pumped | pumped | 0 | 12 | 25.3978 | 12.0645 | 0.25134 | 0
2923 | Synthetic battery | battery | 0 | 0 | 0 | 0 | 0 | 0
2924 | Synthetic pumped | pumped | 0 | 10.8581 | 12.0645 | 0 | 0 | 0
2924 | Synthetic battery | battery | 0 | 0 | 0 | 0 | 0 | 0
2925 | Synthetic pumped | pumped | 0 | 0 | 0 | 0 | 0 | 0
2925 | Synthetic battery | battery | 0 | 0 | 0 | 0 | 0 | 0
2926 | Synthetic pumped | pumped | 0 | 0 | 0 | 0 | 0 | 0
2926 | Synthetic battery | battery | 0 | 0 | 0 | 0 | 0 | 0
2927 | Synthetic pumped | pumped | 0 | 0 | 0 | 0 | 0 | 0
2927 | Synthetic battery | battery | 0 | 0 | 0 | 0 | 0 | 0
2928 | Synthetic pumped | pumped | 0 | 0 | 0 | 0 | 0 | 0
2928 | Synthetic battery | battery | 0 | 0 | 0 | 0 | 0 | 0
2929 | Synthetic pumped | pumped | 0 | 0 | 0 | 0 | 0 | 0
2929 | Synthetic battery | battery | 0 | 0 | 0 | 0 | 0 | 0
2930 | Synthetic pumped | pumped | 0 | 0 | 0 | 0 | 0 | 0
2930 | Synthetic battery | battery | 0 | 0 | 0 | 0 | 0 | 0
2931 | Synthetic pumped | pumped | 0 | 0 | 0 | 0 | 0 | 0
2931 | Synthetic battery | battery | 0 | 0 | 0 | 0 | 0 | 0
2932 | Synthetic pumped | pumped | 0 | 0 | 0 | 0 | 0 | 0
2932 | Synthetic battery | battery | 0 | 0 | 0 | 0 | 0 | 0
2933 | Synthetic pumped | pumped | 0 | 0 | 0 | 0 | 0 | 0
2933 | Synthetic battery | battery | 0 | 0 | 0 | 0 | 0 | 0
2934 | Synthetic pumped | pumped | 0 | 0 | 0 | 0 | 0 | 0
2934 | Synthetic battery | battery | 0 | 0 | 0 | 0 | 0 | 0
2935 | Synthetic pumped | pumped | 0 | 0 | 0 | 0 | 0 | 0
2935 | Synthetic battery | battery | 0 | 0 | 0 | 0 | 0 | 0
2936 | Synthetic pumped | pumped | 0 | 0 | 0 | 0 | 0 | 0
2936 | Synthetic battery | battery | 0 | 0 | 0 | 0 | 0 | 0
2937 | Synthetic pumped | pumped | 0.92226 | 0 | 0 | 0.83004 | 0.017292 | 0
2937 | Synthetic battery | battery | 0 | 0 | 0 | 0 | 0 | 0
2938 | Synthetic pumped | pumped | 12 | 0 | 0.83004 | 11.63 | 0.24229 | 0
2938 | Synthetic battery | battery | 1.3658 | 0 | 0 | 1.2592 | 0.062959 | 0
2939 | Synthetic pumped | pumped | 12 | 0 | 11.63 | 22.43 | 0.46729 | 0
2939 | Synthetic battery | battery | 10 | 0 | 1.2592 | 10.4787 | 0.52394 | 0
2940 | Synthetic pumped | pumped | 12 | 0 | 22.43 | 33.23 | 0.69229 | 0
2940 | Synthetic battery | battery | 2.1706 | 0 | 10.4787 | 12.48 | 0.624 | 4.4409e-16
2941 | Synthetic pumped | pumped | 12 | 0 | 33.23 | 44.03 | 0.91729 | -3.5527e-15
2941 | Synthetic battery | battery | 6.455 | 0 | 12.48 | 18.4312 | 0.92156 | 0
2942 | Synthetic pumped | pumped | 4.4111 | 0 | 44.03 | 48 | 1 | 0
2942 | Synthetic battery | battery | 1.7016 | 0 | 18.4312 | 20 | 1 | 0
2943 | Synthetic pumped | pumped | 0 | 0 | 48 | 48 | 1 | 0
2943 | Synthetic battery | battery | 0 | 0 | 20 | 20 | 1 | 0
2944 | Synthetic pumped | pumped | 0 | 0 | 48 | 48 | 1 | 0
2944 | Synthetic battery | battery | 0 | 0 | 20 | 20 | 1 | 0
2945 | Synthetic pumped | pumped | 0 | 0 | 48 | 48 | 1 | 0
2945 | Synthetic battery | battery | 0 | 0.69008 | 20 | 19.2515 | 0.96258 | 5.5511e-16
2946 | Synthetic pumped | pumped | 0 | 11.304 | 48 | 35.44 | 0.73833 | 1.7764e-15
2946 | Synthetic battery | battery | 0 | 10 | 19.2515 | 8.405 | 0.42025 | 0
2947 | Synthetic pumped | pumped | 0 | 12 | 35.44 | 22.1067 | 0.46056 | 0
2947 | Synthetic battery | battery | 0 | 7.749 | 8.405 | 0 | 0 | 0
2948 | Synthetic pumped | pumped | 0 | 12 | 22.1067 | 8.7733 | 0.18278 | 0
2948 | Synthetic battery | battery | 0 | 0 | 0 | 0 | 0 | 0
2949 | Synthetic pumped | pumped | 0 | 7.896 | 8.7733 | 0 | 0 | 0
2949 | Synthetic battery | battery | 0 | 0 | 0 | 0 | 0 | 0
2950 | Synthetic pumped | pumped | 0 | 0 | 0 | 0 | 0 | 0
2950 | Synthetic battery | battery | 0 | 0 | 0 | 0 | 0 | 0
2951 | Synthetic pumped | pumped | 0 | 0 | 0 | 0 | 0 | 0
2951 | Synthetic battery | battery | 0 | 0 | 0 | 0 | 0 | 0
2952 | Synthetic pumped | pumped | 0 | 0 | 0 | 0 | 0 | 0
2952 | Synthetic battery | battery | 0 | 0 | 0 | 0 | 0 | 0
2953 | Synthetic pumped | pumped | 0 | 0 | 0 | 0 | 0 | 0
2953 | Synthetic battery | battery | 0 | 0 | 0 | 0 | 0 | 0
2954 | Synthetic pumped | pumped | 0 | 0 | 0 | 0 | 0 | 0
2954 | Synthetic battery | battery | 0 | 0 | 0 | 0 | 0 | 0
2955 | Synthetic pumped | pumped | 0 | 0 | 0 | 0 | 0 | 0
2955 | Synthetic battery | battery | 0 | 0 | 0 | 0 | 0 | 0
2956 | Synthetic pumped | pumped | 0 | 0 | 0 | 0 | 0 | 0
2956 | Synthetic battery | battery | 0 | 0 | 0 | 0 | 0 | 0
2957 | Synthetic pumped | pumped | 0 | 0 | 0 | 0 | 0 | 0
2957 | Synthetic battery | battery | 0 | 0 | 0 | 0 | 0 | 0
2958 | Synthetic pumped | pumped | 0 | 0 | 0 | 0 | 0 | 0
2958 | Synthetic battery | battery | 0 | 0 | 0 | 0 | 0 | 0
2959 | Synthetic pumped | pumped | 0 | 0 | 0 | 0 | 0 | 0
2959 | Synthetic battery | battery | 0 | 0 | 0 | 0 | 0 | 0
2960 | Synthetic pumped | pumped | 0 | 0 | 0 | 0 | 0 | 0
2960 | Synthetic battery | battery | 0 | 0 | 0 | 0 | 0 | 0
2961 | Synthetic pumped | pumped | 0 | 0 | 0 | 0 | 0 | 0
2961 | Synthetic battery | battery | 0 | 0 | 0 | 0 | 0 | 0
2962 | Synthetic pumped | pumped | 0.67837 | 0 | 0 | 0.61053 | 0.012719 | 0
2962 | Synthetic battery | battery | 0 | 0 | 0 | 0 | 0 | 0
2963 | Synthetic pumped | pumped | 5.7982 | 0 | 0.61053 | 5.8289 | 0.12143 | 0
2963 | Synthetic battery | battery | 0 | 0 | 0 | 0 | 0 | 0
2964 | Synthetic pumped | pumped | 12 | 0 | 5.8289 | 16.6289 | 0.34643 | 0
2964 | Synthetic battery | battery | 1.0684 | 0 | 0 | 0.98506 | 0.049253 | 0
2965 | Synthetic pumped | pumped | 12 | 0 | 16.6289 | 27.4289 | 0.57143 | 0
2965 | Synthetic battery | battery | 0.23157 | 0 | 0.98506 | 1.1986 | 0.059928 | 2.7756e-17
2966 | Synthetic pumped | pumped | 6.7158 | 0 | 27.4289 | 33.4731 | 0.69736 | 3.5527e-15
2966 | Synthetic battery | battery | 0 | 0 | 1.1986 | 1.1986 | 0.059928 | 0
2967 | Synthetic pumped | pumped | 3.4987 | 0 | 33.4731 | 36.6219 | 0.76296 | 2.6645e-15
2967 | Synthetic battery | battery | 0 | 0 | 1.1986 | 1.1986 | 0.059928 | 0
2968 | Synthetic pumped | pumped | 0 | 0 | 36.6219 | 36.6219 | 0.76296 | 0
2968 | Synthetic battery | battery | 0 | 0 | 1.1986 | 1.1986 | 0.059928 | 0
2969 | Synthetic pumped | pumped | 0 | 2.4197 | 36.6219 | 33.9333 | 0.70694 | 1.3323e-15
2969 | Synthetic battery | battery | 0 | 1.105 | 1.1986 | 0 | 0 | 0
2970 | Synthetic pumped | pumped | 0 | 12 | 33.9333 | 20.6 | 0.42917 | 0
2970 | Synthetic battery | battery | 0 | 0 | 0 | 0 | 0 | 0
2971 | Synthetic pumped | pumped | 0 | 12 | 20.6 | 7.2666 | 0.15139 | 0
2971 | Synthetic battery | battery | 0 | 0 | 0 | 0 | 0 | 0
2972 | Synthetic pumped | pumped | 0 | 6.54 | 7.2666 | 0 | 0 | 0
2972 | Synthetic battery | battery | 0 | 0 | 0 | 0 | 0 | 0
2973 | Synthetic pumped | pumped | 0 | 0 | 0 | 0 | 0 | 0
2973 | Synthetic battery | battery | 0 | 0 | 0 | 0 | 0 | 0
2974 | Synthetic pumped | pumped | 0 | 0 | 0 | 0 | 0 | 0
2974 | Synthetic battery | battery | 0 | 0 | 0 | 0 | 0 | 0
2975 | Synthetic pumped | pumped | 0 | 0 | 0 | 0 | 0 | 0
2975 | Synthetic battery | battery | 0 | 0 | 0 | 0 | 0 | 0
2976 | Synthetic pumped | pumped | 0 | 0 | 0 | 0 | 0 | 0
2976 | Synthetic battery | battery | 0 | 0 | 0 | 0 | 0 | 0
2977 | Synthetic pumped | pumped | 0 | 0 | 0 | 0 | 0 | 0
2977 | Synthetic battery | battery | 0 | 0 | 0 | 0 | 0 | 0
2978 | Synthetic pumped | pumped | 0 | 0 | 0 | 0 | 0 | 0
2978 | Synthetic battery | battery | 0 | 0 | 0 | 0 | 0 | 0
2979 | Synthetic pumped | pumped | 0 | 0 | 0 | 0 | 0 | 0
2979 | Synthetic battery | battery | 0 | 0 | 0 | 0 | 0 | 0
2980 | Synthetic pumped | pumped | 0 | 0 | 0 | 0 | 0 | 0
2980 | Synthetic battery | battery | 0 | 0 | 0 | 0 | 0 | 0
2981 | Synthetic pumped | pumped | 0 | 0 | 0 | 0 | 0 | 0
2981 | Synthetic battery | battery | 0 | 0 | 0 | 0 | 0 | 0
2982 | Synthetic pumped | pumped | 0 | 0 | 0 | 0 | 0 | 0
2982 | Synthetic battery | battery | 0 | 0 | 0 | 0 | 0 | 0
2983 | Synthetic pumped | pumped | 0 | 0 | 0 | 0 | 0 | 0
2983 | Synthetic battery | battery | 0 | 0 | 0 | 0 | 0 | 0
2984 | Synthetic pumped | pumped | 0 | 0 | 0 | 0 | 0 | 0
2984 | Synthetic battery | battery | 0 | 0 | 0 | 0 | 0 | 0
2985 | Synthetic pumped | pumped | 4.0311 | 0 | 0 | 3.628 | 0.075583 | 0
2985 | Synthetic battery | battery | 0 | 0 | 0 | 0 | 0 | 0
2986 | Synthetic pumped | pumped | 9.0843 | 0 | 3.628 | 11.8039 | 0.24591 | 0
2986 | Synthetic battery | battery | 0 | 0 | 0 | 0 | 0 | 0
2987 | Synthetic pumped | pumped | 12 | 0 | 11.8039 | 22.6039 | 0.47091 | -1.7764e-15
2987 | Synthetic battery | battery | 9.3003 | 0 | 0 | 8.5745 | 0.42872 | 0
2988 | Synthetic pumped | pumped | 12 | 0 | 22.6039 | 33.4039 | 0.69591 | 3.5527e-15
2988 | Synthetic battery | battery | 9.9033 | 0 | 8.5745 | 17.7049 | 0.88524 | 0
2989 | Synthetic pumped | pumped | 12 | 0 | 33.4039 | 44.2039 | 0.92091 | -3.5527e-15
2989 | Synthetic battery | battery | 2.4894 | 0 | 17.7049 | 20 | 1 | 0
2990 | Synthetic pumped | pumped | 4.2179 | 0 | 44.2039 | 48 | 1 | 0
2990 | Synthetic battery | battery | 0 | 0 | 20 | 20 | 1 | 0
2991 | Synthetic pumped | pumped | 0 | 0 | 48 | 48 | 1 | 0
2991 | Synthetic battery | battery | 0 | 0 | 20 | 20 | 1 | 0
2992 | Synthetic pumped | pumped | 0 | 0 | 48 | 48 | 1 | 0
2992 | Synthetic battery | battery | 0 | 0 | 20 | 20 | 1 | 0
2993 | Synthetic pumped | pumped | 0 | 0 | 48 | 48 | 1 | 0
2993 | Synthetic battery | battery | 0 | 3.0268 | 20 | 16.717 | 0.83585 | 1.7764e-15
2994 | Synthetic pumped | pumped | 0 | 12 | 48 | 34.6667 | 0.72222 | 3.5527e-15
2994 | Synthetic battery | battery | 0 | 10 | 16.717 | 5.8704 | 0.29352 | 0
2995 | Synthetic pumped | pumped | 0 | 12 | 34.6667 | 21.3333 | 0.44444 | 0
2995 | Synthetic battery | battery | 0 | 5.4123 | 5.8704 | 0 | 0 | 0
2996 | Synthetic pumped | pumped | 0 | 12 | 21.3333 | 8 | 0.16667 | 0
2996 | Synthetic battery | battery | 0 | 0 | 0 | 0 | 0 | 0
2997 | Synthetic pumped | pumped | 0 | 7.2 | 8 | 0 | 0 | 0
2997 | Synthetic battery | battery | 0 | 0 | 0 | 0 | 0 | 0
2998 | Synthetic pumped | pumped | 0 | 0 | 0 | 0 | 0 | 0
2998 | Synthetic battery | battery | 0 | 0 | 0 | 0 | 0 | 0
2999 | Synthetic pumped | pumped | 0 | 0 | 0 | 0 | 0 | 0
2999 | Synthetic battery | battery | 0 | 0 | 0 | 0 | 0 | 0
3000 | Synthetic pumped | pumped | 0 | 0 | 0 | 0 | 0 | 0
3000 | Synthetic battery | battery | 0 | 0 | 0 | 0 | 0 | 0
3001 | Synthetic pumped | pumped | 0 | 0 | 0 | 0 | 0 | 0
3001 | Synthetic battery | battery | 0 | 0 | 0 | 0 | 0 | 0
3002 | Synthetic pumped | pumped | 0 | 0 | 0 | 0 | 0 | 0
3002 | Synthetic battery | battery | 0 | 0 | 0 | 0 | 0 | 0
3003 | Synthetic pumped | pumped | 0 | 0 | 0 | 0 | 0 | 0
3003 | Synthetic battery | battery | 0 | 0 | 0 | 0 | 0 | 0
3004 | Synthetic pumped | pumped | 0 | 0 | 0 | 0 | 0 | 0
3004 | Synthetic battery | battery | 0 | 0 | 0 | 0 | 0 | 0
3005 | Synthetic pumped | pumped | 0 | 0 | 0 | 0 | 0 | 0
3005 | Synthetic battery | battery | 0 | 0 | 0 | 0 | 0 | 0
3006 | Synthetic pumped | pumped | 0 | 0 | 0 | 0 | 0 | 0
3006 | Synthetic battery | battery | 0 | 0 | 0 | 0 | 0 | 0
3007 | Synthetic pumped | pumped | 0 | 0 | 0 | 0 | 0 | 0
3007 | Synthetic battery | battery | 0 | 0 | 0 | 0 | 0 | 0
3008 | Synthetic pumped | pumped | 0 | 0 | 0 | 0 | 0 | 0
3008 | Synthetic battery | battery | 0 | 0 | 0 | 0 | 0 | 0
3009 | Synthetic pumped | pumped | 6.2468 | 0 | 0 | 5.6221 | 0.11713 | 0
3009 | Synthetic battery | battery | 0 | 0 | 0 | 0 | 0 | 0
3010 | Synthetic pumped | pumped | 4.4227 | 0 | 5.6221 | 9.6025 | 0.20005 | -4.4409e-16
3010 | Synthetic battery | battery | 0 | 0 | 0 | 0 | 0 | 0
3011 | Synthetic pumped | pumped | 12 | 0 | 9.6025 | 20.4025 | 0.42505 | -1.7764e-15
3011 | Synthetic battery | battery | 0.81119 | 0 | 0 | 0.74788 | 0.037394 | 0
3012 | Synthetic pumped | pumped | 12 | 0 | 20.4025 | 31.2025 | 0.65005 | 0
3012 | Synthetic battery | battery | 5.0868 | 0 | 0.74788 | 5.4376 | 0.27188 | 0
3013 | Synthetic pumped | pumped | 12 | 0 | 31.2025 | 42.0025 | 0.87505 | 0
3013 | Synthetic battery | battery | 3.7871 | 0 | 5.4376 | 8.9292 | 0.44646 | 4.4409e-16
3014 | Synthetic pumped | pumped | 6.6638 | 0 | 42.0025 | 48 | 1 | 0
3014 | Synthetic battery | battery | 4.882 | 0 | 8.9292 | 13.4301 | 0.67151 | 0
3015 | Synthetic pumped | pumped | 0 | 0 | 48 | 48 | 1 | 0
3015 | Synthetic battery | battery | 7.126 | 0 | 13.4301 | 20 | 1 | 0
3016 | Synthetic pumped | pumped | 0 | 0 | 48 | 48 | 1 | 0
3016 | Synthetic battery | battery | 0 | 0 | 20 | 20 | 1 | 0
3017 | Synthetic pumped | pumped | 0 | 0 | 48 | 48 | 1 | 0
3017 | Synthetic battery | battery | 0 | 5.0497 | 20 | 14.5228 | 0.72614 | -8.8818e-16
3018 | Synthetic pumped | pumped | 0 | 12 | 48 | 34.6667 | 0.72222 | 3.5527e-15
3018 | Synthetic battery | battery | 0 | 10 | 14.5228 | 3.6763 | 0.18381 | 0
3019 | Synthetic pumped | pumped | 0 | 12 | 34.6667 | 21.3333 | 0.44444 | 0
3019 | Synthetic battery | battery | 0 | 3.3894 | 3.6763 | 0 | 0 | 0
3020 | Synthetic pumped | pumped | 0 | 12 | 21.3333 | 8 | 0.16667 | 0
3020 | Synthetic battery | battery | 0 | 0 | 0 | 0 | 0 | 0
3021 | Synthetic pumped | pumped | 0 | 7.2 | 8 | 0 | 0 | 0
3021 | Synthetic battery | battery | 0 | 0 | 0 | 0 | 0 | 0
3022 | Synthetic pumped | pumped | 0 | 0 | 0 | 0 | 0 | 0
3022 | Synthetic battery | battery | 0 | 0 | 0 | 0 | 0 | 0
3023 | Synthetic pumped | pumped | 0 | 0 | 0 | 0 | 0 | 0
3023 | Synthetic battery | battery | 0 | 0 | 0 | 0 | 0 | 0
3024 | Synthetic pumped | pumped | 0 | 0 | 0 | 0 | 0 | 0
3024 | Synthetic battery | battery | 0 | 0 | 0 | 0 | 0 | 0
3025 | Synthetic pumped | pumped | 0 | 0 | 0 | 0 | 0 | 0
3025 | Synthetic battery | battery | 0 | 0 | 0 | 0 | 0 | 0
3026 | Synthetic pumped | pumped | 0 | 0 | 0 | 0 | 0 | 0
3026 | Synthetic battery | battery | 0 | 0 | 0 | 0 | 0 | 0
3027 | Synthetic pumped | pumped | 0 | 0 | 0 | 0 | 0 | 0
3027 | Synthetic battery | battery | 0 | 0 | 0 | 0 | 0 | 0
3028 | Synthetic pumped | pumped | 0 | 0 | 0 | 0 | 0 | 0
3028 | Synthetic battery | battery | 0 | 0 | 0 | 0 | 0 | 0
3029 | Synthetic pumped | pumped | 0 | 0 | 0 | 0 | 0 | 0
3029 | Synthetic battery | battery | 0 | 0 | 0 | 0 | 0 | 0
3030 | Synthetic pumped | pumped | 0 | 0 | 0 | 0 | 0 | 0
3030 | Synthetic battery | battery | 0 | 0 | 0 | 0 | 0 | 0
3031 | Synthetic pumped | pumped | 0 | 0 | 0 | 0 | 0 | 0
3031 | Synthetic battery | battery | 0 | 0 | 0 | 0 | 0 | 0
3032 | Synthetic pumped | pumped | 0 | 0 | 0 | 0 | 0 | 0
3032 | Synthetic battery | battery | 0 | 0 | 0 | 0 | 0 | 0
3033 | Synthetic pumped | pumped | 2.1592 | 0 | 0 | 1.9433 | 0.040486 | 0
3033 | Synthetic battery | battery | 0 | 0 | 0 | 0 | 0 | 0
3034 | Synthetic pumped | pumped | 4.6994 | 0 | 1.9433 | 6.1727 | 0.1286 | 0
3034 | Synthetic battery | battery | 0 | 0 | 0 | 0 | 0 | 0
3035 | Synthetic pumped | pumped | 12 | 0 | 6.1727 | 16.9727 | 0.3536 | -1.7764e-15
3035 | Synthetic battery | battery | 5.5168 | 0 | 0 | 5.0862 | 0.25431 | 0
3036 | Synthetic pumped | pumped | 12 | 0 | 16.9727 | 27.7727 | 0.5786 | 0
3036 | Synthetic battery | battery | 7.0521 | 0 | 5.0862 | 11.5879 | 0.5794 | 8.8818e-16
3037 | Synthetic pumped | pumped | 12 | 0 | 27.7727 | 38.5727 | 0.8036 | 0
3037 | Synthetic battery | battery | 5.8196 | 0 | 11.5879 | 16.9533 | 0.84767 | -8.8818e-16
3038 | Synthetic pumped | pumped | 10.4747 | 0 | 38.5727 | 48 | 1 | 0
3038 | Synthetic battery | battery | 1.626 | 0 | 16.9533 | 18.4525 | 0.92262 | -1.1102e-15
3039 | Synthetic pumped | pumped | 0 | 0 | 48 | 48 | 1 | 0
3039 | Synthetic battery | battery | 1.6785 | 0 | 18.4525 | 20 | 1 | 0
3040 | Synthetic pumped | pumped | 0 | 0 | 48 | 48 | 1 | 0
3040 | Synthetic battery | battery | 0 | 0 | 20 | 20 | 1 | 0
3041 | Synthetic pumped | pumped | 0 | 0 | 48 | 48 | 1 | 0
3041 | Synthetic battery | battery | 0 | 5.9841 | 20 | 13.5093 | 0.67546 | -8.8818e-16
3042 | Synthetic pumped | pumped | 0 | 11.0937 | 48 | 35.6737 | 0.7432 | -1.7764e-15
3042 | Synthetic battery | battery | 0 | 10 | 13.5093 | 2.6628 | 0.13314 | 0
3043 | Synthetic pumped | pumped | 0 | 12 | 35.6737 | 22.3404 | 0.46542 | 0
3043 | Synthetic battery | battery | 0 | 2.455 | 2.6628 | 0 | 0 | 0
3044 | Synthetic pumped | pumped | 0 | 12 | 22.3404 | 9.007 | 0.18765 | 0
3044 | Synthetic battery | battery | 0 | 0 | 0 | 0 | 0 | 0
3045 | Synthetic pumped | pumped | 0 | 8.1063 | 9.007 | 0 | 0 | 0
3045 | Synthetic battery | battery | 0 | 0 | 0 | 0 | 0 | 0
3046 | Synthetic pumped | pumped | 0 | 0 | 0 | 0 | 0 | 0
3046 | Synthetic battery | battery | 0 | 0 | 0 | 0 | 0 | 0
3047 | Synthetic pumped | pumped | 0 | 0 | 0 | 0 | 0 | 0
3047 | Synthetic battery | battery | 0 | 0 | 0 | 0 | 0 | 0
3048 | Synthetic pumped | pumped | 0 | 0 | 0 | 0 | 0 | 0
3048 | Synthetic battery | battery | 0 | 0 | 0 | 0 | 0 | 0
3049 | Synthetic pumped | pumped | 0 | 0 | 0 | 0 | 0 | 0
3049 | Synthetic battery | battery | 0 | 0 | 0 | 0 | 0 | 0
3050 | Synthetic pumped | pumped | 0 | 0 | 0 | 0 | 0 | 0
3050 | Synthetic battery | battery | 0 | 0 | 0 | 0 | 0 | 0
3051 | Synthetic pumped | pumped | 0 | 0 | 0 | 0 | 0 | 0
3051 | Synthetic battery | battery | 0 | 0 | 0 | 0 | 0 | 0
3052 | Synthetic pumped | pumped | 0 | 0 | 0 | 0 | 0 | 0
3052 | Synthetic battery | battery | 0 | 0 | 0 | 0 | 0 | 0
3053 | Synthetic pumped | pumped | 0 | 0 | 0 | 0 | 0 | 0
3053 | Synthetic battery | battery | 0 | 0 | 0 | 0 | 0 | 0
3054 | Synthetic pumped | pumped | 0 | 0 | 0 | 0 | 0 | 0
3054 | Synthetic battery | battery | 0 | 0 | 0 | 0 | 0 | 0
3055 | Synthetic pumped | pumped | 0 | 0 | 0 | 0 | 0 | 0
3055 | Synthetic battery | battery | 0 | 0 | 0 | 0 | 0 | 0
3056 | Synthetic pumped | pumped | 0 | 0 | 0 | 0 | 0 | 0
3056 | Synthetic battery | battery | 0 | 0 | 0 | 0 | 0 | 0
3057 | Synthetic pumped | pumped | 3.2135 | 0 | 0 | 2.8921 | 0.060253 | 0
3057 | Synthetic battery | battery | 0 | 0 | 0 | 0 | 0 | 0
3058 | Synthetic pumped | pumped | 5.1984 | 0 | 2.8921 | 7.5707 | 0.15772 | -8.8818e-16
3058 | Synthetic battery | battery | 0 | 0 | 0 | 0 | 0 | 0
3059 | Synthetic pumped | pumped | 11.7053 | 0 | 7.5707 | 18.1055 | 0.3772 | 1.7764e-15
3059 | Synthetic battery | battery | 0 | 0 | 0 | 0 | 0 | 0
3060 | Synthetic pumped | pumped | 12 | 0 | 18.1055 | 28.9055 | 0.6022 | 0
3060 | Synthetic battery | battery | 0.0062998 | 0 | 0 | 0.0058082 | 0.00029041 | 0
3061 | Synthetic pumped | pumped | 12 | 0 | 28.9055 | 39.7055 | 0.8272 | 0
3061 | Synthetic battery | battery | 4.8731 | 0 | 0.0058082 | 4.4985 | 0.22493 | 0
3062 | Synthetic pumped | pumped | 9.2161 | 0 | 39.7055 | 48 | 1 | 0
3062 | Synthetic battery | battery | 1.9199 | 0 | 4.4985 | 6.2686 | 0.31343 | 4.4409e-16
3063 | Synthetic pumped | pumped | 0 | 0 | 48 | 48 | 1 | 0
3063 | Synthetic battery | battery | 2.2359 | 0 | 6.2686 | 8.33 | 0.4165 | 8.8818e-16
3064 | Synthetic pumped | pumped | 0 | 0 | 48 | 48 | 1 | 0
3064 | Synthetic battery | battery | 0 | 0 | 8.33 | 8.33 | 0.4165 | 0
3065 | Synthetic pumped | pumped | 0 | 1.1688 | 48 | 46.7014 | 0.97294 | 0
3065 | Synthetic battery | battery | 0 | 7.6799 | 8.33 | 0 | 0 | 0
3066 | Synthetic pumped | pumped | 0 | 12 | 46.7014 | 33.368 | 0.69517 | -3.5527e-15
3066 | Synthetic battery | battery | 0 | 0 | 0 | 0 | 0 | 0
3067 | Synthetic pumped | pumped | 0 | 12 | 33.368 | 20.0347 | 0.41739 | 0
3067 | Synthetic battery | battery | 0 | 0 | 0 | 0 | 0 | 0
3068 | Synthetic pumped | pumped | 0 | 12 | 20.0347 | 6.7014 | 0.13961 | 0
3068 | Synthetic battery | battery | 0 | 0 | 0 | 0 | 0 | 0
3069 | Synthetic pumped | pumped | 0 | 6.0312 | 6.7014 | 0 | 0 | 0
3069 | Synthetic battery | battery | 0 | 0 | 0 | 0 | 0 | 0
3070 | Synthetic pumped | pumped | 0 | 0 | 0 | 0 | 0 | 0
3070 | Synthetic battery | battery | 0 | 0 | 0 | 0 | 0 | 0
3071 | Synthetic pumped | pumped | 0 | 0 | 0 | 0 | 0 | 0
3071 | Synthetic battery | battery | 0 | 0 | 0 | 0 | 0 | 0
3072 | Synthetic pumped | pumped | 0 | 0 | 0 | 0 | 0 | 0
3072 | Synthetic battery | battery | 0 | 0 | 0 | 0 | 0 | 0
3073 | Synthetic pumped | pumped | 0 | 0 | 0 | 0 | 0 | 0
3073 | Synthetic battery | battery | 0 | 0 | 0 | 0 | 0 | 0
3074 | Synthetic pumped | pumped | 0 | 0 | 0 | 0 | 0 | 0
3074 | Synthetic battery | battery | 0 | 0 | 0 | 0 | 0 | 0
3075 | Synthetic pumped | pumped | 0 | 0 | 0 | 0 | 0 | 0
3075 | Synthetic battery | battery | 0 | 0 | 0 | 0 | 0 | 0
3076 | Synthetic pumped | pumped | 0 | 0 | 0 | 0 | 0 | 0
3076 | Synthetic battery | battery | 0 | 0 | 0 | 0 | 0 | 0
3077 | Synthetic pumped | pumped | 0 | 0 | 0 | 0 | 0 | 0
3077 | Synthetic battery | battery | 0 | 0 | 0 | 0 | 0 | 0
3078 | Synthetic pumped | pumped | 0 | 0 | 0 | 0 | 0 | 0
3078 | Synthetic battery | battery | 0 | 0 | 0 | 0 | 0 | 0
3079 | Synthetic pumped | pumped | 0 | 0 | 0 | 0 | 0 | 0
3079 | Synthetic battery | battery | 0 | 0 | 0 | 0 | 0 | 0
3080 | Synthetic pumped | pumped | 0 | 0 | 0 | 0 | 0 | 0
3080 | Synthetic battery | battery | 0 | 0 | 0 | 0 | 0 | 0
3081 | Synthetic pumped | pumped | 0 | 0 | 0 | 0 | 0 | 0
3081 | Synthetic battery | battery | 0 | 0 | 0 | 0 | 0 | 0
3082 | Synthetic pumped | pumped | 2.53 | 0 | 0 | 2.277 | 0.047438 | 0
3082 | Synthetic battery | battery | 0 | 0 | 0 | 0 | 0 | 0
3083 | Synthetic pumped | pumped | 6.8484 | 0 | 2.277 | 8.4406 | 0.17584 | 8.8818e-16
3083 | Synthetic battery | battery | 0 | 0 | 0 | 0 | 0 | 0
3084 | Synthetic pumped | pumped | 12 | 0 | 8.4406 | 19.2406 | 0.40084 | 0
3084 | Synthetic battery | battery | 0.4501 | 0 | 0 | 0.41497 | 0.020749 | 0
3085 | Synthetic pumped | pumped | 3.982 | 0 | 19.2406 | 22.8243 | 0.47551 | -8.8818e-16
3085 | Synthetic battery | battery | 0 | 0 | 0.41497 | 0.41497 | 0.020749 | 0
3086 | Synthetic pumped | pumped | 11.1354 | 0 | 22.8243 | 32.8461 | 0.68429 | -1.7764e-15
3086 | Synthetic battery | battery | 0 | 0 | 0.41497 | 0.41497 | 0.020749 | 0
3087 | Synthetic pumped | pumped | 4.7806 | 0 | 32.8461 | 37.1487 | 0.77393 | 8.8818e-16
3087 | Synthetic battery | battery | 0 | 0 | 0.41497 | 0.41497 | 0.020749 | 0
3088 | Synthetic pumped | pumped | 0 | 0 | 37.1487 | 37.1487 | 0.77393 | 0
3088 | Synthetic battery | battery | 0 | 0 | 0.41497 | 0.41497 | 0.020749 | 0
3089 | Synthetic pumped | pumped | 0 | 7.7012 | 37.1487 | 28.5919 | 0.59566 | -1.7764e-15
3089 | Synthetic battery | battery | 0 | 0.38259 | 0.41497 | 0 | 0 | 0
3090 | Synthetic pumped | pumped | 0 | 12 | 28.5919 | 15.2585 | 0.31789 | 0
3090 | Synthetic battery | battery | 0 | 0 | 0 | 0 | 0 | 0
3091 | Synthetic pumped | pumped | 0 | 12 | 15.2585 | 1.9252 | 0.040108 | 0
3091 | Synthetic battery | battery | 0 | 0 | 0 | 0 | 0 | 0
3092 | Synthetic pumped | pumped | 0 | 1.7327 | 1.9252 | 0 | 0 | 0
3092 | Synthetic battery | battery | 0 | 0 | 0 | 0 | 0 | 0
3093 | Synthetic pumped | pumped | 0 | 0 | 0 | 0 | 0 | 0
3093 | Synthetic battery | battery | 0 | 0 | 0 | 0 | 0 | 0
3094 | Synthetic pumped | pumped | 0 | 0 | 0 | 0 | 0 | 0
3094 | Synthetic battery | battery | 0 | 0 | 0 | 0 | 0 | 0
3095 | Synthetic pumped | pumped | 0 | 0 | 0 | 0 | 0 | 0
3095 | Synthetic battery | battery | 0 | 0 | 0 | 0 | 0 | 0
3096 | Synthetic pumped | pumped | 0 | 0 | 0 | 0 | 0 | 0
3096 | Synthetic battery | battery | 0 | 0 | 0 | 0 | 0 | 0
3097 | Synthetic pumped | pumped | 0 | 0 | 0 | 0 | 0 | 0
3097 | Synthetic battery | battery | 0 | 0 | 0 | 0 | 0 | 0
3098 | Synthetic pumped | pumped | 0 | 0 | 0 | 0 | 0 | 0
3098 | Synthetic battery | battery | 0 | 0 | 0 | 0 | 0 | 0
3099 | Synthetic pumped | pumped | 0 | 0 | 0 | 0 | 0 | 0
3099 | Synthetic battery | battery | 0 | 0 | 0 | 0 | 0 | 0
3100 | Synthetic pumped | pumped | 0 | 0 | 0 | 0 | 0 | 0
3100 | Synthetic battery | battery | 0 | 0 | 0 | 0 | 0 | 0
3101 | Synthetic pumped | pumped | 0 | 0 | 0 | 0 | 0 | 0
3101 | Synthetic battery | battery | 0 | 0 | 0 | 0 | 0 | 0
3102 | Synthetic pumped | pumped | 0 | 0 | 0 | 0 | 0 | 0
3102 | Synthetic battery | battery | 0 | 0 | 0 | 0 | 0 | 0
3103 | Synthetic pumped | pumped | 0 | 0 | 0 | 0 | 0 | 0
3103 | Synthetic battery | battery | 0 | 0 | 0 | 0 | 0 | 0
3104 | Synthetic pumped | pumped | 0 | 0 | 0 | 0 | 0 | 0
3104 | Synthetic battery | battery | 0 | 0 | 0 | 0 | 0 | 0
3105 | Synthetic pumped | pumped | 0 | 0 | 0 | 0 | 0 | 0
3105 | Synthetic battery | battery | 0 | 0 | 0 | 0 | 0 | 0
3106 | Synthetic pumped | pumped | 6.9913 | 0 | 0 | 6.2922 | 0.13109 | 0
3106 | Synthetic battery | battery | 0 | 0 | 0 | 0 | 0 | 0
3107 | Synthetic pumped | pumped | 10.9572 | 0 | 6.2922 | 16.1537 | 0.33653 | -1.7764e-15
3107 | Synthetic battery | battery | 0 | 0 | 0 | 0 | 0 | 0
3108 | Synthetic pumped | pumped | 12 | 0 | 16.1537 | 26.9537 | 0.56153 | 0
3108 | Synthetic battery | battery | 3.4919 | 0 | 0 | 3.2194 | 0.16097 | 0
3109 | Synthetic pumped | pumped | 12 | 0 | 26.9537 | 37.7537 | 0.78653 | 0
3109 | Synthetic battery | battery | 2.2442 | 0 | 3.2194 | 5.2884 | 0.26442 | -4.4409e-16
3110 | Synthetic pumped | pumped | 10.0797 | 0 | 37.7537 | 46.8254 | 0.97553 | 0
3110 | Synthetic battery | battery | 0 | 0 | 5.2884 | 5.2884 | 0.26442 | 0
3111 | Synthetic pumped | pumped | 0 | 0 | 46.8254 | 46.8254 | 0.97553 | 0
3111 | Synthetic battery | battery | 0 | 0 | 5.2884 | 5.2884 | 0.26442 | 0
3112 | Synthetic pumped | pumped | 0 | 0 | 46.8254 | 46.8254 | 0.97553 | 0
3112 | Synthetic battery | battery | 0 | 0 | 5.2884 | 5.2884 | 0.26442 | 0
3113 | Synthetic pumped | pumped | 0 | 1.8751 | 46.8254 | 44.7419 | 0.93212 | 2.6645e-15
3113 | Synthetic battery | battery | 0 | 4.8757 | 5.2884 | 0 | 0 | 0
3114 | Synthetic pumped | pumped | 0 | 12 | 44.7419 | 31.4086 | 0.65435 | 0
3114 | Synthetic battery | battery | 0 | 0 | 0 | 0 | 0 | 0
3115 | Synthetic pumped | pumped | 0 | 12 | 31.4086 | 18.0753 | 0.37657 | 0
3115 | Synthetic battery | battery | 0 | 0 | 0 | 0 | 0 | 0
3116 | Synthetic pumped | pumped | 0 | 12 | 18.0753 | 4.7419 | 0.09879 | 0
3116 | Synthetic battery | battery | 0 | 0 | 0 | 0 | 0 | 0
3117 | Synthetic pumped | pumped | 0 | 4.2677 | 4.7419 | 0 | 0 | 0
3117 | Synthetic battery | battery | 0 | 0 | 0 | 0 | 0 | 0
3118 | Synthetic pumped | pumped | 0 | 0 | 0 | 0 | 0 | 0
3118 | Synthetic battery | battery | 0 | 0 | 0 | 0 | 0 | 0
3119 | Synthetic pumped | pumped | 0 | 0 | 0 | 0 | 0 | 0
3119 | Synthetic battery | battery | 0 | 0 | 0 | 0 | 0 | 0
3120 | Synthetic pumped | pumped | 0 | 0 | 0 | 0 | 0 | 0
3120 | Synthetic battery | battery | 0 | 0 | 0 | 0 | 0 | 0
3121 | Synthetic pumped | pumped | 0 | 0 | 0 | 0 | 0 | 0
3121 | Synthetic battery | battery | 0 | 0 | 0 | 0 | 0 | 0
3122 | Synthetic pumped | pumped | 0 | 0 | 0 | 0 | 0 | 0
3122 | Synthetic battery | battery | 0 | 0 | 0 | 0 | 0 | 0
3123 | Synthetic pumped | pumped | 0 | 0 | 0 | 0 | 0 | 0
3123 | Synthetic battery | battery | 0 | 0 | 0 | 0 | 0 | 0
3124 | Synthetic pumped | pumped | 0 | 0 | 0 | 0 | 0 | 0
3124 | Synthetic battery | battery | 0 | 0 | 0 | 0 | 0 | 0
3125 | Synthetic pumped | pumped | 0 | 0 | 0 | 0 | 0 | 0
3125 | Synthetic battery | battery | 0 | 0 | 0 | 0 | 0 | 0
3126 | Synthetic pumped | pumped | 0 | 0 | 0 | 0 | 0 | 0
3126 | Synthetic battery | battery | 0 | 0 | 0 | 0 | 0 | 0
3127 | Synthetic pumped | pumped | 0 | 0 | 0 | 0 | 0 | 0
3127 | Synthetic battery | battery | 0 | 0 | 0 | 0 | 0 | 0
3128 | Synthetic pumped | pumped | 0 | 0 | 0 | 0 | 0 | 0
3128 | Synthetic battery | battery | 0 | 0 | 0 | 0 | 0 | 0
3129 | Synthetic pumped | pumped | 0 | 0 | 0 | 0 | 0 | 0
3129 | Synthetic battery | battery | 0 | 0 | 0 | 0 | 0 | 0
3130 | Synthetic pumped | pumped | 4.6764 | 0 | 0 | 4.2088 | 0.087682 | 0
3130 | Synthetic battery | battery | 0 | 0 | 0 | 0 | 0 | 0
3131 | Synthetic pumped | pumped | 10.4689 | 0 | 4.2088 | 13.6308 | 0.28397 | 0
3131 | Synthetic battery | battery | 0 | 0 | 0 | 0 | 0 | 0
3132 | Synthetic pumped | pumped | 7.1268 | 0 | 13.6308 | 20.0449 | 0.4176 | -8.8818e-16
3132 | Synthetic battery | battery | 0 | 0 | 0 | 0 | 0 | 0
3133 | Synthetic pumped | pumped | 12 | 0 | 20.0449 | 30.8449 | 0.6426 | 0
3133 | Synthetic battery | battery | 4.1268 | 0 | 0 | 3.8047 | 0.19024 | 0
3134 | Synthetic pumped | pumped | 10.1541 | 0 | 30.8449 | 39.9836 | 0.83299 | 0
3134 | Synthetic battery | battery | 0 | 0 | 3.8047 | 3.8047 | 0.19024 | 0
3135 | Synthetic pumped | pumped | 3.0837 | 0 | 39.9836 | 42.7589 | 0.89081 | -3.1086e-15
3135 | Synthetic battery | battery | 0 | 0 | 3.8047 | 3.8047 | 0.19024 | 0
3136 | Synthetic pumped | pumped | 0 | 0 | 42.7589 | 42.7589 | 0.89081 | 0
3136 | Synthetic battery | battery | 0 | 0 | 3.8047 | 3.8047 | 0.19024 | 0
3137 | Synthetic pumped | pumped | 0 | 2.4802 | 42.7589 | 40.0032 | 0.8334 | 0
3137 | Synthetic battery | battery | 0 | 3.5078 | 3.8047 | 0 | 0 | 0
3138 | Synthetic pumped | pumped | 0 | 12 | 40.0032 | 26.6698 | 0.55562 | 0
3138 | Synthetic battery | battery | 0 | 0 | 0 | 0 | 0 | 0
3139 | Synthetic pumped | pumped | 0 | 12 | 26.6698 | 13.3365 | 0.27784 | 0
3139 | Synthetic battery | battery | 0 | 0 | 0 | 0 | 0 | 0
3140 | Synthetic pumped | pumped | 0 | 12 | 13.3365 | 0.0031783 | 6.6214e-05 | 0
3140 | Synthetic battery | battery | 0 | 0 | 0 | 0 | 0 | 0
3141 | Synthetic pumped | pumped | 0 | 0.0028605 | 0.0031783 | 0 | 0 | 0
3141 | Synthetic battery | battery | 0 | 0 | 0 | 0 | 0 | 0
3142 | Synthetic pumped | pumped | 0 | 0 | 0 | 0 | 0 | 0
3142 | Synthetic battery | battery | 0 | 0 | 0 | 0 | 0 | 0
3143 | Synthetic pumped | pumped | 0 | 0 | 0 | 0 | 0 | 0
3143 | Synthetic battery | battery | 0 | 0 | 0 | 0 | 0 | 0
3144 | Synthetic pumped | pumped | 0 | 0 | 0 | 0 | 0 | 0
3144 | Synthetic battery | battery | 0 | 0 | 0 | 0 | 0 | 0
3145 | Synthetic pumped | pumped | 0 | 0 | 0 | 0 | 0 | 0
3145 | Synthetic battery | battery | 0 | 0 | 0 | 0 | 0 | 0
3146 | Synthetic pumped | pumped | 0 | 0 | 0 | 0 | 0 | 0
3146 | Synthetic battery | battery | 0 | 0 | 0 | 0 | 0 | 0
3147 | Synthetic pumped | pumped | 0 | 0 | 0 | 0 | 0 | 0
3147 | Synthetic battery | battery | 0 | 0 | 0 | 0 | 0 | 0
3148 | Synthetic pumped | pumped | 0 | 0 | 0 | 0 | 0 | 0
3148 | Synthetic battery | battery | 0 | 0 | 0 | 0 | 0 | 0
3149 | Synthetic pumped | pumped | 0 | 0 | 0 | 0 | 0 | 0
3149 | Synthetic battery | battery | 0 | 0 | 0 | 0 | 0 | 0
3150 | Synthetic pumped | pumped | 0 | 0 | 0 | 0 | 0 | 0
3150 | Synthetic battery | battery | 0 | 0 | 0 | 0 | 0 | 0
3151 | Synthetic pumped | pumped | 0 | 0 | 0 | 0 | 0 | 0
3151 | Synthetic battery | battery | 0 | 0 | 0 | 0 | 0 | 0
3152 | Synthetic pumped | pumped | 0 | 0 | 0 | 0 | 0 | 0
3152 | Synthetic battery | battery | 0 | 0 | 0 | 0 | 0 | 0
3153 | Synthetic pumped | pumped | 5.1111 | 0 | 0 | 4.6 | 0.095834 | 0
3153 | Synthetic battery | battery | 0 | 0 | 0 | 0 | 0 | 0
3154 | Synthetic pumped | pumped | 8.338 | 0 | 4.6 | 12.1042 | 0.25217 | -8.8818e-16
3154 | Synthetic battery | battery | 0 | 0 | 0 | 0 | 0 | 0
3155 | Synthetic pumped | pumped | 12 | 0 | 12.1042 | 22.9042 | 0.47717 | 0
3155 | Synthetic battery | battery | 7.8421 | 0 | 0 | 7.2301 | 0.3615 | 0
3156 | Synthetic pumped | pumped | 9.5016 | 0 | 22.9042 | 31.4557 | 0.65533 | 0
3156 | Synthetic battery | battery | 0 | 0 | 7.2301 | 7.2301 | 0.3615 | 0
3157 | Synthetic pumped | pumped | 12 | 0 | 31.4557 | 42.2557 | 0.88033 | 0
3157 | Synthetic battery | battery | 6.4782 | 0 | 7.2301 | 13.2027 | 0.66014 | 8.8818e-16
3158 | Synthetic pumped | pumped | 6.3826 | 0 | 42.2557 | 48 | 1 | 0
3158 | Synthetic battery | battery | 7.3727 | 0 | 13.2027 | 20 | 1 | 0
3159 | Synthetic pumped | pumped | 0 | 0 | 48 | 48 | 1 | 0
3159 | Synthetic battery | battery | 0 | 0 | 20 | 20 | 1 | 0
3160 | Synthetic pumped | pumped | 0 | 0 | 48 | 48 | 1 | 0
3160 | Synthetic battery | battery | 0 | 0 | 20 | 20 | 1 | 0
3161 | Synthetic pumped | pumped | 0 | 0 | 48 | 48 | 1 | 0
3161 | Synthetic battery | battery | 0 | 3.1511 | 20 | 16.5822 | 0.82911 | 1.7764e-15
3162 | Synthetic pumped | pumped | 0 | 12 | 48 | 34.6667 | 0.72222 | 3.5527e-15
3162 | Synthetic battery | battery | 0 | 10 | 16.5822 | 5.7357 | 0.28678 | 0
3163 | Synthetic pumped | pumped | 0 | 12 | 34.6667 | 21.3333 | 0.44444 | 0
3163 | Synthetic battery | battery | 0 | 5.288 | 5.7357 | -8.8818e-16 | -4.4409e-17 | 0
3164 | Synthetic pumped | pumped | 0 | 12 | 21.3333 | 8 | 0.16667 | 0
3164 | Synthetic battery | battery | 0 | -8.1886e-16 | -8.8818e-16 | 0 | 0 | 0
3165 | Synthetic pumped | pumped | 0 | 7.2 | 8 | 0 | 0 | 0
3165 | Synthetic battery | battery | 0 | 0 | 0 | 0 | 0 | 0
3166 | Synthetic pumped | pumped | 0 | 0 | 0 | 0 | 0 | 0
3166 | Synthetic battery | battery | 0 | 0 | 0 | 0 | 0 | 0
3167 | Synthetic pumped | pumped | 0 | 0 | 0 | 0 | 0 | 0
3167 | Synthetic battery | battery | 0 | 0 | 0 | 0 | 0 | 0
3168 | Synthetic pumped | pumped | 0 | 0 | 0 | 0 | 0 | 0
3168 | Synthetic battery | battery | 0 | 0 | 0 | 0 | 0 | 0
3169 | Synthetic pumped | pumped | 0 | 0 | 0 | 0 | 0 | 0
3169 | Synthetic battery | battery | 0 | 0 | 0 | 0 | 0 | 0
3170 | Synthetic pumped | pumped | 0 | 0 | 0 | 0 | 0 | 0
3170 | Synthetic battery | battery | 0 | 0 | 0 | 0 | 0 | 0
3171 | Synthetic pumped | pumped | 0 | 0 | 0 | 0 | 0 | 0
3171 | Synthetic battery | battery | 0 | 0 | 0 | 0 | 0 | 0
3172 | Synthetic pumped | pumped | 0 | 0 | 0 | 0 | 0 | 0
3172 | Synthetic battery | battery | 0 | 0 | 0 | 0 | 0 | 0
3173 | Synthetic pumped | pumped | 0 | 0 | 0 | 0 | 0 | 0
3173 | Synthetic battery | battery | 0 | 0 | 0 | 0 | 0 | 0
3174 | Synthetic pumped | pumped | 0 | 0 | 0 | 0 | 0 | 0
3174 | Synthetic battery | battery | 0 | 0 | 0 | 0 | 0 | 0
3175 | Synthetic pumped | pumped | 0 | 0 | 0 | 0 | 0 | 0
3175 | Synthetic battery | battery | 0 | 0 | 0 | 0 | 0 | 0
3176 | Synthetic pumped | pumped | 0 | 0 | 0 | 0 | 0 | 0
3176 | Synthetic battery | battery | 0 | 0 | 0 | 0 | 0 | 0
3177 | Synthetic pumped | pumped | 6.2428 | 0 | 0 | 5.6185 | 0.11705 | 0
3177 | Synthetic battery | battery | 0 | 0 | 0 | 0 | 0 | 0
3178 | Synthetic pumped | pumped | 9.3694 | 0 | 5.6185 | 14.051 | 0.29273 | 0
3178 | Synthetic battery | battery | 0 | 0 | 0 | 0 | 0 | 0
3179 | Synthetic pumped | pumped | 12 | 0 | 14.051 | 24.851 | 0.51773 | 1.7764e-15
3179 | Synthetic battery | battery | 5.994 | 0 | 0 | 5.5262 | 0.27631 | 0
3180 | Synthetic pumped | pumped | 12 | 0 | 24.851 | 35.651 | 0.74273 | -3.5527e-15
3180 | Synthetic battery | battery | 0.79468 | 0 | 5.5262 | 6.2589 | 0.31294 | 3.3307e-16
3181 | Synthetic pumped | pumped | 12 | 0 | 35.651 | 46.451 | 0.96773 | -3.5527e-15
3181 | Synthetic battery | battery | 8.9106 | 0 | 6.2589 | 14.4741 | 0.7237 | 0
3182 | Synthetic pumped | pumped | 1.7211 | 0 | 46.451 | 48 | 1 | 0
3182 | Synthetic battery | battery | 5.9937 | 0 | 14.4741 | 20 | 1 | 0
3183 | Synthetic pumped | pumped | 0 | 0 | 48 | 48 | 1 | 0
3183 | Synthetic battery | battery | 0 | 0 | 20 | 20 | 1 | 0
3184 | Synthetic pumped | pumped | 0 | 0 | 48 | 48 | 1 | 0
3184 | Synthetic battery | battery | 0 | 0 | 20 | 20 | 1 | 0
3185 | Synthetic pumped | pumped | 0 | 0 | 48 | 48 | 1 | 0
3185 | Synthetic battery | battery | 0 | 0 | 20 | 20 | 1 | 0
3186 | Synthetic pumped | pumped | 0 | 1.1301 | 48 | 46.7443 | 0.97384 | -3.1086e-15
3186 | Synthetic battery | battery | 0 | 10 | 20 | 9.1535 | 0.45767 | 0
3187 | Synthetic pumped | pumped | 0 | 11.1002 | 46.7443 | 34.4107 | 0.71689 | 0
3187 | Synthetic battery | battery | 0 | 8.4391 | 9.1535 | 0 | 0 | 0
3188 | Synthetic pumped | pumped | 0 | 12 | 34.4107 | 21.0774 | 0.43911 | 0
3188 | Synthetic battery | battery | 0 | 0 | 0 | 0 | 0 | 0
3189 | Synthetic pumped | pumped | 0 | 12 | 21.0774 | 7.744 | 0.16133 | 0
3189 | Synthetic battery | battery | 0 | 0 | 0 | 0 | 0 | 0
3190 | Synthetic pumped | pumped | 0 | 6.9696 | 7.744 | 0 | 0 | 0
3190 | Synthetic battery | battery | 0 | 0 | 0 | 0 | 0 | 0
3191 | Synthetic pumped | pumped | 0 | 0 | 0 | 0 | 0 | 0
3191 | Synthetic battery | battery | 0 | 0 | 0 | 0 | 0 | 0
3192 | Synthetic pumped | pumped | 0 | 0 | 0 | 0 | 0 | 0
3192 | Synthetic battery | battery | 0 | 0 | 0 | 0 | 0 | 0
3193 | Synthetic pumped | pumped | 0 | 0 | 0 | 0 | 0 | 0
3193 | Synthetic battery | battery | 0 | 0 | 0 | 0 | 0 | 0
3194 | Synthetic pumped | pumped | 0 | 0 | 0 | 0 | 0 | 0
3194 | Synthetic battery | battery | 0 | 0 | 0 | 0 | 0 | 0
3195 | Synthetic pumped | pumped | 0 | 0 | 0 | 0 | 0 | 0
3195 | Synthetic battery | battery | 0 | 0 | 0 | 0 | 0 | 0
3196 | Synthetic pumped | pumped | 0 | 0 | 0 | 0 | 0 | 0
3196 | Synthetic battery | battery | 0 | 0 | 0 | 0 | 0 | 0
3197 | Synthetic pumped | pumped | 0 | 0 | 0 | 0 | 0 | 0
3197 | Synthetic battery | battery | 0 | 0 | 0 | 0 | 0 | 0
3198 | Synthetic pumped | pumped | 0 | 0 | 0 | 0 | 0 | 0
3198 | Synthetic battery | battery | 0 | 0 | 0 | 0 | 0 | 0
3199 | Synthetic pumped | pumped | 0 | 0 | 0 | 0 | 0 | 0
3199 | Synthetic battery | battery | 0 | 0 | 0 | 0 | 0 | 0
3200 | Synthetic pumped | pumped | 0 | 0 | 0 | 0 | 0 | 0
3200 | Synthetic battery | battery | 0 | 0 | 0 | 0 | 0 | 0
3201 | Synthetic pumped | pumped | 0 | 0 | 0 | 0 | 0 | 0
3201 | Synthetic battery | battery | 0 | 0 | 0 | 0 | 0 | 0
3202 | Synthetic pumped | pumped | 0 | 0 | 0 | 0 | 0 | 0
3202 | Synthetic battery | battery | 0 | 0 | 0 | 0 | 0 | 0
3203 | Synthetic pumped | pumped | 3.0494 | 0 | 0 | 2.7444 | 0.057175 | 0
3203 | Synthetic battery | battery | 0 | 0 | 0 | 0 | 0 | 0
3204 | Synthetic pumped | pumped | 6.7212 | 0 | 2.7444 | 8.7935 | 0.1832 | 0
3204 | Synthetic battery | battery | 0 | 0 | 0 | 0 | 0 | 0
3205 | Synthetic pumped | pumped | 3.9782 | 0 | 8.7935 | 12.3738 | 0.25779 | -4.4409e-16
3205 | Synthetic battery | battery | 0 | 0 | 0 | 0 | 0 | 0
3206 | Synthetic pumped | pumped | 3.2774 | 0 | 12.3738 | 15.3235 | 0.31924 | -4.4409e-16
3206 | Synthetic battery | battery | 0 | 0 | 0 | 0 | 0 | 0
3207 | Synthetic pumped | pumped | 0 | 0 | 15.3235 | 15.3235 | 0.31924 | 0
3207 | Synthetic battery | battery | 0 | 0 | 0 | 0 | 0 | 0
3208 | Synthetic pumped | pumped | 0 | 0 | 15.3235 | 15.3235 | 0.31924 | 0
3208 | Synthetic battery | battery | 0 | 0 | 0 | 0 | 0 | 0
3209 | Synthetic pumped | pumped | 0 | 4.5374 | 15.3235 | 10.282 | 0.21421 | -8.8818e-16
3209 | Synthetic battery | battery | 0 | 0 | 0 | 0 | 0 | 0
3210 | Synthetic pumped | pumped | 0 | 9.2538 | 10.282 | 0 | 0 | 0
3210 | Synthetic battery | battery | 0 | 0 | 0 | 0 | 0 | 0
3211 | Synthetic pumped | pumped | 0 | 0 | 0 | 0 | 0 | 0
3211 | Synthetic battery | battery | 0 | 0 | 0 | 0 | 0 | 0
3212 | Synthetic pumped | pumped | 0 | 0 | 0 | 0 | 0 | 0
3212 | Synthetic battery | battery | 0 | 0 | 0 | 0 | 0 | 0
3213 | Synthetic pumped | pumped | 0 | 0 | 0 | 0 | 0 | 0
3213 | Synthetic battery | battery | 0 | 0 | 0 | 0 | 0 | 0
3214 | Synthetic pumped | pumped | 0 | 0 | 0 | 0 | 0 | 0
3214 | Synthetic battery | battery | 0 | 0 | 0 | 0 | 0 | 0
3215 | Synthetic pumped | pumped | 0 | 0 | 0 | 0 | 0 | 0
3215 | Synthetic battery | battery | 0 | 0 | 0 | 0 | 0 | 0
3216 | Synthetic pumped | pumped | 0 | 0 | 0 | 0 | 0 | 0
3216 | Synthetic battery | battery | 0 | 0 | 0 | 0 | 0 | 0
3217 | Synthetic pumped | pumped | 0 | 0 | 0 | 0 | 0 | 0
3217 | Synthetic battery | battery | 0 | 0 | 0 | 0 | 0 | 0
3218 | Synthetic pumped | pumped | 0 | 0 | 0 | 0 | 0 | 0
3218 | Synthetic battery | battery | 0 | 0 | 0 | 0 | 0 | 0
3219 | Synthetic pumped | pumped | 0 | 0 | 0 | 0 | 0 | 0
3219 | Synthetic battery | battery | 0 | 0 | 0 | 0 | 0 | 0
3220 | Synthetic pumped | pumped | 0 | 0 | 0 | 0 | 0 | 0
3220 | Synthetic battery | battery | 0 | 0 | 0 | 0 | 0 | 0
3221 | Synthetic pumped | pumped | 0 | 0 | 0 | 0 | 0 | 0
3221 | Synthetic battery | battery | 0 | 0 | 0 | 0 | 0 | 0
3222 | Synthetic pumped | pumped | 0 | 0 | 0 | 0 | 0 | 0
3222 | Synthetic battery | battery | 0 | 0 | 0 | 0 | 0 | 0
3223 | Synthetic pumped | pumped | 0 | 0 | 0 | 0 | 0 | 0
3223 | Synthetic battery | battery | 0 | 0 | 0 | 0 | 0 | 0
3224 | Synthetic pumped | pumped | 0 | 0 | 0 | 0 | 0 | 0
3224 | Synthetic battery | battery | 0 | 0 | 0 | 0 | 0 | 0
3225 | Synthetic pumped | pumped | 0 | 0 | 0 | 0 | 0 | 0
3225 | Synthetic battery | battery | 0 | 0 | 0 | 0 | 0 | 0
3226 | Synthetic pumped | pumped | 0 | 0 | 0 | 0 | 0 | 0
3226 | Synthetic battery | battery | 0 | 0 | 0 | 0 | 0 | 0
3227 | Synthetic pumped | pumped | 7.1938 | 0 | 0 | 6.4744 | 0.13488 | 0
3227 | Synthetic battery | battery | 0 | 0 | 0 | 0 | 0 | 0
3228 | Synthetic pumped | pumped | 12 | 0 | 6.4744 | 17.2744 | 0.35988 | 0
3228 | Synthetic battery | battery | 2.1607 | 0 | 0 | 1.9921 | 0.099605 | 0
3229 | Synthetic pumped | pumped | 12 | 0 | 17.2744 | 28.0744 | 0.58488 | 0
3229 | Synthetic battery | battery | 0.25228 | 0 | 1.9921 | 2.2247 | 0.11123 | 5.5511e-17
3230 | Synthetic pumped | pumped | 10.3436 | 0 | 28.0744 | 37.3836 | 0.77882 | 0
3230 | Synthetic battery | battery | 0 | 0 | 2.2247 | 2.2247 | 0.11123 | 0
3231 | Synthetic pumped | pumped | 2.5576 | 0 | 37.3836 | 39.6854 | 0.82678 | 2.6645e-15
3231 | Synthetic battery | battery | 0 | 0 | 2.2247 | 2.2247 | 0.11123 | 0
3232 | Synthetic pumped | pumped | 0 | 0 | 39.6854 | 39.6854 | 0.82678 | 0
3232 | Synthetic battery | battery | 0 | 0 | 2.2247 | 2.2247 | 0.11123 | 0
3233 | Synthetic pumped | pumped | 0 | 2.9675 | 39.6854 | 36.3882 | 0.75809 | -1.7764e-15
3233 | Synthetic battery | battery | 0 | 2.0511 | 2.2247 | 4.4409e-16 | 2.2204e-17 | 0
3234 | Synthetic pumped | pumped | 0 | 12 | 36.3882 | 23.0549 | 0.48031 | 0
3234 | Synthetic battery | battery | 0 | 4.0943e-16 | 4.4409e-16 | 0 | 0 | 0
3235 | Synthetic pumped | pumped | 0 | 12 | 23.0549 | 9.7216 | 0.20253 | 0
3235 | Synthetic battery | battery | 0 | 0 | 0 | 0 | 0 | 0
3236 | Synthetic pumped | pumped | 0 | 8.7494 | 9.7216 | 0 | 0 | 0
3236 | Synthetic battery | battery | 0 | 0 | 0 | 0 | 0 | 0
3237 | Synthetic pumped | pumped | 0 | 0 | 0 | 0 | 0 | 0
3237 | Synthetic battery | battery | 0 | 0 | 0 | 0 | 0 | 0
3238 | Synthetic pumped | pumped | 0 | 0 | 0 | 0 | 0 | 0
3238 | Synthetic battery | battery | 0 | 0 | 0 | 0 | 0 | 0
3239 | Synthetic pumped | pumped | 0 | 0 | 0 | 0 | 0 | 0
3239 | Synthetic battery | battery | 0 | 0 | 0 | 0 | 0 | 0
3240 | Synthetic pumped | pumped | 0 | 0 | 0 | 0 | 0 | 0
3240 | Synthetic battery | battery | 0 | 0 | 0 | 0 | 0 | 0
3241 | Synthetic pumped | pumped | 0 | 0 | 0 | 0 | 0 | 0
3241 | Synthetic battery | battery | 0 | 0 | 0 | 0 | 0 | 0
3242 | Synthetic pumped | pumped | 0 | 0 | 0 | 0 | 0 | 0
3242 | Synthetic battery | battery | 0 | 0 | 0 | 0 | 0 | 0
3243 | Synthetic pumped | pumped | 0 | 0 | 0 | 0 | 0 | 0
3243 | Synthetic battery | battery | 0 | 0 | 0 | 0 | 0 | 0
3244 | Synthetic pumped | pumped | 0 | 0 | 0 | 0 | 0 | 0
3244 | Synthetic battery | battery | 0 | 0 | 0 | 0 | 0 | 0
3245 | Synthetic pumped | pumped | 0 | 0 | 0 | 0 | 0 | 0
3245 | Synthetic battery | battery | 0 | 0 | 0 | 0 | 0 | 0
3246 | Synthetic pumped | pumped | 0 | 0 | 0 | 0 | 0 | 0
3246 | Synthetic battery | battery | 0 | 0 | 0 | 0 | 0 | 0
3247 | Synthetic pumped | pumped | 0 | 0 | 0 | 0 | 0 | 0
3247 | Synthetic battery | battery | 0 | 0 | 0 | 0 | 0 | 0
3248 | Synthetic pumped | pumped | 0 | 0 | 0 | 0 | 0 | 0
3248 | Synthetic battery | battery | 0 | 0 | 0 | 0 | 0 | 0
3249 | Synthetic pumped | pumped | 0 | 0 | 0 | 0 | 0 | 0
3249 | Synthetic battery | battery | 0 | 0 | 0 | 0 | 0 | 0
3250 | Synthetic pumped | pumped | 1.9097 | 0 | 0 | 1.7188 | 0.035807 | 0
3250 | Synthetic battery | battery | 0 | 0 | 0 | 0 | 0 | 0
3251 | Synthetic pumped | pumped | 3.4602 | 0 | 1.7188 | 4.833 | 0.10069 | 0
3251 | Synthetic battery | battery | 0 | 0 | 0 | 0 | 0 | 0
3252 | Synthetic pumped | pumped | 9.6364 | 0 | 4.833 | 13.5057 | 0.28137 | 0
3252 | Synthetic battery | battery | 0 | 0 | 0 | 0 | 0 | 0
3253 | Synthetic pumped | pumped | 6.2603 | 0 | 13.5057 | 19.1399 | 0.39875 | -8.8818e-16
3253 | Synthetic battery | battery | 0 | 0 | 0 | 0 | 0 | 0
3254 | Synthetic pumped | pumped | 6.8888 | 0 | 19.1399 | 25.3398 | 0.52791 | -8.8818e-16
3254 | Synthetic battery | battery | 0 | 0 | 0 | 0 | 0 | 0
3255 | Synthetic pumped | pumped | 0 | 0 | 25.3398 | 25.3398 | 0.52791 | 0
3255 | Synthetic battery | battery | 0 | 0 | 0 | 0 | 0 | 0
3256 | Synthetic pumped | pumped | 0 | 0 | 25.3398 | 25.3398 | 0.52791 | 0
3256 | Synthetic battery | battery | 0 | 0 | 0 | 0 | 0 | 0
3257 | Synthetic pumped | pumped | 0 | 7.8021 | 25.3398 | 16.6708 | 0.34731 | 1.7764e-15
3257 | Synthetic battery | battery | 0 | 0 | 0 | 0 | 0 | 0
3258 | Synthetic pumped | pumped | 0 | 12 | 16.6708 | 3.3375 | 0.069531 | 0
3258 | Synthetic battery | battery | 0 | 0 | 0 | 0 | 0 | 0
3259 | Synthetic pumped | pumped | 0 | 3.0038 | 3.3375 | 0 | 0 | 0
3259 | Synthetic battery | battery | 0 | 0 | 0 | 0 | 0 | 0
3260 | Synthetic pumped | pumped | 0 | 0 | 0 | 0 | 0 | 0
3260 | Synthetic battery | battery | 0 | 0 | 0 | 0 | 0 | 0
3261 | Synthetic pumped | pumped | 0 | 0 | 0 | 0 | 0 | 0
3261 | Synthetic battery | battery | 0 | 0 | 0 | 0 | 0 | 0
3262 | Synthetic pumped | pumped | 0 | 0 | 0 | 0 | 0 | 0
3262 | Synthetic battery | battery | 0 | 0 | 0 | 0 | 0 | 0
3263 | Synthetic pumped | pumped | 0 | 0 | 0 | 0 | 0 | 0
3263 | Synthetic battery | battery | 0 | 0 | 0 | 0 | 0 | 0
3264 | Synthetic pumped | pumped | 0 | 0 | 0 | 0 | 0 | 0
3264 | Synthetic battery | battery | 0 | 0 | 0 | 0 | 0 | 0
3265 | Synthetic pumped | pumped | 0 | 0 | 0 | 0 | 0 | 0
3265 | Synthetic battery | battery | 0 | 0 | 0 | 0 | 0 | 0
3266 | Synthetic pumped | pumped | 0 | 0 | 0 | 0 | 0 | 0
3266 | Synthetic battery | battery | 0 | 0 | 0 | 0 | 0 | 0
3267 | Synthetic pumped | pumped | 0 | 0 | 0 | 0 | 0 | 0
3267 | Synthetic battery | battery | 0 | 0 | 0 | 0 | 0 | 0
3268 | Synthetic pumped | pumped | 0 | 0 | 0 | 0 | 0 | 0
3268 | Synthetic battery | battery | 0 | 0 | 0 | 0 | 0 | 0
3269 | Synthetic pumped | pumped | 0 | 0 | 0 | 0 | 0 | 0
3269 | Synthetic battery | battery | 0 | 0 | 0 | 0 | 0 | 0
3270 | Synthetic pumped | pumped | 0 | 0 | 0 | 0 | 0 | 0
3270 | Synthetic battery | battery | 0 | 0 | 0 | 0 | 0 | 0
3271 | Synthetic pumped | pumped | 0 | 0 | 0 | 0 | 0 | 0
3271 | Synthetic battery | battery | 0 | 0 | 0 | 0 | 0 | 0
3272 | Synthetic pumped | pumped | 0 | 0 | 0 | 0 | 0 | 0
3272 | Synthetic battery | battery | 0 | 0 | 0 | 0 | 0 | 0
3273 | Synthetic pumped | pumped | 0 | 0 | 0 | 0 | 0 | 0
3273 | Synthetic battery | battery | 0 | 0 | 0 | 0 | 0 | 0
3274 | Synthetic pumped | pumped | 3.5623 | 0 | 0 | 3.2061 | 0.066793 | 0
3274 | Synthetic battery | battery | 0 | 0 | 0 | 0 | 0 | 0
3275 | Synthetic pumped | pumped | 12 | 0 | 3.2061 | 14.0061 | 0.29179 | 0
3275 | Synthetic battery | battery | 7.9271 | 0 | 0 | 7.3084 | 0.36542 | 0
3276 | Synthetic pumped | pumped | 12 | 0 | 14.0061 | 24.8061 | 0.51679 | -1.7764e-15
3276 | Synthetic battery | battery | 5.8711 | 0 | 7.3084 | 12.7213 | 0.63607 | 0
3277 | Synthetic pumped | pumped | 12 | 0 | 24.8061 | 35.6061 | 0.74179 | -3.5527e-15
3277 | Synthetic battery | battery | 7.8949 | 0 | 12.7213 | 20 | 1 | 0
3278 | Synthetic pumped | pumped | 9.8533 | 0 | 35.6061 | 44.474 | 0.92654 | 1.7764e-15
3278 | Synthetic battery | battery | 0 | 0 | 20 | 20 | 1 | 0
3279 | Synthetic pumped | pumped | 3.9178 | 0 | 44.474 | 48 | 1 | 0
3279 | Synthetic battery | battery | 0 | 0 | 20 | 20 | 1 | 0
3280 | Synthetic pumped | pumped | 0 | 0 | 48 | 48 | 1 | 0
3280 | Synthetic battery | battery | 0 | 0 | 20 | 20 | 1 | 0
3281 | Synthetic pumped | pumped | 0 | 0 | 48 | 48 | 1 | 0
3281 | Synthetic battery | battery | 0 | 6.0422 | 20 | 13.4463 | 0.67232 | -8.8818e-16
3282 | Synthetic pumped | pumped | 0 | 11.3646 | 48 | 35.3726 | 0.73693 | 0
3282 | Synthetic battery | battery | 0 | 10 | 13.4463 | 2.5998 | 0.12999 | 0
3283 | Synthetic pumped | pumped | 0 | 12 | 35.3726 | 22.0393 | 0.45915 | 0
3283 | Synthetic battery | battery | 0 | 2.3969 | 2.5998 | 0 | 0 | 0
3284 | Synthetic pumped | pumped | 0 | 12 | 22.0393 | 8.706 | 0.18137 | 0
3284 | Synthetic battery | battery | 0 | 0 | 0 | 0 | 0 | 0
3285 | Synthetic pumped | pumped | 0 | 7.8354 | 8.706 | 0 | 0 | 0
3285 | Synthetic battery | battery | 0 | 0 | 0 | 0 | 0 | 0
3286 | Synthetic pumped | pumped | 0 | 0 | 0 | 0 | 0 | 0
3286 | Synthetic battery | battery | 0 | 0 | 0 | 0 | 0 | 0
3287 | Synthetic pumped | pumped | 0 | 0 | 0 | 0 | 0 | 0
3287 | Synthetic battery | battery | 0 | 0 | 0 | 0 | 0 | 0
3288 | Synthetic pumped | pumped | 0 | 0 | 0 | 0 | 0 | 0
3288 | Synthetic battery | battery | 0 | 0 | 0 | 0 | 0 | 0
3289 | Synthetic pumped | pumped | 0 | 0 | 0 | 0 | 0 | 0
3289 | Synthetic battery | battery | 0 | 0 | 0 | 0 | 0 | 0
3290 | Synthetic pumped | pumped | 0 | 0 | 0 | 0 | 0 | 0
3290 | Synthetic battery | battery | 0 | 0 | 0 | 0 | 0 | 0
3291 | Synthetic pumped | pumped | 0 | 0 | 0 | 0 | 0 | 0
3291 | Synthetic battery | battery | 0 | 0 | 0 | 0 | 0 | 0
3292 | Synthetic pumped | pumped | 0 | 0 | 0 | 0 | 0 | 0
3292 | Synthetic battery | battery | 0 | 0 | 0 | 0 | 0 | 0
3293 | Synthetic pumped | pumped | 0 | 0 | 0 | 0 | 0 | 0
3293 | Synthetic battery | battery | 0 | 0 | 0 | 0 | 0 | 0
3294 | Synthetic pumped | pumped | 0 | 0 | 0 | 0 | 0 | 0
3294 | Synthetic battery | battery | 0 | 0 | 0 | 0 | 0 | 0
3295 | Synthetic pumped | pumped | 0 | 0 | 0 | 0 | 0 | 0
3295 | Synthetic battery | battery | 0 | 0 | 0 | 0 | 0 | 0
3296 | Synthetic pumped | pumped | 0 | 0 | 0 | 0 | 0 | 0
3296 | Synthetic battery | battery | 0 | 0 | 0 | 0 | 0 | 0
3297 | Synthetic pumped | pumped | 1.1032 | 0 | 0 | 0.99286 | 0.020685 | 0
3297 | Synthetic battery | battery | 0 | 0 | 0 | 0 | 0 | 0
3298 | Synthetic pumped | pumped | 12 | 0 | 0.99286 | 11.7929 | 0.24568 | 0
3298 | Synthetic battery | battery | 1.0659 | 0 | 0 | 0.98267 | 0.049133 | 0
3299 | Synthetic pumped | pumped | 12 | 0 | 11.7929 | 22.5929 | 0.47068 | 0
3299 | Synthetic battery | battery | 7.1409 | 0 | 0.98267 | 7.5663 | 0.37831 | 0
3300 | Synthetic pumped | pumped | 12 | 0 | 22.5929 | 33.3929 | 0.69568 | 0
3300 | Synthetic battery | battery | 9.9914 | 0 | 7.5663 | 16.7779 | 0.83889 | 0
3301 | Synthetic pumped | pumped | 12 | 0 | 33.3929 | 44.1929 | 0.92068 | 3.5527e-15
3301 | Synthetic battery | battery | 3.4949 | 0 | 16.7779 | 20 | 1 | 0
3302 | Synthetic pumped | pumped | 4.2302 | 0 | 44.1929 | 48 | 1 | 0
3302 | Synthetic battery | battery | 0 | 0 | 20 | 20 | 1 | 0
3303 | Synthetic pumped | pumped | 0 | 0 | 48 | 48 | 1 | 0
3303 | Synthetic battery | battery | 0 | 0 | 20 | 20 | 1 | 0
3304 | Synthetic pumped | pumped | 0 | 0 | 48 | 48 | 1 | 0
3304 | Synthetic battery | battery | 0 | 0 | 20 | 20 | 1 | 0
3305 | Synthetic pumped | pumped | 0 | 1.4777 | 48 | 46.3582 | 0.9658 | 1.5543e-15
3305 | Synthetic battery | battery | 0 | 10 | 20 | 9.1535 | 0.45767 | 0
3306 | Synthetic pumped | pumped | 0 | 12 | 46.3582 | 33.0248 | 0.68802 | 3.5527e-15
3306 | Synthetic battery | battery | 0 | 8.4391 | 9.1535 | 0 | 0 | 0
3307 | Synthetic pumped | pumped | 0 | 12 | 33.0248 | 19.6915 | 0.41024 | 0
3307 | Synthetic battery | battery | 0 | 0 | 0 | 0 | 0 | 0
3308 | Synthetic pumped | pumped | 0 | 12 | 19.6915 | 6.3582 | 0.13246 | 0
3308 | Synthetic battery | battery | 0 | 0 | 0 | 0 | 0 | 0
3309 | Synthetic pumped | pumped | 0 | 5.7223 | 6.3582 | 0 | 0 | 0
3309 | Synthetic battery | battery | 0 | 0 | 0 | 0 | 0 | 0
3310 | Synthetic pumped | pumped | 0 | 0 | 0 | 0 | 0 | 0
3310 | Synthetic battery | battery | 0 | 0 | 0 | 0 | 0 | 0
3311 | Synthetic pumped | pumped | 0 | 0 | 0 | 0 | 0 | 0
3311 | Synthetic battery | battery | 0 | 0 | 0 | 0 | 0 | 0
3312 | Synthetic pumped | pumped | 0 | 0 | 0 | 0 | 0 | 0
3312 | Synthetic battery | battery | 0 | 0 | 0 | 0 | 0 | 0
3313 | Synthetic pumped | pumped | 0 | 0 | 0 | 0 | 0 | 0
3313 | Synthetic battery | battery | 0 | 0 | 0 | 0 | 0 | 0
3314 | Synthetic pumped | pumped | 0 | 0 | 0 | 0 | 0 | 0
3314 | Synthetic battery | battery | 0 | 0 | 0 | 0 | 0 | 0
3315 | Synthetic pumped | pumped | 0 | 0 | 0 | 0 | 0 | 0
3315 | Synthetic battery | battery | 0 | 0 | 0 | 0 | 0 | 0
3316 | Synthetic pumped | pumped | 0 | 0 | 0 | 0 | 0 | 0
3316 | Synthetic battery | battery | 0 | 0 | 0 | 0 | 0 | 0
3317 | Synthetic pumped | pumped | 0 | 0 | 0 | 0 | 0 | 0
3317 | Synthetic battery | battery | 0 | 0 | 0 | 0 | 0 | 0
3318 | Synthetic pumped | pumped | 0 | 0 | 0 | 0 | 0 | 0
3318 | Synthetic battery | battery | 0 | 0 | 0 | 0 | 0 | 0
3319 | Synthetic pumped | pumped | 0 | 0 | 0 | 0 | 0 | 0
3319 | Synthetic battery | battery | 0 | 0 | 0 | 0 | 0 | 0
3320 | Synthetic pumped | pumped | 0 | 0 | 0 | 0 | 0 | 0
3320 | Synthetic battery | battery | 0 | 0 | 0 | 0 | 0 | 0
3321 | Synthetic pumped | pumped | 4.1762 | 0 | 0 | 3.7586 | 0.078303 | 0
3321 | Synthetic battery | battery | 0 | 0 | 0 | 0 | 0 | 0
3322 | Synthetic pumped | pumped | 12 | 0 | 3.7586 | 14.5586 | 0.3033 | 0
3322 | Synthetic battery | battery | 4.1998 | 0 | 0 | 3.872 | 0.1936 | 0
3323 | Synthetic pumped | pumped | 12 | 0 | 14.5586 | 25.3586 | 0.5283 | 0
3323 | Synthetic battery | battery | 7.8527 | 0 | 3.872 | 11.1118 | 0.55559 | 8.8818e-16
3324 | Synthetic pumped | pumped | 12 | 0 | 25.3586 | 36.1586 | 0.7533 | 0
3324 | Synthetic battery | battery | 9.6406 | 0 | 11.1118 | 20 | 1 | 0
3325 | Synthetic pumped | pumped | 12 | 0 | 36.1586 | 46.9586 | 0.9783 | 3.5527e-15
3325 | Synthetic battery | battery | 0 | 0 | 20 | 20 | 1 | 0
3326 | Synthetic pumped | pumped | 1.1572 | 0 | 46.9586 | 48 | 1 | 0
3326 | Synthetic battery | battery | 0 | 0 | 20 | 20 | 1 | 0
3327 | Synthetic pumped | pumped | 0 | 0 | 48 | 48 | 1 | 0
3327 | Synthetic battery | battery | 0 | 0 | 20 | 20 | 1 | 0
3328 | Synthetic pumped | pumped | 0 | 0 | 48 | 48 | 1 | 0
3328 | Synthetic battery | battery | 0 | 0 | 20 | 20 | 1 | 0
3329 | Synthetic pumped | pumped | 0 | 0 | 48 | 48 | 1 | 0
3329 | Synthetic battery | battery | 0 | 1.8061 | 20 | 18.041 | 0.90205 | -1.5543e-15
3330 | Synthetic pumped | pumped | 0 | 8.4529 | 48 | 38.6079 | 0.80433 | 1.7764e-15
3330 | Synthetic battery | battery | 0 | 10 | 18.041 | 7.1945 | 0.35973 | 0
3331 | Synthetic pumped | pumped | 0 | 12 | 38.6079 | 25.2745 | 0.52655 | 0
3331 | Synthetic battery | battery | 0 | 6.633 | 7.1945 | 0 | 0 | 0
3332 | Synthetic pumped | pumped | 0 | 12 | 25.2745 | 11.9412 | 0.24877 | 0
3332 | Synthetic battery | battery | 0 | 0 | 0 | 0 | 0 | 0
3333 | Synthetic pumped | pumped | 0 | 10.7471 | 11.9412 | -1.7764e-15 | -3.7007e-17 | 0
3333 | Synthetic battery | battery | 0 | 0 | 0 | 0 | 0 | 0
3334 | Synthetic pumped | pumped | 0 | -1.5987e-15 | -1.7764e-15 | 0 | 0 | 0
3334 | Synthetic battery | battery | 0 | 0 | 0 | 0 | 0 | 0
3335 | Synthetic pumped | pumped | 0 | 0 | 0 | 0 | 0 | 0
3335 | Synthetic battery | battery | 0 | 0 | 0 | 0 | 0 | 0
3336 | Synthetic pumped | pumped | 0 | 0 | 0 | 0 | 0 | 0
3336 | Synthetic battery | battery | 0 | 0 | 0 | 0 | 0 | 0
3337 | Synthetic pumped | pumped | 0 | 0 | 0 | 0 | 0 | 0
3337 | Synthetic battery | battery | 0 | 0 | 0 | 0 | 0 | 0
3338 | Synthetic pumped | pumped | 0 | 0 | 0 | 0 | 0 | 0
3338 | Synthetic battery | battery | 0 | 0 | 0 | 0 | 0 | 0
3339 | Synthetic pumped | pumped | 0 | 0 | 0 | 0 | 0 | 0
3339 | Synthetic battery | battery | 0 | 0 | 0 | 0 | 0 | 0
3340 | Synthetic pumped | pumped | 0 | 0 | 0 | 0 | 0 | 0
3340 | Synthetic battery | battery | 0 | 0 | 0 | 0 | 0 | 0
3341 | Synthetic pumped | pumped | 0 | 0 | 0 | 0 | 0 | 0
3341 | Synthetic battery | battery | 0 | 0 | 0 | 0 | 0 | 0
3342 | Synthetic pumped | pumped | 0 | 0 | 0 | 0 | 0 | 0
3342 | Synthetic battery | battery | 0 | 0 | 0 | 0 | 0 | 0
3343 | Synthetic pumped | pumped | 0 | 0 | 0 | 0 | 0 | 0
3343 | Synthetic battery | battery | 0 | 0 | 0 | 0 | 0 | 0
3344 | Synthetic pumped | pumped | 0 | 0 | 0 | 0 | 0 | 0
3344 | Synthetic battery | battery | 0 | 0 | 0 | 0 | 0 | 0
3345 | Synthetic pumped | pumped | 0 | 0 | 0 | 0 | 0 | 0
3345 | Synthetic battery | battery | 0 | 0 | 0 | 0 | 0 | 0
3346 | Synthetic pumped | pumped | 12 | 0 | 0 | 10.8 | 0.225 | 0
3346 | Synthetic battery | battery | 2.0041 | 0 | 0 | 1.8477 | 0.092385 | 0
3347 | Synthetic pumped | pumped | 12 | 0 | 10.8 | 21.6 | 0.45 | 0
3347 | Synthetic battery | battery | 6.6033 | 0 | 1.8477 | 7.9357 | 0.39678 | -8.8818e-16
3348 | Synthetic pumped | pumped | 12 | 0 | 21.6 | 32.4 | 0.675 | 3.5527e-15
3348 | Synthetic battery | battery | 8.3938 | 0 | 7.9357 | 15.6744 | 0.78372 | 8.8818e-16
3349 | Synthetic pumped | pumped | 12 | 0 | 32.4 | 43.2 | 0.9 | -3.5527e-15
3349 | Synthetic battery | battery | 3.0584 | 0 | 15.6744 | 18.4941 | 0.9247 | -4.4409e-16
3350 | Synthetic pumped | pumped | 5.3333 | 0 | 43.2 | 48 | 1 | 0
3350 | Synthetic battery | battery | 1.6334 | 0 | 18.4941 | 20 | 1 | 0
3351 | Synthetic pumped | pumped | 0 | 0 | 48 | 48 | 1 | 0
3351 | Synthetic battery | battery | 0 | 0 | 20 | 20 | 1 | 0
3352 | Synthetic pumped | pumped | 0 | 0 | 48 | 48 | 1 | 0
3352 | Synthetic battery | battery | 0 | 0 | 20 | 20 | 1 | 0
3353 | Synthetic pumped | pumped | 0 | 0 | 48 | 48 | 1 | 0
3353 | Synthetic battery | battery | 0 | 0.39942 | 20 | 19.5668 | 0.97834 | -1.2768e-15
3354 | Synthetic pumped | pumped | 0 | 10.1787 | 48 | 36.6903 | 0.76438 | 1.7764e-15
3354 | Synthetic battery | battery | 0 | 10 | 19.5668 | 8.7202 | 0.43601 | 0
3355 | Synthetic pumped | pumped | 0 | 12 | 36.6903 | 23.357 | 0.4866 | 0
3355 | Synthetic battery | battery | 0 | 8.0397 | 8.7202 | 0 | 0 | 0
3356 | Synthetic pumped | pumped | 0 | 12 | 23.357 | 10.0237 | 0.20883 | 0
3356 | Synthetic battery | battery | 0 | 0 | 0 | 0 | 0 | 0
3357 | Synthetic pumped | pumped | 0 | 9.0213 | 10.0237 | 0 | 0 | 0
3357 | Synthetic battery | battery | 0 | 0 | 0 | 0 | 0 | 0
3358 | Synthetic pumped | pumped | 0 | 0 | 0 | 0 | 0 | 0
3358 | Synthetic battery | battery | 0 | 0 | 0 | 0 | 0 | 0
3359 | Synthetic pumped | pumped | 0 | 0 | 0 | 0 | 0 | 0
3359 | Synthetic battery | battery | 0 | 0 | 0 | 0 | 0 | 0
3360 | Synthetic pumped | pumped | 0 | 0 | 0 | 0 | 0 | 0
3360 | Synthetic battery | battery | 0 | 0 | 0 | 0 | 0 | 0
3361 | Synthetic pumped | pumped | 0 | 0 | 0 | 0 | 0 | 0
3361 | Synthetic battery | battery | 0 | 0 | 0 | 0 | 0 | 0
3362 | Synthetic pumped | pumped | 0 | 0 | 0 | 0 | 0 | 0
3362 | Synthetic battery | battery | 0 | 0 | 0 | 0 | 0 | 0
3363 | Synthetic pumped | pumped | 0 | 0 | 0 | 0 | 0 | 0
3363 | Synthetic battery | battery | 0 | 0 | 0 | 0 | 0 | 0
3364 | Synthetic pumped | pumped | 0 | 0 | 0 | 0 | 0 | 0
3364 | Synthetic battery | battery | 0 | 0 | 0 | 0 | 0 | 0
3365 | Synthetic pumped | pumped | 0 | 0 | 0 | 0 | 0 | 0
3365 | Synthetic battery | battery | 0 | 0 | 0 | 0 | 0 | 0
3366 | Synthetic pumped | pumped | 0 | 0 | 0 | 0 | 0 | 0
3366 | Synthetic battery | battery | 0 | 0 | 0 | 0 | 0 | 0
3367 | Synthetic pumped | pumped | 0 | 0 | 0 | 0 | 0 | 0
3367 | Synthetic battery | battery | 0 | 0 | 0 | 0 | 0 | 0
3368 | Synthetic pumped | pumped | 0 | 0 | 0 | 0 | 0 | 0
3368 | Synthetic battery | battery | 0 | 0 | 0 | 0 | 0 | 0
3369 | Synthetic pumped | pumped | 0 | 0 | 0 | 0 | 0 | 0
3369 | Synthetic battery | battery | 0 | 0 | 0 | 0 | 0 | 0
3370 | Synthetic pumped | pumped | 2.3061 | 0 | 0 | 2.0755 | 0.04324 | 0
3370 | Synthetic battery | battery | 0 | 0 | 0 | 0 | 0 | 0
3371 | Synthetic pumped | pumped | 9.5433 | 0 | 2.0755 | 10.6645 | 0.22218 | 0
3371 | Synthetic battery | battery | 0 | 0 | 0 | 0 | 0 | 0
3372 | Synthetic pumped | pumped | 11.2049 | 0 | 10.6645 | 20.749 | 0.43227 | 0
3372 | Synthetic battery | battery | 0 | 0 | 0 | 0 | 0 | 0
3373 | Synthetic pumped | pumped | 3.7111 | 0 | 20.749 | 24.089 | 0.50185 | 4.4409e-16
3373 | Synthetic battery | battery | 0 | 0 | 0 | 0 | 0 | 0
3374 | Synthetic pumped | pumped | 4.6414 | 0 | 24.089 | 28.2662 | 0.58888 | -8.8818e-16
3374 | Synthetic battery | battery | 0 | 0 | 0 | 0 | 0 | 0
3375 | Synthetic pumped | pumped | 0 | 0 | 28.2662 | 28.2662 | 0.58888 | 0
3375 | Synthetic battery | battery | 0 | 0 | 0 | 0 | 0 | 0
3376 | Synthetic pumped | pumped | 0 | 0 | 28.2662 | 28.2662 | 0.58888 | 0
3376 | Synthetic battery | battery | 0 | 0 | 0 | 0 | 0 | 0
3377 | Synthetic pumped | pumped | 0 | 11.287 | 28.2662 | 15.7252 | 0.32761 | 0
3377 | Synthetic battery | battery | 0 | 0 | 0 | 0 | 0 | 0
3378 | Synthetic pumped | pumped | 0 | 12 | 15.7252 | 2.3918 | 0.04983 | 0
3378 | Synthetic battery | battery | 0 | 0 | 0 | 0 | 0 | 0
3379 | Synthetic pumped | pumped | 0 | 2.1527 | 2.3918 | -4.4409e-16 | -9.2519e-18 | 0
3379 | Synthetic battery | battery | 0 | 0 | 0 | 0 | 0 | 0
3380 | Synthetic pumped | pumped | 0 | -3.9968e-16 | -4.4409e-16 | 0 | 0 | 0
3380 | Synthetic battery | battery | 0 | 0 | 0 | 0 | 0 | 0
3381 | Synthetic pumped | pumped | 0 | 0 | 0 | 0 | 0 | 0
3381 | Synthetic battery | battery | 0 | 0 | 0 | 0 | 0 | 0
3382 | Synthetic pumped | pumped | 0 | 0 | 0 | 0 | 0 | 0
3382 | Synthetic battery | battery | 0 | 0 | 0 | 0 | 0 | 0
3383 | Synthetic pumped | pumped | 0 | 0 | 0 | 0 | 0 | 0
3383 | Synthetic battery | battery | 0 | 0 | 0 | 0 | 0 | 0
3384 | Synthetic pumped | pumped | 0 | 0 | 0 | 0 | 0 | 0
3384 | Synthetic battery | battery | 0 | 0 | 0 | 0 | 0 | 0
3385 | Synthetic pumped | pumped | 0 | 0 | 0 | 0 | 0 | 0
3385 | Synthetic battery | battery | 0 | 0 | 0 | 0 | 0 | 0
3386 | Synthetic pumped | pumped | 0 | 0 | 0 | 0 | 0 | 0
3386 | Synthetic battery | battery | 0 | 0 | 0 | 0 | 0 | 0
3387 | Synthetic pumped | pumped | 0 | 0 | 0 | 0 | 0 | 0
3387 | Synthetic battery | battery | 0 | 0 | 0 | 0 | 0 | 0
3388 | Synthetic pumped | pumped | 0 | 0 | 0 | 0 | 0 | 0
3388 | Synthetic battery | battery | 0 | 0 | 0 | 0 | 0 | 0
3389 | Synthetic pumped | pumped | 0 | 0 | 0 | 0 | 0 | 0
3389 | Synthetic battery | battery | 0 | 0 | 0 | 0 | 0 | 0
3390 | Synthetic pumped | pumped | 0 | 0 | 0 | 0 | 0 | 0
3390 | Synthetic battery | battery | 0 | 0 | 0 | 0 | 0 | 0
3391 | Synthetic pumped | pumped | 0 | 0 | 0 | 0 | 0 | 0
3391 | Synthetic battery | battery | 0 | 0 | 0 | 0 | 0 | 0
3392 | Synthetic pumped | pumped | 0 | 0 | 0 | 0 | 0 | 0
3392 | Synthetic battery | battery | 0 | 0 | 0 | 0 | 0 | 0
3393 | Synthetic pumped | pumped | 2.3402 | 0 | 0 | 2.1062 | 0.043879 | 0
3393 | Synthetic battery | battery | 0 | 0 | 0 | 0 | 0 | 0
3394 | Synthetic pumped | pumped | 5.3969 | 0 | 2.1062 | 6.9634 | 0.14507 | 0
3394 | Synthetic battery | battery | 0 | 0 | 0 | 0 | 0 | 0
3395 | Synthetic pumped | pumped | 5.8345 | 0 | 6.9634 | 12.2144 | 0.25447 | 8.8818e-16
3395 | Synthetic battery | battery | 0 | 0 | 0 | 0 | 0 | 0
3396 | Synthetic pumped | pumped | 12 | 0 | 12.2144 | 23.0144 | 0.47947 | 0
3396 | Synthetic battery | battery | 1.2502 | 0 | 0 | 1.1526 | 0.057632 | 0
3397 | Synthetic pumped | pumped | 12 | 0 | 23.0144 | 33.8144 | 0.70447 | 3.5527e-15
3397 | Synthetic battery | battery | 0.7326 | 0 | 1.1526 | 1.8281 | 0.091403 | 0
3398 | Synthetic pumped | pumped | 8.9257 | 0 | 33.8144 | 41.8476 | 0.87182 | 1.7764e-15
3398 | Synthetic battery | battery | 0 | 0 | 1.8281 | 1.8281 | 0.091403 | 0
3399 | Synthetic pumped | pumped | 4.9697 | 0 | 41.8476 | 46.3203 | 0.96501 | 0
3399 | Synthetic battery | battery | 0 | 0 | 1.8281 | 1.8281 | 0.091403 | 0
3400 | Synthetic pumped | pumped | 0 | 0 | 46.3203 | 46.3203 | 0.96501 | 0
3400 | Synthetic battery | battery | 0 | 0 | 1.8281 | 1.8281 | 0.091403 | 0
3401 | Synthetic pumped | pumped | 0 | 3.6597 | 46.3203 | 42.254 | 0.88029 | 0
3401 | Synthetic battery | battery | 0 | 1.6854 | 1.8281 | 0 | 0 | 0
3402 | Synthetic pumped | pumped | 0 | 12 | 42.254 | 28.9206 | 0.60251 | 0
3402 | Synthetic battery | battery | 0 | 0 | 0 | 0 | 0 | 0
3403 | Synthetic pumped | pumped | 0 | 12 | 28.9206 | 15.5873 | 0.32474 | 0
3403 | Synthetic battery | battery | 0 | 0 | 0 | 0 | 0 | 0
3404 | Synthetic pumped | pumped | 0 | 12 | 15.5873 | 2.254 | 0.046957 | 0
3404 | Synthetic battery | battery | 0 | 0 | 0 | 0 | 0 | 0
3405 | Synthetic pumped | pumped | 0 | 2.0286 | 2.254 | 0 | 0 | 0
3405 | Synthetic battery | battery | 0 | 0 | 0 | 0 | 0 | 0
3406 | Synthetic pumped | pumped | 0 | 0 | 0 | 0 | 0 | 0
3406 | Synthetic battery | battery | 0 | 0 | 0 | 0 | 0 | 0
3407 | Synthetic pumped | pumped | 0 | 0 | 0 | 0 | 0 | 0
3407 | Synthetic battery | battery | 0 | 0 | 0 | 0 | 0 | 0
3408 | Synthetic pumped | pumped | 0 | 0 | 0 | 0 | 0 | 0
3408 | Synthetic battery | battery | 0 | 0 | 0 | 0 | 0 | 0
3409 | Synthetic pumped | pumped | 0 | 0 | 0 | 0 | 0 | 0
3409 | Synthetic battery | battery | 0 | 0 | 0 | 0 | 0 | 0
3410 | Synthetic pumped | pumped | 0 | 0 | 0 | 0 | 0 | 0
3410 | Synthetic battery | battery | 0 | 0 | 0 | 0 | 0 | 0
3411 | Synthetic pumped | pumped | 0 | 0 | 0 | 0 | 0 | 0
3411 | Synthetic battery | battery | 0 | 0 | 0 | 0 | 0 | 0
3412 | Synthetic pumped | pumped | 0 | 0 | 0 | 0 | 0 | 0
3412 | Synthetic battery | battery | 0 | 0 | 0 | 0 | 0 | 0
3413 | Synthetic pumped | pumped | 0 | 0 | 0 | 0 | 0 | 0
3413 | Synthetic battery | battery | 0 | 0 | 0 | 0 | 0 | 0
3414 | Synthetic pumped | pumped | 0 | 0 | 0 | 0 | 0 | 0
3414 | Synthetic battery | battery | 0 | 0 | 0 | 0 | 0 | 0
3415 | Synthetic pumped | pumped | 0 | 0 | 0 | 0 | 0 | 0
3415 | Synthetic battery | battery | 0 | 0 | 0 | 0 | 0 | 0
3416 | Synthetic pumped | pumped | 0 | 0 | 0 | 0 | 0 | 0
3416 | Synthetic battery | battery | 0 | 0 | 0 | 0 | 0 | 0
3417 | Synthetic pumped | pumped | 0 | 0 | 0 | 0 | 0 | 0
3417 | Synthetic battery | battery | 0 | 0 | 0 | 0 | 0 | 0
3418 | Synthetic pumped | pumped | 5.9332 | 0 | 0 | 5.3399 | 0.11125 | 0
3418 | Synthetic battery | battery | 0 | 0 | 0 | 0 | 0 | 0
3419 | Synthetic pumped | pumped | 10.8447 | 0 | 5.3399 | 15.1002 | 0.31459 | 0
3419 | Synthetic battery | battery | 0 | 0 | 0 | 0 | 0 | 0
3420 | Synthetic pumped | pumped | 10.9468 | 0 | 15.1002 | 24.9523 | 0.51984 | -1.7764e-15
3420 | Synthetic battery | battery | 0 | 0 | 0 | 0 | 0 | 0
3421 | Synthetic pumped | pumped | 10.6497 | 0 | 24.9523 | 34.537 | 0.71952 | 1.7764e-15
3421 | Synthetic battery | battery | 0 | 0 | 0 | 0 | 0 | 0
3422 | Synthetic pumped | pumped | 7.5348 | 0 | 34.537 | 41.3183 | 0.8608 | 0
3422 | Synthetic battery | battery | 0 | 0 | 0 | 0 | 0 | 0
3423 | Synthetic pumped | pumped | 0 | 0 | 41.3183 | 41.3183 | 0.8608 | 0
3423 | Synthetic battery | battery | 0 | 0 | 0 | 0 | 0 | 0
3424 | Synthetic pumped | pumped | 0 | 0 | 41.3183 | 41.3183 | 0.8608 | 0
3424 | Synthetic battery | battery | 0 | 0 | 0 | 0 | 0 | 0
3425 | Synthetic pumped | pumped | 0 | 6.8803 | 41.3183 | 33.6735 | 0.70153 | 1.7764e-15
3425 | Synthetic battery | battery | 0 | 0 | 0 | 0 | 0 | 0
3426 | Synthetic pumped | pumped | 0 | 12 | 33.6735 | 20.3402 | 0.42375 | 0
3426 | Synthetic battery | battery | 0 | 0 | 0 | 0 | 0 | 0
3427 | Synthetic pumped | pumped | 0 | 12 | 20.3402 | 7.0069 | 0.14598 | 0
3427 | Synthetic battery | battery | 0 | 0 | 0 | 0 | 0 | 0
3428 | Synthetic pumped | pumped | 0 | 6.3062 | 7.0069 | 0 | 0 | 0
3428 | Synthetic battery | battery | 0 | 0 | 0 | 0 | 0 | 0
3429 | Synthetic pumped | pumped | 0 | 0 | 0 | 0 | 0 | 0
3429 | Synthetic battery | battery | 0 | 0 | 0 | 0 | 0 | 0
3430 | Synthetic pumped | pumped | 0 | 0 | 0 | 0 | 0 | 0
3430 | Synthetic battery | battery | 0 | 0 | 0 | 0 | 0 | 0
3431 | Synthetic pumped | pumped | 0 | 0 | 0 | 0 | 0 | 0
3431 | Synthetic battery | battery | 0 | 0 | 0 | 0 | 0 | 0
3432 | Synthetic pumped | pumped | 0 | 0 | 0 | 0 | 0 | 0
3432 | Synthetic battery | battery | 0 | 0 | 0 | 0 | 0 | 0
3433 | Synthetic pumped | pumped | 0 | 0 | 0 | 0 | 0 | 0
3433 | Synthetic battery | battery | 0 | 0 | 0 | 0 | 0 | 0
3434 | Synthetic pumped | pumped | 0 | 0 | 0 | 0 | 0 | 0
3434 | Synthetic battery | battery | 0 | 0 | 0 | 0 | 0 | 0
3435 | Synthetic pumped | pumped | 0 | 0 | 0 | 0 | 0 | 0
3435 | Synthetic battery | battery | 0 | 0 | 0 | 0 | 0 | 0
3436 | Synthetic pumped | pumped | 0 | 0 | 0 | 0 | 0 | 0
3436 | Synthetic battery | battery | 0 | 0 | 0 | 0 | 0 | 0
3437 | Synthetic pumped | pumped | 0 | 0 | 0 | 0 | 0 | 0
3437 | Synthetic battery | battery | 0 | 0 | 0 | 0 | 0 | 0
3438 | Synthetic pumped | pumped | 0 | 0 | 0 | 0 | 0 | 0
3438 | Synthetic battery | battery | 0 | 0 | 0 | 0 | 0 | 0
3439 | Synthetic pumped | pumped | 0 | 0 | 0 | 0 | 0 | 0
3439 | Synthetic battery | battery | 0 | 0 | 0 | 0 | 0 | 0
3440 | Synthetic pumped | pumped | 0 | 0 | 0 | 0 | 0 | 0
3440 | Synthetic battery | battery | 0 | 0 | 0 | 0 | 0 | 0
3441 | Synthetic pumped | pumped | 0 | 0 | 0 | 0 | 0 | 0
3441 | Synthetic battery | battery | 0 | 0 | 0 | 0 | 0 | 0
3442 | Synthetic pumped | pumped | 4.3902 | 0 | 0 | 3.9512 | 0.082317 | 0
3442 | Synthetic battery | battery | 0 | 0 | 0 | 0 | 0 | 0
3443 | Synthetic pumped | pumped | 7.0994 | 0 | 3.9512 | 10.3407 | 0.21543 | 0
3443 | Synthetic battery | battery | 0 | 0 | 0 | 0 | 0 | 0
3444 | Synthetic pumped | pumped | 9.9456 | 0 | 10.3407 | 19.2918 | 0.40191 | 1.7764e-15
3444 | Synthetic battery | battery | 0 | 0 | 0 | 0 | 0 | 0
3445 | Synthetic pumped | pumped | 12 | 0 | 19.2918 | 30.0918 | 0.62691 | 0
3445 | Synthetic battery | battery | 1.3078 | 0 | 0 | 1.2057 | 0.060285 | 0
3446 | Synthetic pumped | pumped | 10.1201 | 0 | 30.0918 | 39.1999 | 0.81666 | -1.7764e-15
3446 | Synthetic battery | battery | 0 | 0 | 1.2057 | 1.2057 | 0.060285 | 0
3447 | Synthetic pumped | pumped | 1.081 | 0 | 39.1999 | 40.1728 | 0.83693 | 0
3447 | Synthetic battery | battery | 0 | 0 | 1.2057 | 1.2057 | 0.060285 | 0
3448 | Synthetic pumped | pumped | 0 | 0 | 40.1728 | 40.1728 | 0.83693 | 0
3448 | Synthetic battery | battery | 0 | 0 | 1.2057 | 1.2057 | 0.060285 | 0
3449 | Synthetic pumped | pumped | 0 | 1.8124 | 40.1728 | 38.159 | 0.79498 | 8.8818e-16
3449 | Synthetic battery | battery | 0 | 1.1116 | 1.2057 | 0 | 0 | 0
3450 | Synthetic pumped | pumped | 0 | 12 | 38.159 | 24.8257 | 0.5172 | 0
3450 | Synthetic battery | battery | 0 | 0 | 0 | 0 | 0 | 0
3451 | Synthetic pumped | pumped | 0 | 12 | 24.8257 | 11.4923 | 0.23942 | 0
3451 | Synthetic battery | battery | 0 | 0 | 0 | 0 | 0 | 0
3452 | Synthetic pumped | pumped | 0 | 10.3431 | 11.4923 | 0 | 0 | 0
3452 | Synthetic battery | battery | 0 | 0 | 0 | 0 | 0 | 0
3453 | Synthetic pumped | pumped | 0 | 0 | 0 | 0 | 0 | 0
3453 | Synthetic battery | battery | 0 | 0 | 0 | 0 | 0 | 0
3454 | Synthetic pumped | pumped | 0 | 0 | 0 | 0 | 0 | 0
3454 | Synthetic battery | battery | 0 | 0 | 0 | 0 | 0 | 0
3455 | Synthetic pumped | pumped | 0 | 0 | 0 | 0 | 0 | 0
3455 | Synthetic battery | battery | 0 | 0 | 0 | 0 | 0 | 0
3456 | Synthetic pumped | pumped | 0 | 0 | 0 | 0 | 0 | 0
3456 | Synthetic battery | battery | 0 | 0 | 0 | 0 | 0 | 0
3457 | Synthetic pumped | pumped | 0 | 0 | 0 | 0 | 0 | 0
3457 | Synthetic battery | battery | 0 | 0 | 0 | 0 | 0 | 0
3458 | Synthetic pumped | pumped | 0 | 0 | 0 | 0 | 0 | 0
3458 | Synthetic battery | battery | 0 | 0 | 0 | 0 | 0 | 0
3459 | Synthetic pumped | pumped | 0 | 0 | 0 | 0 | 0 | 0
3459 | Synthetic battery | battery | 0 | 0 | 0 | 0 | 0 | 0
3460 | Synthetic pumped | pumped | 0 | 0 | 0 | 0 | 0 | 0
3460 | Synthetic battery | battery | 0 | 0 | 0 | 0 | 0 | 0
3461 | Synthetic pumped | pumped | 0 | 0 | 0 | 0 | 0 | 0
3461 | Synthetic battery | battery | 0 | 0 | 0 | 0 | 0 | 0
3462 | Synthetic pumped | pumped | 0 | 0 | 0 | 0 | 0 | 0
3462 | Synthetic battery | battery | 0 | 0 | 0 | 0 | 0 | 0
3463 | Synthetic pumped | pumped | 0 | 0 | 0 | 0 | 0 | 0
3463 | Synthetic battery | battery | 0 | 0 | 0 | 0 | 0 | 0
3464 | Synthetic pumped | pumped | 0 | 0 | 0 | 0 | 0 | 0
3464 | Synthetic battery | battery | 0 | 0 | 0 | 0 | 0 | 0
3465 | Synthetic pumped | pumped | 0 | 0 | 0 | 0 | 0 | 0
3465 | Synthetic battery | battery | 0 | 0 | 0 | 0 | 0 | 0
3466 | Synthetic pumped | pumped | 4.9366 | 0 | 0 | 4.4429 | 0.092561 | 0
3466 | Synthetic battery | battery | 0 | 0 | 0 | 0 | 0 | 0
3467 | Synthetic pumped | pumped | 12 | 0 | 4.4429 | 15.2429 | 0.31756 | 0
3467 | Synthetic battery | battery | 1.6564 | 0 | 0 | 1.5271 | 0.076355 | 0
3468 | Synthetic pumped | pumped | 12 | 0 | 15.2429 | 26.0429 | 0.54256 | -1.7764e-15
3468 | Synthetic battery | battery | 1.0585 | 0 | 1.5271 | 2.503 | 0.12515 | -1.1102e-16
3469 | Synthetic pumped | pumped | 5.4591 | 0 | 26.0429 | 30.9561 | 0.64492 | -8.8818e-16
3469 | Synthetic battery | battery | 0 | 0 | 2.503 | 2.503 | 0.12515 | 0
3470 | Synthetic pumped | pumped | 7.5805 | 0 | 30.9561 | 37.7785 | 0.78705 | -2.6645e-15
3470 | Synthetic battery | battery | 0 | 0 | 2.503 | 2.503 | 0.12515 | 0
3471 | Synthetic pumped | pumped | 4.9264 | 0 | 37.7785 | 42.2122 | 0.87942 | -2.6645e-15
3471 | Synthetic battery | battery | 0 | 0 | 2.503 | 2.503 | 0.12515 | 0
3472 | Synthetic pumped | pumped | 0 | 0 | 42.2122 | 42.2122 | 0.87942 | 0
3472 | Synthetic battery | battery | 0 | 0 | 2.503 | 2.503 | 0.12515 | 0
3473 | Synthetic pumped | pumped | 0 | 1.5941 | 42.2122 | 40.441 | 0.84252 | 2.8866e-15
3473 | Synthetic battery | battery | 0 | 2.3077 | 2.503 | 0 | 0 | 0
3474 | Synthetic pumped | pumped | 0 | 12 | 40.441 | 27.1077 | 0.56474 | 0
3474 | Synthetic battery | battery | 0 | 0 | 0 | 0 | 0 | 0
3475 | Synthetic pumped | pumped | 0 | 12 | 27.1077 | 13.7743 | 0.28697 | 0
3475 | Synthetic battery | battery | 0 | 0 | 0 | 0 | 0 | 0
3476 | Synthetic pumped | pumped | 0 | 12 | 13.7743 | 0.44099 | 0.0091872 | 0
3476 | Synthetic battery | battery | 0 | 0 | 0 | 0 | 0 | 0
3477 | Synthetic pumped | pumped | 0 | 0.39689 | 0.44099 | 0 | 0 | 0
3477 | Synthetic battery | battery | 0 | 0 | 0 | 0 | 0 | 0
3478 | Synthetic pumped | pumped | 0 | 0 | 0 | 0 | 0 | 0
3478 | Synthetic battery | battery | 0 | 0 | 0 | 0 | 0 | 0
3479 | Synthetic pumped | pumped | 0 | 0 | 0 | 0 | 0 | 0
3479 | Synthetic battery | battery | 0 | 0 | 0 | 0 | 0 | 0
3480 | Synthetic pumped | pumped | 0 | 0 | 0 | 0 | 0 | 0
3480 | Synthetic battery | battery | 0 | 0 | 0 | 0 | 0 | 0
3481 | Synthetic pumped | pumped | 0 | 0 | 0 | 0 | 0 | 0
3481 | Synthetic battery | battery | 0 | 0 | 0 | 0 | 0 | 0
3482 | Synthetic pumped | pumped | 0 | 0 | 0 | 0 | 0 | 0
3482 | Synthetic battery | battery | 0 | 0 | 0 | 0 | 0 | 0
3483 | Synthetic pumped | pumped | 0 | 0 | 0 | 0 | 0 | 0
3483 | Synthetic battery | battery | 0 | 0 | 0 | 0 | 0 | 0
3484 | Synthetic pumped | pumped | 0 | 0 | 0 | 0 | 0 | 0
3484 | Synthetic battery | battery | 0 | 0 | 0 | 0 | 0 | 0
3485 | Synthetic pumped | pumped | 0 | 0 | 0 | 0 | 0 | 0
3485 | Synthetic battery | battery | 0 | 0 | 0 | 0 | 0 | 0
3486 | Synthetic pumped | pumped | 0 | 0 | 0 | 0 | 0 | 0
3486 | Synthetic battery | battery | 0 | 0 | 0 | 0 | 0 | 0
3487 | Synthetic pumped | pumped | 0 | 0 | 0 | 0 | 0 | 0
3487 | Synthetic battery | battery | 0 | 0 | 0 | 0 | 0 | 0
3488 | Synthetic pumped | pumped | 0 | 0 | 0 | 0 | 0 | 0
3488 | Synthetic battery | battery | 0 | 0 | 0 | 0 | 0 | 0
3489 | Synthetic pumped | pumped | 0 | 0 | 0 | 0 | 0 | 0
3489 | Synthetic battery | battery | 0 | 0 | 0 | 0 | 0 | 0
3490 | Synthetic pumped | pumped | 0 | 0 | 0 | 0 | 0 | 0
3490 | Synthetic battery | battery | 0 | 0 | 0 | 0 | 0 | 0
3491 | Synthetic pumped | pumped | 5.7355 | 0 | 0 | 5.1619 | 0.10754 | 0
3491 | Synthetic battery | battery | 0 | 0 | 0 | 0 | 0 | 0
3492 | Synthetic pumped | pumped | 12 | 0 | 5.1619 | 15.9619 | 0.33254 | 0
3492 | Synthetic battery | battery | 2.1431 | 0 | 0 | 1.9758 | 0.098792 | 0
3493 | Synthetic pumped | pumped | 11.9032 | 0 | 15.9619 | 26.6748 | 0.55572 | 0
3493 | Synthetic battery | battery | 0 | 0 | 1.9758 | 1.9758 | 0.098792 | 0
3494 | Synthetic pumped | pumped | 4.2821 | 0 | 26.6748 | 30.5286 | 0.63601 | 0
3494 | Synthetic battery | battery | 0 | 0 | 1.9758 | 1.9758 | 0.098792 | 0
3495 | Synthetic pumped | pumped | 0 | 0 | 30.5286 | 30.5286 | 0.63601 | 0
3495 | Synthetic battery | battery | 0 | 0 | 1.9758 | 1.9758 | 0.098792 | 0
3496 | Synthetic pumped | pumped | 0 | 0 | 30.5286 | 30.5286 | 0.63601 | 0
3496 | Synthetic battery | battery | 0 | 0 | 1.9758 | 1.9758 | 0.098792 | 0
3497 | Synthetic pumped | pumped | 0 | 5.4448 | 30.5286 | 24.4789 | 0.50998 | 1.7764e-15
3497 | Synthetic battery | battery | 0 | 1.8216 | 1.9758 | 0 | 0 | 0
3498 | Synthetic pumped | pumped | 0 | 12 | 24.4789 | 11.1455 | 0.2322 | 0
3498 | Synthetic battery | battery | 0 | 0 | 0 | 0 | 0 | 0
3499 | Synthetic pumped | pumped | 0 | 10.031 | 11.1455 | -1.7764e-15 | -3.7007e-17 | 0
3499 | Synthetic battery | battery | 0 | 0 | 0 | 0 | 0 | 0
3500 | Synthetic pumped | pumped | 0 | -1.5987e-15 | -1.7764e-15 | 0 | 0 | 0
3500 | Synthetic battery | battery | 0 | 0 | 0 | 0 | 0 | 0
3501 | Synthetic pumped | pumped | 0 | 0 | 0 | 0 | 0 | 0
3501 | Synthetic battery | battery | 0 | 0 | 0 | 0 | 0 | 0
3502 | Synthetic pumped | pumped | 0 | 0 | 0 | 0 | 0 | 0
3502 | Synthetic battery | battery | 0 | 0 | 0 | 0 | 0 | 0
3503 | Synthetic pumped | pumped | 0 | 0 | 0 | 0 | 0 | 0
3503 | Synthetic battery | battery | 0 | 0 | 0 | 0 | 0 | 0
3504 | Synthetic pumped | pumped | 0 | 0 | 0 | 0 | 0 | 0
3504 | Synthetic battery | battery | 0 | 0 | 0 | 0 | 0 | 0
3505 | Synthetic pumped | pumped | 0 | 0 | 0 | 0 | 0 | 0
3505 | Synthetic battery | battery | 0 | 0 | 0 | 0 | 0 | 0
3506 | Synthetic pumped | pumped | 0 | 0 | 0 | 0 | 0 | 0
3506 | Synthetic battery | battery | 0 | 0 | 0 | 0 | 0 | 0
3507 | Synthetic pumped | pumped | 0 | 0 | 0 | 0 | 0 | 0
3507 | Synthetic battery | battery | 0 | 0 | 0 | 0 | 0 | 0
3508 | Synthetic pumped | pumped | 0 | 0 | 0 | 0 | 0 | 0
3508 | Synthetic battery | battery | 0 | 0 | 0 | 0 | 0 | 0
3509 | Synthetic pumped | pumped | 0 | 0 | 0 | 0 | 0 | 0
3509 | Synthetic battery | battery | 0 | 0 | 0 | 0 | 0 | 0
3510 | Synthetic pumped | pumped | 0 | 0 | 0 | 0 | 0 | 0
3510 | Synthetic battery | battery | 0 | 0 | 0 | 0 | 0 | 0
3511 | Synthetic pumped | pumped | 0 | 0 | 0 | 0 | 0 | 0
3511 | Synthetic battery | battery | 0 | 0 | 0 | 0 | 0 | 0
3512 | Synthetic pumped | pumped | 0 | 0 | 0 | 0 | 0 | 0
3512 | Synthetic battery | battery | 0 | 0 | 0 | 0 | 0 | 0
3513 | Synthetic pumped | pumped | 2.8174 | 0 | 0 | 2.5357 | 0.052826 | 0
3513 | Synthetic battery | battery | 0 | 0 | 0 | 0 | 0 | 0
3514 | Synthetic pumped | pumped | 8.7569 | 0 | 2.5357 | 10.4169 | 0.21702 | 0
3514 | Synthetic battery | battery | 0 | 0 | 0 | 0 | 0 | 0
3515 | Synthetic pumped | pumped | 12 | 0 | 10.4169 | 21.2169 | 0.44202 | 1.7764e-15
3515 | Synthetic battery | battery | 5.1619 | 0 | 0 | 4.759 | 0.23795 | 0
3516 | Synthetic pumped | pumped | 12 | 0 | 21.2169 | 32.0169 | 0.66702 | 3.5527e-15
3516 | Synthetic battery | battery | 8.9337 | 0 | 4.759 | 12.9955 | 0.64977 | 0
3517 | Synthetic pumped | pumped | 12 | 0 | 32.0169 | 42.8169 | 0.89202 | -3.5527e-15
3517 | Synthetic battery | battery | 6.7963 | 0 | 12.9955 | 19.2614 | 0.96307 | 8.8818e-16
3518 | Synthetic pumped | pumped | 5.759 | 0 | 42.8169 | 48 | 1 | 0
3518 | Synthetic battery | battery | 0.80112 | 0 | 19.2614 | 20 | 1 | 0
3519 | Synthetic pumped | pumped | 0 | 0 | 48 | 48 | 1 | 0
3519 | Synthetic battery | battery | 0 | 0 | 20 | 20 | 1 | 0
3520 | Synthetic pumped | pumped | 0 | 0 | 48 | 48 | 1 | 0
3520 | Synthetic battery | battery | 0 | 0 | 20 | 20 | 1 | 0
3521 | Synthetic pumped | pumped | 0 | 0 | 48 | 48 | 1 | 0
3521 | Synthetic battery | battery | 0 | 2.5785 | 20 | 17.2032 | 0.86016 | 1.7764e-15
3522 | Synthetic pumped | pumped | 0 | 7.9195 | 48 | 39.2005 | 0.81668 | -3.5527e-15
3522 | Synthetic battery | battery | 0 | 10 | 17.2032 | 6.3567 | 0.31783 | 0
3523 | Synthetic pumped | pumped | 0 | 12 | 39.2005 | 25.8672 | 0.5389 | 0
3523 | Synthetic battery | battery | 0 | 5.8605 | 6.3567 | 0 | 0 | 0
3524 | Synthetic pumped | pumped | 0 | 12 | 25.8672 | 12.5339 | 0.26112 | 0
3524 | Synthetic battery | battery | 0 | 0 | 0 | 0 | 0 | 0
3525 | Synthetic pumped | pumped | 0 | 11.2805 | 12.5339 | 0 | 0 | 0
3525 | Synthetic battery | battery | 0 | 0 | 0 | 0 | 0 | 0
3526 | Synthetic pumped | pumped | 0 | 0 | 0 | 0 | 0 | 0
3526 | Synthetic battery | battery | 0 | 0 | 0 | 0 | 0 | 0
3527 | Synthetic pumped | pumped | 0 | 0 | 0 | 0 | 0 | 0
3527 | Synthetic battery | battery | 0 | 0 | 0 | 0 | 0 | 0
3528 | Synthetic pumped | pumped | 0 | 0 | 0 | 0 | 0 | 0
3528 | Synthetic battery | battery | 0 | 0 | 0 | 0 | 0 | 0
3529 | Synthetic pumped | pumped | 0 | 0 | 0 | 0 | 0 | 0
3529 | Synthetic battery | battery | 0 | 0 | 0 | 0 | 0 | 0
3530 | Synthetic pumped | pumped | 0 | 0 | 0 | 0 | 0 | 0
3530 | Synthetic battery | battery | 0 | 0 | 0 | 0 | 0 | 0
3531 | Synthetic pumped | pumped | 0 | 0 | 0 | 0 | 0 | 0
3531 | Synthetic battery | battery | 0 | 0 | 0 | 0 | 0 | 0
3532 | Synthetic pumped | pumped | 0 | 0 | 0 | 0 | 0 | 0
3532 | Synthetic battery | battery | 0 | 0 | 0 | 0 | 0 | 0
3533 | Synthetic pumped | pumped | 0 | 0 | 0 | 0 | 0 | 0
3533 | Synthetic battery | battery | 0 | 0 | 0 | 0 | 0 | 0
3534 | Synthetic pumped | pumped | 0 | 0 | 0 | 0 | 0 | 0
3534 | Synthetic battery | battery | 0 | 0 | 0 | 0 | 0 | 0
3535 | Synthetic pumped | pumped | 0 | 0 | 0 | 0 | 0 | 0
3535 | Synthetic battery | battery | 0 | 0 | 0 | 0 | 0 | 0
3536 | Synthetic pumped | pumped | 0 | 0 | 0 | 0 | 0 | 0
3536 | Synthetic battery | battery | 0 | 0 | 0 | 0 | 0 | 0
3537 | Synthetic pumped | pumped | 0 | 0 | 0 | 0 | 0 | 0
3537 | Synthetic battery | battery | 0 | 0 | 0 | 0 | 0 | 0
3538 | Synthetic pumped | pumped | 4.5393 | 0 | 0 | 4.0854 | 0.085112 | 0
3538 | Synthetic battery | battery | 0 | 0 | 0 | 0 | 0 | 0
3539 | Synthetic pumped | pumped | 11.3494 | 0 | 4.0854 | 14.2998 | 0.29791 | 0
3539 | Synthetic battery | battery | 0 | 0 | 0 | 0 | 0 | 0
3540 | Synthetic pumped | pumped | 12 | 0 | 14.2998 | 25.0998 | 0.52291 | 0
3540 | Synthetic battery | battery | 1.2847 | 0 | 0 | 1.1845 | 0.059224 | 0
3541 | Synthetic pumped | pumped | 10.9311 | 0 | 25.0998 | 34.9378 | 0.72787 | 1.7764e-15
3541 | Synthetic battery | battery | 0 | 0 | 1.1845 | 1.1845 | 0.059224 | 0
3542 | Synthetic pumped | pumped | 12 | 0 | 34.9378 | 45.7378 | 0.95287 | -3.5527e-15
3542 | Synthetic battery | battery | 3.2866 | 0 | 1.1845 | 4.2145 | 0.21073 | 0
3543 | Synthetic pumped | pumped | 2.5135 | 0 | 45.7378 | 48 | 1 | 0
3543 | Synthetic battery | battery | 3.1333 | 0 | 4.2145 | 7.1033 | 0.35516 | -4.4409e-16
3544 | Synthetic pumped | pumped | 0 | 0 | 48 | 48 | 1 | 0
3544 | Synthetic battery | battery | 0 | 0 | 7.1033 | 7.1033 | 0.35516 | 0
3545 | Synthetic pumped | pumped | 0 | 0 | 48 | 48 | 1 | 0
3545 | Synthetic battery | battery | 0 | 3.2128 | 7.1033 | 3.6185 | 0.18092 | 0
3546 | Synthetic pumped | pumped | 0 | 12 | 48 | 34.6667 | 0.72222 | 3.5527e-15
3546 | Synthetic battery | battery | 0 | 3.3361 | 3.6185 | 0 | 0 | 0
3547 | Synthetic pumped | pumped | 0 | 12 | 34.6667 | 21.3333 | 0.44444 | 0
3547 | Synthetic battery | battery | 0 | 0 | 0 | 0 | 0 | 0
3548 | Synthetic pumped | pumped | 0 | 12 | 21.3333 | 8 | 0.16667 | 0
3548 | Synthetic battery | battery | 0 | 0 | 0 | 0 | 0 | 0
3549 | Synthetic pumped | pumped | 0 | 7.2 | 8 | 0 | 0 | 0
3549 | Synthetic battery | battery | 0 | 0 | 0 | 0 | 0 | 0
3550 | Synthetic pumped | pumped | 0 | 0 | 0 | 0 | 0 | 0
3550 | Synthetic battery | battery | 0 | 0 | 0 | 0 | 0 | 0
3551 | Synthetic pumped | pumped | 0 | 0 | 0 | 0 | 0 | 0
3551 | Synthetic battery | battery | 0 | 0 | 0 | 0 | 0 | 0
3552 | Synthetic pumped | pumped | 0 | 0 | 0 | 0 | 0 | 0
3552 | Synthetic battery | battery | 0 | 0 | 0 | 0 | 0 | 0
3553 | Synthetic pumped | pumped | 0 | 0 | 0 | 0 | 0 | 0
3553 | Synthetic battery | battery | 0 | 0 | 0 | 0 | 0 | 0
3554 | Synthetic pumped | pumped | 0 | 0 | 0 | 0 | 0 | 0
3554 | Synthetic battery | battery | 0 | 0 | 0 | 0 | 0 | 0
3555 | Synthetic pumped | pumped | 0 | 0 | 0 | 0 | 0 | 0
3555 | Synthetic battery | battery | 0 | 0 | 0 | 0 | 0 | 0
3556 | Synthetic pumped | pumped | 0 | 0 | 0 | 0 | 0 | 0
3556 | Synthetic battery | battery | 0 | 0 | 0 | 0 | 0 | 0
3557 | Synthetic pumped | pumped | 0 | 0 | 0 | 0 | 0 | 0
3557 | Synthetic battery | battery | 0 | 0 | 0 | 0 | 0 | 0
3558 | Synthetic pumped | pumped | 0 | 0 | 0 | 0 | 0 | 0
3558 | Synthetic battery | battery | 0 | 0 | 0 | 0 | 0 | 0
3559 | Synthetic pumped | pumped | 0 | 0 | 0 | 0 | 0 | 0
3559 | Synthetic battery | battery | 0 | 0 | 0 | 0 | 0 | 0
3560 | Synthetic pumped | pumped | 0 | 0 | 0 | 0 | 0 | 0
3560 | Synthetic battery | battery | 0 | 0 | 0 | 0 | 0 | 0
3561 | Synthetic pumped | pumped | 0 | 0 | 0 | 0 | 0 | 0
3561 | Synthetic battery | battery | 0 | 0 | 0 | 0 | 0 | 0
3562 | Synthetic pumped | pumped | 2.6974 | 0 | 0 | 2.4276 | 0.050576 | 0
3562 | Synthetic battery | battery | 0 | 0 | 0 | 0 | 0 | 0
3563 | Synthetic pumped | pumped | 4.2856 | 0 | 2.4276 | 6.2847 | 0.13093 | 0
3563 | Synthetic battery | battery | 0 | 0 | 0 | 0 | 0 | 0
3564 | Synthetic pumped | pumped | 6.0081 | 0 | 6.2847 | 11.692 | 0.24358 | 8.8818e-16
3564 | Synthetic battery | battery | 0 | 0 | 0 | 0 | 0 | 0
3565 | Synthetic pumped | pumped | 12 | 0 | 11.692 | 22.492 | 0.46858 | 0
3565 | Synthetic battery | battery | 0.92169 | 0 | 0 | 0.84976 | 0.042488 | 0
3566 | Synthetic pumped | pumped | 12 | 0 | 22.492 | 33.292 | 0.69358 | 0
3566 | Synthetic battery | battery | 0.51843 | 0 | 0.84976 | 1.3277 | 0.066386 | -1.1102e-16
3567 | Synthetic pumped | pumped | 0 | 0 | 33.292 | 33.292 | 0.69358 | 0
3567 | Synthetic battery | battery | 0 | 0 | 1.3277 | 1.3277 | 0.066386 | 0
3568 | Synthetic pumped | pumped | 0 | 0 | 33.292 | 33.292 | 0.69358 | 0
3568 | Synthetic battery | battery | 0 | 0 | 1.3277 | 1.3277 | 0.066386 | 0
3569 | Synthetic pumped | pumped | 0 | 0 | 33.292 | 33.292 | 0.69358 | 0
3569 | Synthetic battery | battery | 0 | 0.42222 | 1.3277 | 0.86976 | 0.043488 | 0
3570 | Synthetic pumped | pumped | 0 | 12 | 33.292 | 19.9586 | 0.4158 | 0
3570 | Synthetic battery | battery | 0 | 0.80188 | 0.86976 | 0 | 0 | 0
3571 | Synthetic pumped | pumped | 0 | 12 | 19.9586 | 6.6253 | 0.13803 | 0
3571 | Synthetic battery | battery | 0 | 0 | 0 | 0 | 0 | 0
3572 | Synthetic pumped | pumped | 0 | 5.9628 | 6.6253 | 0 | 0 | 0
3572 | Synthetic battery | battery | 0 | 0 | 0 | 0 | 0 | 0
3573 | Synthetic pumped | pumped | 0 | 0 | 0 | 0 | 0 | 0
3573 | Synthetic battery | battery | 0 | 0 | 0 | 0 | 0 | 0
3574 | Synthetic pumped | pumped | 0 | 0 | 0 | 0 | 0 | 0
3574 | Synthetic battery | battery | 0 | 0 | 0 | 0 | 0 | 0
3575 | Synthetic pumped | pumped | 0 | 0 | 0 | 0 | 0 | 0
3575 | Synthetic battery | battery | 0 | 0 | 0 | 0 | 0 | 0
3576 | Synthetic pumped | pumped | 0 | 0 | 0 | 0 | 0 | 0
3576 | Synthetic battery | battery | 0 | 0 | 0 | 0 | 0 | 0
3577 | Synthetic pumped | pumped | 0 | 0 | 0 | 0 | 0 | 0
3577 | Synthetic battery | battery | 0 | 0 | 0 | 0 | 0 | 0
3578 | Synthetic pumped | pumped | 0 | 0 | 0 | 0 | 0 | 0
3578 | Synthetic battery | battery | 0 | 0 | 0 | 0 | 0 | 0
3579 | Synthetic pumped | pumped | 0 | 0 | 0 | 0 | 0 | 0
3579 | Synthetic battery | battery | 0 | 0 | 0 | 0 | 0 | 0
3580 | Synthetic pumped | pumped | 0 | 0 | 0 | 0 | 0 | 0
3580 | Synthetic battery | battery | 0 | 0 | 0 | 0 | 0 | 0
3581 | Synthetic pumped | pumped | 0 | 0 | 0 | 0 | 0 | 0
3581 | Synthetic battery | battery | 0 | 0 | 0 | 0 | 0 | 0
3582 | Synthetic pumped | pumped | 0 | 0 | 0 | 0 | 0 | 0
3582 | Synthetic battery | battery | 0 | 0 | 0 | 0 | 0 | 0
3583 | Synthetic pumped | pumped | 0 | 0 | 0 | 0 | 0 | 0
3583 | Synthetic battery | battery | 0 | 0 | 0 | 0 | 0 | 0
3584 | Synthetic pumped | pumped | 0 | 0 | 0 | 0 | 0 | 0
3584 | Synthetic battery | battery | 0 | 0 | 0 | 0 | 0 | 0
3585 | Synthetic pumped | pumped | 0 | 0 | 0 | 0 | 0 | 0
3585 | Synthetic battery | battery | 0 | 0 | 0 | 0 | 0 | 0
3586 | Synthetic pumped | pumped | 0 | 0 | 0 | 0 | 0 | 0
3586 | Synthetic battery | battery | 0 | 0 | 0 | 0 | 0 | 0
3587 | Synthetic pumped | pumped | 4.4798 | 0 | 0 | 4.0318 | 0.083997 | 0
3587 | Synthetic battery | battery | 0 | 0 | 0 | 0 | 0 | 0
3588 | Synthetic pumped | pumped | 1.597 | 0 | 4.0318 | 5.4691 | 0.11394 | 4.4409e-16
3588 | Synthetic battery | battery | 0 | 0 | 0 | 0 | 0 | 0
3589 | Synthetic pumped | pumped | 3.5814 | 0 | 5.4691 | 8.6924 | 0.18109 | -4.4409e-16
3589 | Synthetic battery | battery | 0 | 0 | 0 | 0 | 0 | 0
3590 | Synthetic pumped | pumped | 0 | 0 | 8.6924 | 8.6924 | 0.18109 | 0
3590 | Synthetic battery | battery | 0 | 0 | 0 | 0 | 0 | 0
3591 | Synthetic pumped | pumped | 0 | 0 | 8.6924 | 8.6924 | 0.18109 | 0
3591 | Synthetic battery | battery | 0 | 0 | 0 | 0 | 0 | 0
3592 | Synthetic pumped | pumped | 0 | 0 | 8.6924 | 8.6924 | 0.18109 | 0
3592 | Synthetic battery | battery | 0 | 0 | 0 | 0 | 0 | 0
3593 | Synthetic pumped | pumped | 0 | 5.329 | 8.6924 | 2.7713 | 0.057734 | 0
3593 | Synthetic battery | battery | 0 | 0 | 0 | 0 | 0 | 0
3594 | Synthetic pumped | pumped | 0 | 2.4941 | 2.7713 | 0 | 0 | 0
3594 | Synthetic battery | battery | 0 | 0 | 0 | 0 | 0 | 0
3595 | Synthetic pumped | pumped | 0 | 0 | 0 | 0 | 0 | 0
3595 | Synthetic battery | battery | 0 | 0 | 0 | 0 | 0 | 0
3596 | Synthetic pumped | pumped | 0 | 0 | 0 | 0 | 0 | 0
3596 | Synthetic battery | battery | 0 | 0 | 0 | 0 | 0 | 0
3597 | Synthetic pumped | pumped | 0 | 0 | 0 | 0 | 0 | 0
3597 | Synthetic battery | battery | 0 | 0 | 0 | 0 | 0 | 0
3598 | Synthetic pumped | pumped | 0 | 0 | 0 | 0 | 0 | 0
3598 | Synthetic battery | battery | 0 | 0 | 0 | 0 | 0 | 0
3599 | Synthetic pumped | pumped | 0 | 0 | 0 | 0 | 0 | 0
3599 | Synthetic battery | battery | 0 | 0 | 0 | 0 | 0 | 0
3600 | Synthetic pumped | pumped | 0 | 0 | 0 | 0 | 0 | 0
3600 | Synthetic battery | battery | 0 | 0 | 0 | 0 | 0 | 0
3601 | Synthetic pumped | pumped | 0 | 0 | 0 | 0 | 0 | 0
3601 | Synthetic battery | battery | 0 | 0 | 0 | 0 | 0 | 0
3602 | Synthetic pumped | pumped | 0 | 0 | 0 | 0 | 0 | 0
3602 | Synthetic battery | battery | 0 | 0 | 0 | 0 | 0 | 0
3603 | Synthetic pumped | pumped | 0 | 0 | 0 | 0 | 0 | 0
3603 | Synthetic battery | battery | 0 | 0 | 0 | 0 | 0 | 0
3604 | Synthetic pumped | pumped | 0 | 0 | 0 | 0 | 0 | 0
3604 | Synthetic battery | battery | 0 | 0 | 0 | 0 | 0 | 0
3605 | Synthetic pumped | pumped | 0 | 0 | 0 | 0 | 0 | 0
3605 | Synthetic battery | battery | 0 | 0 | 0 | 0 | 0 | 0
3606 | Synthetic pumped | pumped | 0 | 0 | 0 | 0 | 0 | 0
3606 | Synthetic battery | battery | 0 | 0 | 0 | 0 | 0 | 0
3607 | Synthetic pumped | pumped | 0 | 0 | 0 | 0 | 0 | 0
3607 | Synthetic battery | battery | 0 | 0 | 0 | 0 | 0 | 0
3608 | Synthetic pumped | pumped | 0 | 0 | 0 | 0 | 0 | 0
3608 | Synthetic battery | battery | 0 | 0 | 0 | 0 | 0 | 0
3609 | Synthetic pumped | pumped | 0 | 0 | 0 | 0 | 0 | 0
3609 | Synthetic battery | battery | 0 | 0 | 0 | 0 | 0 | 0
3610 | Synthetic pumped | pumped | 0 | 0 | 0 | 0 | 0 | 0
3610 | Synthetic battery | battery | 0 | 0 | 0 | 0 | 0 | 0
3611 | Synthetic pumped | pumped | 5.5165 | 0 | 0 | 4.9649 | 0.10343 | 0
3611 | Synthetic battery | battery | 0 | 0 | 0 | 0 | 0 | 0
3612 | Synthetic pumped | pumped | 2.3913 | 0 | 4.9649 | 7.117 | 0.14827 | 0
3612 | Synthetic battery | battery | 0 | 0 | 0 | 0 | 0 | 0
3613 | Synthetic pumped | pumped | 5.4025 | 0 | 7.117 | 11.9792 | 0.24957 | 0
3613 | Synthetic battery | battery | 0 | 0 | 0 | 0 | 0 | 0
3614 | Synthetic pumped | pumped | 0 | 0 | 11.9792 | 11.9792 | 0.24957 | 0
3614 | Synthetic battery | battery | 0 | 0 | 0 | 0 | 0 | 0
3615 | Synthetic pumped | pumped | 0 | 0 | 11.9792 | 11.9792 | 0.24957 | 0
3615 | Synthetic battery | battery | 0 | 0 | 0 | 0 | 0 | 0
3616 | Synthetic pumped | pumped | 0 | 0 | 11.9792 | 11.9792 | 0.24957 | 0
3616 | Synthetic battery | battery | 0 | 0 | 0 | 0 | 0 | 0
3617 | Synthetic pumped | pumped | 0 | 10.3531 | 11.9792 | 0.47579 | 0.0099123 | 0
3617 | Synthetic battery | battery | 0 | 0 | 0 | 0 | 0 | 0
3618 | Synthetic pumped | pumped | 0 | 0.42821 | 0.47579 | 0 | 0 | 0
3618 | Synthetic battery | battery | 0 | 0 | 0 | 0 | 0 | 0
3619 | Synthetic pumped | pumped | 0 | 0 | 0 | 0 | 0 | 0
3619 | Synthetic battery | battery | 0 | 0 | 0 | 0 | 0 | 0
3620 | Synthetic pumped | pumped | 0 | 0 | 0 | 0 | 0 | 0
3620 | Synthetic battery | battery | 0 | 0 | 0 | 0 | 0 | 0
3621 | Synthetic pumped | pumped | 0 | 0 | 0 | 0 | 0 | 0
3621 | Synthetic battery | battery | 0 | 0 | 0 | 0 | 0 | 0
3622 | Synthetic pumped | pumped | 0 | 0 | 0 | 0 | 0 | 0
3622 | Synthetic battery | battery | 0 | 0 | 0 | 0 | 0 | 0
3623 | Synthetic pumped | pumped | 0 | 0 | 0 | 0 | 0 | 0
3623 | Synthetic battery | battery | 0 | 0 | 0 | 0 | 0 | 0
3624 | Synthetic pumped | pumped | 0 | 0 | 0 | 0 | 0 | 0
3624 | Synthetic battery | battery | 0 | 0 | 0 | 0 | 0 | 0
3625 | Synthetic pumped | pumped | 0 | 0 | 0 | 0 | 0 | 0
3625 | Synthetic battery | battery | 0 | 0 | 0 | 0 | 0 | 0
3626 | Synthetic pumped | pumped | 0 | 0 | 0 | 0 | 0 | 0
3626 | Synthetic battery | battery | 0 | 0 | 0 | 0 | 0 | 0
3627 | Synthetic pumped | pumped | 0 | 0 | 0 | 0 | 0 | 0
3627 | Synthetic battery | battery | 0 | 0 | 0 | 0 | 0 | 0
3628 | Synthetic pumped | pumped | 0 | 0 | 0 | 0 | 0 | 0
3628 | Synthetic battery | battery | 0 | 0 | 0 | 0 | 0 | 0
3629 | Synthetic pumped | pumped | 0 | 0 | 0 | 0 | 0 | 0
3629 | Synthetic battery | battery | 0 | 0 | 0 | 0 | 0 | 0
3630 | Synthetic pumped | pumped | 0 | 0 | 0 | 0 | 0 | 0
3630 | Synthetic battery | battery | 0 | 0 | 0 | 0 | 0 | 0
3631 | Synthetic pumped | pumped | 0 | 0 | 0 | 0 | 0 | 0
3631 | Synthetic battery | battery | 0 | 0 | 0 | 0 | 0 | 0
3632 | Synthetic pumped | pumped | 0 | 0 | 0 | 0 | 0 | 0
3632 | Synthetic battery | battery | 0 | 0 | 0 | 0 | 0 | 0
3633 | Synthetic pumped | pumped | 0.084971 | 0 | 0 | 0.076473 | 0.0015932 | 0
3633 | Synthetic battery | battery | 0 | 0 | 0 | 0 | 0 | 0
3634 | Synthetic pumped | pumped | 0.20989 | 0 | 0.076473 | 0.26537 | 0.0055286 | 0
3634 | Synthetic battery | battery | 0 | 0 | 0 | 0 | 0 | 0
3635 | Synthetic pumped | pumped | 9.1611 | 0 | 0.26537 | 8.5104 | 0.1773 | 0
3635 | Synthetic battery | battery | 0 | 0 | 0 | 0 | 0 | 0
3636 | Synthetic pumped | pumped | 12 | 0 | 8.5104 | 19.3104 | 0.4023 | 1.7764e-15
3636 | Synthetic battery | battery | 3.1016 | 0 | 0 | 2.8595 | 0.14298 | 0
3637 | Synthetic pumped | pumped | 8.7511 | 0 | 19.3104 | 27.1864 | 0.56638 | -1.7764e-15
3637 | Synthetic battery | battery | 0 | 0 | 2.8595 | 2.8595 | 0.14298 | 0
3638 | Synthetic pumped | pumped | 12 | 0 | 27.1864 | 37.9864 | 0.79138 | 3.5527e-15
3638 | Synthetic battery | battery | 2.0553 | 0 | 2.8595 | 4.7544 | 0.23772 | 0
3639 | Synthetic pumped | pumped | 5.4755 | 0 | 37.9864 | 42.9144 | 0.89405 | 8.8818e-16
3639 | Synthetic battery | battery | 0 | 0 | 4.7544 | 4.7544 | 0.23772 | 0
3640 | Synthetic pumped | pumped | 0 | 0 | 42.9144 | 42.9144 | 0.89405 | 0
3640 | Synthetic battery | battery | 0 | 0 | 4.7544 | 4.7544 | 0.23772 | 0
3641 | Synthetic pumped | pumped | 0 | 0 | 42.9144 | 42.9144 | 0.89405 | 0
3641 | Synthetic battery | battery | 0 | 2.9909 | 4.7544 | 1.5103 | 0.075517 | 0
3642 | Synthetic pumped | pumped | 0 | 12 | 42.9144 | 29.581 | 0.61627 | 0
3642 | Synthetic battery | battery | 0 | 1.3925 | 1.5103 | 0 | 0 | 0
3643 | Synthetic pumped | pumped | 0 | 12 | 29.581 | 16.2477 | 0.33849 | 0
3643 | Synthetic battery | battery | 0 | 0 | 0 | 0 | 0 | 0
3644 | Synthetic pumped | pumped | 0 | 12 | 16.2477 | 2.9144 | 0.060716 | 0
3644 | Synthetic battery | battery | 0 | 0 | 0 | 0 | 0 | 0
3645 | Synthetic pumped | pumped | 0 | 2.6229 | 2.9144 | 0 | 0 | 0
3645 | Synthetic battery | battery | 0 | 0 | 0 | 0 | 0 | 0
3646 | Synthetic pumped | pumped | 0 | 0 | 0 | 0 | 0 | 0
3646 | Synthetic battery | battery | 0 | 0 | 0 | 0 | 0 | 0
3647 | Synthetic pumped | pumped | 0 | 0 | 0 | 0 | 0 | 0
3647 | Synthetic battery | battery | 0 | 0 | 0 | 0 | 0 | 0
3648 | Synthetic pumped | pumped | 0 | 0 | 0 | 0 | 0 | 0
3648 | Synthetic battery | battery | 0 | 0 | 0 | 0 | 0 | 0
3649 | Synthetic pumped | pumped | 0 | 0 | 0 | 0 | 0 | 0
3649 | Synthetic battery | battery | 0 | 0 | 0 | 0 | 0 | 0
3650 | Synthetic pumped | pumped | 0 | 0 | 0 | 0 | 0 | 0
3650 | Synthetic battery | battery | 0 | 0 | 0 | 0 | 0 | 0
3651 | Synthetic pumped | pumped | 0 | 0 | 0 | 0 | 0 | 0
3651 | Synthetic battery | battery | 0 | 0 | 0 | 0 | 0 | 0
3652 | Synthetic pumped | pumped | 0 | 0 | 0 | 0 | 0 | 0
3652 | Synthetic battery | battery | 0 | 0 | 0 | 0 | 0 | 0
3653 | Synthetic pumped | pumped | 0 | 0 | 0 | 0 | 0 | 0
3653 | Synthetic battery | battery | 0 | 0 | 0 | 0 | 0 | 0
3654 | Synthetic pumped | pumped | 0 | 0 | 0 | 0 | 0 | 0
3654 | Synthetic battery | battery | 0 | 0 | 0 | 0 | 0 | 0
3655 | Synthetic pumped | pumped | 0 | 0 | 0 | 0 | 0 | 0
3655 | Synthetic battery | battery | 0 | 0 | 0 | 0 | 0 | 0
3656 | Synthetic pumped | pumped | 0 | 0 | 0 | 0 | 0 | 0
3656 | Synthetic battery | battery | 0 | 0 | 0 | 0 | 0 | 0
3657 | Synthetic pumped | pumped | 0 | 0 | 0 | 0 | 0 | 0
3657 | Synthetic battery | battery | 0 | 0 | 0 | 0 | 0 | 0
3658 | Synthetic pumped | pumped | 4.5577 | 0 | 0 | 4.1019 | 0.085456 | 0
3658 | Synthetic battery | battery | 0 | 0 | 0 | 0 | 0 | 0
3659 | Synthetic pumped | pumped | 4.9928 | 0 | 4.1019 | 8.5955 | 0.17907 | 8.8818e-16
3659 | Synthetic battery | battery | 0 | 0 | 0 | 0 | 0 | 0
3660 | Synthetic pumped | pumped | 7.0348 | 0 | 8.5955 | 14.9268 | 0.31097 | 8.8818e-16
3660 | Synthetic battery | battery | 0 | 0 | 0 | 0 | 0 | 0
3661 | Synthetic pumped | pumped | 10.4018 | 0 | 14.9268 | 24.2884 | 0.50601 | -1.7764e-15
3661 | Synthetic battery | battery | 0 | 0 | 0 | 0 | 0 | 0
3662 | Synthetic pumped | pumped | 4.6412 | 0 | 24.2884 | 28.4655 | 0.59303 | 0
3662 | Synthetic battery | battery | 0 | 0 | 0 | 0 | 0 | 0
3663 | Synthetic pumped | pumped | 0.50554 | 0 | 28.4655 | 28.9205 | 0.60251 | 1.3878e-15
3663 | Synthetic battery | battery | 0 | 0 | 0 | 0 | 0 | 0
3664 | Synthetic pumped | pumped | 0 | 0 | 28.9205 | 28.9205 | 0.60251 | 0
3664 | Synthetic battery | battery | 0 | 0 | 0 | 0 | 0 | 0
3665 | Synthetic pumped | pumped | 0 | 4.7967 | 28.9205 | 23.5908 | 0.49147 | 8.8818e-16
3665 | Synthetic battery | battery | 0 | 0 | 0 | 0 | 0 | 0
3666 | Synthetic pumped | pumped | 0 | 12 | 23.5908 | 10.2574 | 0.2137 | 0
3666 | Synthetic battery | battery | 0 | 0 | 0 | 0 | 0 | 0
3667 | Synthetic pumped | pumped | 0 | 9.2317 | 10.2574 | 0 | 0 | 0
3667 | Synthetic battery | battery | 0 | 0 | 0 | 0 | 0 | 0
3668 | Synthetic pumped | pumped | 0 | 0 | 0 | 0 | 0 | 0
3668 | Synthetic battery | battery | 0 | 0 | 0 | 0 | 0 | 0
3669 | Synthetic pumped | pumped | 0 | 0 | 0 | 0 | 0 | 0
3669 | Synthetic battery | battery | 0 | 0 | 0 | 0 | 0 | 0
3670 | Synthetic pumped | pumped | 0 | 0 | 0 | 0 | 0 | 0
3670 | Synthetic battery | battery | 0 | 0 | 0 | 0 | 0 | 0
3671 | Synthetic pumped | pumped | 0 | 0 | 0 | 0 | 0 | 0
3671 | Synthetic battery | battery | 0 | 0 | 0 | 0 | 0 | 0
3672 | Synthetic pumped | pumped | 0 | 0 | 0 | 0 | 0 | 0
3672 | Synthetic battery | battery | 0 | 0 | 0 | 0 | 0 | 0
3673 | Synthetic pumped | pumped | 0 | 0 | 0 | 0 | 0 | 0
3673 | Synthetic battery | battery | 0 | 0 | 0 | 0 | 0 | 0
3674 | Synthetic pumped | pumped | 0 | 0 | 0 | 0 | 0 | 0
3674 | Synthetic battery | battery | 0 | 0 | 0 | 0 | 0 | 0
3675 | Synthetic pumped | pumped | 0 | 0 | 0 | 0 | 0 | 0
3675 | Synthetic battery | battery | 0 | 0 | 0 | 0 | 0 | 0
3676 | Synthetic pumped | pumped | 0 | 0 | 0 | 0 | 0 | 0
3676 | Synthetic battery | battery | 0 | 0 | 0 | 0 | 0 | 0
3677 | Synthetic pumped | pumped | 0 | 0 | 0 | 0 | 0 | 0
3677 | Synthetic battery | battery | 0 | 0 | 0 | 0 | 0 | 0
3678 | Synthetic pumped | pumped | 0 | 0 | 0 | 0 | 0 | 0
3678 | Synthetic battery | battery | 0 | 0 | 0 | 0 | 0 | 0
3679 | Synthetic pumped | pumped | 0 | 0 | 0 | 0 | 0 | 0
3679 | Synthetic battery | battery | 0 | 0 | 0 | 0 | 0 | 0
3680 | Synthetic pumped | pumped | 0 | 0 | 0 | 0 | 0 | 0
3680 | Synthetic battery | battery | 0 | 0 | 0 | 0 | 0 | 0
3681 | Synthetic pumped | pumped | 4.3244 | 0 | 0 | 3.892 | 0.081082 | 0
3681 | Synthetic battery | battery | 0 | 0 | 0 | 0 | 0 | 0
3682 | Synthetic pumped | pumped | 12 | 0 | 3.892 | 14.692 | 0.30608 | 0
3682 | Synthetic battery | battery | 2.6432 | 0 | 0 | 2.4369 | 0.12185 | 0
3683 | Synthetic pumped | pumped | 12 | 0 | 14.692 | 25.492 | 0.53108 | 1.7764e-15
3683 | Synthetic battery | battery | 4.3291 | 0 | 2.4369 | 6.4281 | 0.32141 | 0
3684 | Synthetic pumped | pumped | 12 | 0 | 25.492 | 36.292 | 0.75608 | -3.5527e-15
3684 | Synthetic battery | battery | 0.53208 | 0 | 6.4281 | 6.9187 | 0.34594 | 2.2204e-16
3685 | Synthetic pumped | pumped | 12 | 0 | 36.292 | 47.092 | 0.98108 | -3.5527e-15
3685 | Synthetic battery | battery | 1.5308 | 0 | 6.9187 | 8.33 | 0.4165 | 6.6613e-16
3686 | Synthetic pumped | pumped | 1.0089 | 0 | 47.092 | 48 | 1 | 1.1102e-16
3686 | Synthetic battery | battery | 7.0691 | 0 | 8.33 | 14.8473 | 0.74237 | 8.8818e-16
3687 | Synthetic pumped | pumped | 0 | 0 | 48 | 48 | 1 | 0
3687 | Synthetic battery | battery | 3.2975 | 0 | 14.8473 | 17.8875 | 0.89438 | -4.4409e-16
3688 | Synthetic pumped | pumped | 0 | 0 | 48 | 48 | 1 | 0
3688 | Synthetic battery | battery | 0 | 0 | 17.8875 | 17.8875 | 0.89438 | 0
3689 | Synthetic pumped | pumped | 0 | 0 | 48 | 48 | 1 | 0
3689 | Synthetic battery | battery | 0 | 8.7975 | 17.8875 | 8.3453 | 0.41727 | 0
3690 | Synthetic pumped | pumped | 0 | 12 | 48 | 34.6667 | 0.72222 | 3.5527e-15
3690 | Synthetic battery | battery | 0 | 7.694 | 8.3453 | 0 | 0 | 0
3691 | Synthetic pumped | pumped | 0 | 12 | 34.6667 | 21.3333 | 0.44444 | 0
3691 | Synthetic battery | battery | 0 | 0 | 0 | 0 | 0 | 0
3692 | Synthetic pumped | pumped | 0 | 12 | 21.3333 | 8 | 0.16667 | 0
3692 | Synthetic battery | battery | 0 | 0 | 0 | 0 | 0 | 0
3693 | Synthetic pumped | pumped | 0 | 7.2 | 8 | 0 | 0 | 0
3693 | Synthetic battery | battery | 0 | 0 | 0 | 0 | 0 | 0
3694 | Synthetic pumped | pumped | 0 | 0 | 0 | 0 | 0 | 0
3694 | Synthetic battery | battery | 0 | 0 | 0 | 0 | 0 | 0
3695 | Synthetic pumped | pumped | 0 | 0 | 0 | 0 | 0 | 0
3695 | Synthetic battery | battery | 0 | 0 | 0 | 0 | 0 | 0
3696 | Synthetic pumped | pumped | 0 | 0 | 0 | 0 | 0 | 0
3696 | Synthetic battery | battery | 0 | 0 | 0 | 0 | 0 | 0
3697 | Synthetic pumped | pumped | 0 | 0 | 0 | 0 | 0 | 0
3697 | Synthetic battery | battery | 0 | 0 | 0 | 0 | 0 | 0
3698 | Synthetic pumped | pumped | 0 | 0 | 0 | 0 | 0 | 0
3698 | Synthetic battery | battery | 0 | 0 | 0 | 0 | 0 | 0
3699 | Synthetic pumped | pumped | 0 | 0 | 0 | 0 | 0 | 0
3699 | Synthetic battery | battery | 0 | 0 | 0 | 0 | 0 | 0
3700 | Synthetic pumped | pumped | 0 | 0 | 0 | 0 | 0 | 0
3700 | Synthetic battery | battery | 0 | 0 | 0 | 0 | 0 | 0
3701 | Synthetic pumped | pumped | 0 | 0 | 0 | 0 | 0 | 0
3701 | Synthetic battery | battery | 0 | 0 | 0 | 0 | 0 | 0
3702 | Synthetic pumped | pumped | 0 | 0 | 0 | 0 | 0 | 0
3702 | Synthetic battery | battery | 0 | 0 | 0 | 0 | 0 | 0
3703 | Synthetic pumped | pumped | 0 | 0 | 0 | 0 | 0 | 0
3703 | Synthetic battery | battery | 0 | 0 | 0 | 0 | 0 | 0
3704 | Synthetic pumped | pumped | 0 | 0 | 0 | 0 | 0 | 0
3704 | Synthetic battery | battery | 0 | 0 | 0 | 0 | 0 | 0
3705 | Synthetic pumped | pumped | 4.5793 | 0 | 0 | 4.1214 | 0.085862 | 0
3705 | Synthetic battery | battery | 0 | 0 | 0 | 0 | 0 | 0
3706 | Synthetic pumped | pumped | 12 | 0 | 4.1214 | 14.9214 | 0.31086 | 0
3706 | Synthetic battery | battery | 1.9922 | 0 | 0 | 1.8367 | 0.091836 | 0
3707 | Synthetic pumped | pumped | 12 | 0 | 14.9214 | 25.7214 | 0.53586 | 0
3707 | Synthetic battery | battery | 9.8588 | 0 | 1.8367 | 10.926 | 0.5463 | 0
3708 | Synthetic pumped | pumped | 12 | 0 | 25.7214 | 36.5214 | 0.76086 | 0
3708 | Synthetic battery | battery | 5.3978 | 0 | 10.926 | 15.9025 | 0.79513 | 8.8818e-16
3709 | Synthetic pumped | pumped | 12 | 0 | 36.5214 | 47.3214 | 0.98586 | 3.5527e-15
3709 | Synthetic battery | battery | 4.4443 | 0 | 15.9025 | 20 | 1 | 0
3710 | Synthetic pumped | pumped | 0.75404 | 0 | 47.3214 | 48 | 1 | 0
3710 | Synthetic battery | battery | 0 | 0 | 20 | 20 | 1 | 0
3711 | Synthetic pumped | pumped | 0 | 0 | 48 | 48 | 1 | 0
3711 | Synthetic battery | battery | 0 | 0 | 20 | 20 | 1 | 0
3712 | Synthetic pumped | pumped | 0 | 0 | 48 | 48 | 1 | 0
3712 | Synthetic battery | battery | 0 | 0 | 20 | 20 | 1 | 0
3713 | Synthetic pumped | pumped | 0 | 0 | 48 | 48 | 1 | 0
3713 | Synthetic battery | battery | 0 | 0 | 20 | 20 | 1 | 0
3714 | Synthetic pumped | pumped | 0 | 10.3211 | 48 | 36.5321 | 0.76109 | -1.7764e-15
3714 | Synthetic battery | battery | 0 | 10 | 20 | 9.1535 | 0.45767 | 0
3715 | Synthetic pumped | pumped | 0 | 12 | 36.5321 | 23.1988 | 0.48331 | 0
3715 | Synthetic battery | battery | 0 | 8.4391 | 9.1535 | 0 | 0 | 0
3716 | Synthetic pumped | pumped | 0 | 12 | 23.1988 | 9.8655 | 0.20553 | 0
3716 | Synthetic battery | battery | 0 | 0 | 0 | 0 | 0 | 0
3717 | Synthetic pumped | pumped | 0 | 8.8789 | 9.8655 | 0 | 0 | 0
3717 | Synthetic battery | battery | 0 | 0 | 0 | 0 | 0 | 0
3718 | Synthetic pumped | pumped | 0 | 0 | 0 | 0 | 0 | 0
3718 | Synthetic battery | battery | 0 | 0 | 0 | 0 | 0 | 0
3719 | Synthetic pumped | pumped | 0 | 0 | 0 | 0 | 0 | 0
3719 | Synthetic battery | battery | 0 | 0 | 0 | 0 | 0 | 0
3720 | Synthetic pumped | pumped | 0 | 0 | 0 | 0 | 0 | 0
3720 | Synthetic battery | battery | 0 | 0 | 0 | 0 | 0 | 0
3721 | Synthetic pumped | pumped | 0 | 0 | 0 | 0 | 0 | 0
3721 | Synthetic battery | battery | 0 | 0 | 0 | 0 | 0 | 0
3722 | Synthetic pumped | pumped | 0 | 0 | 0 | 0 | 0 | 0
3722 | Synthetic battery | battery | 0 | 0 | 0 | 0 | 0 | 0
3723 | Synthetic pumped | pumped | 0 | 0 | 0 | 0 | 0 | 0
3723 | Synthetic battery | battery | 0 | 0 | 0 | 0 | 0 | 0
3724 | Synthetic pumped | pumped | 0 | 0 | 0 | 0 | 0 | 0
3724 | Synthetic battery | battery | 0 | 0 | 0 | 0 | 0 | 0
3725 | Synthetic pumped | pumped | 0 | 0 | 0 | 0 | 0 | 0
3725 | Synthetic battery | battery | 0 | 0 | 0 | 0 | 0 | 0
3726 | Synthetic pumped | pumped | 0 | 0 | 0 | 0 | 0 | 0
3726 | Synthetic battery | battery | 0 | 0 | 0 | 0 | 0 | 0
3727 | Synthetic pumped | pumped | 0 | 0 | 0 | 0 | 0 | 0
3727 | Synthetic battery | battery | 0 | 0 | 0 | 0 | 0 | 0
3728 | Synthetic pumped | pumped | 0 | 0 | 0 | 0 | 0 | 0
3728 | Synthetic battery | battery | 0 | 0 | 0 | 0 | 0 | 0
3729 | Synthetic pumped | pumped | 0.84055 | 0 | 0 | 0.7565 | 0.01576 | 0
3729 | Synthetic battery | battery | 0 | 0 | 0 | 0 | 0 | 0
3730 | Synthetic pumped | pumped | 0.99381 | 0 | 0.7565 | 1.6509 | 0.034394 | 0
3730 | Synthetic battery | battery | 0 | 0 | 0 | 0 | 0 | 0
3731 | Synthetic pumped | pumped | 7.185 | 0 | 1.6509 | 8.1174 | 0.16911 | -8.8818e-16
3731 | Synthetic battery | battery | 0 | 0 | 0 | 0 | 0 | 0
3732 | Synthetic pumped | pumped | 12 | 0 | 8.1174 | 18.9174 | 0.39411 | 0
3732 | Synthetic battery | battery | 1.3341 | 0 | 0 | 1.23 | 0.061499 | 0
3733 | Synthetic pumped | pumped | 12 | 0 | 18.9174 | 29.7174 | 0.61911 | 0
3733 | Synthetic battery | battery | 2.2297 | 0 | 1.23 | 3.2856 | 0.16428 | 0
3734 | Synthetic pumped | pumped | 9.1179 | 0 | 29.7174 | 37.9235 | 0.79007 | -3.5527e-15
3734 | Synthetic battery | battery | 0 | 0 | 3.2856 | 3.2856 | 0.16428 | 0
3735 | Synthetic pumped | pumped | 0 | 0 | 37.9235 | 37.9235 | 0.79007 | 0
3735 | Synthetic battery | battery | 0 | 0 | 3.2856 | 3.2856 | 0.16428 | 0
3736 | Synthetic pumped | pumped | 0 | 0 | 37.9235 | 37.9235 | 0.79007 | 0
3736 | Synthetic battery | battery | 0 | 0 | 3.2856 | 3.2856 | 0.16428 | 0
3737 | Synthetic pumped | pumped | 0 | 3.8333 | 37.9235 | 33.6643 | 0.70134 | 8.8818e-16
3737 | Synthetic battery | battery | 0 | 3.0292 | 3.2856 | 0 | 0 | 0
3738 | Synthetic pumped | pumped | 0 | 12 | 33.6643 | 20.331 | 0.42356 | 0
3738 | Synthetic battery | battery | 0 | 0 | 0 | 0 | 0 | 0
3739 | Synthetic pumped | pumped | 0 | 12 | 20.331 | 6.9977 | 0.14578 | 0
3739 | Synthetic battery | battery | 0 | 0 | 0 | 0 | 0 | 0
3740 | Synthetic pumped | pumped | 0 | 6.2979 | 6.9977 | 0 | 0 | 0
3740 | Synthetic battery | battery | 0 | 0 | 0 | 0 | 0 | 0
3741 | Synthetic pumped | pumped | 0 | 0 | 0 | 0 | 0 | 0
3741 | Synthetic battery | battery | 0 | 0 | 0 | 0 | 0 | 0
3742 | Synthetic pumped | pumped | 0 | 0 | 0 | 0 | 0 | 0
3742 | Synthetic battery | battery | 0 | 0 | 0 | 0 | 0 | 0
3743 | Synthetic pumped | pumped | 0 | 0 | 0 | 0 | 0 | 0
3743 | Synthetic battery | battery | 0 | 0 | 0 | 0 | 0 | 0
3744 | Synthetic pumped | pumped | 0 | 0 | 0 | 0 | 0 | 0
3744 | Synthetic battery | battery | 0 | 0 | 0 | 0 | 0 | 0
3745 | Synthetic pumped | pumped | 0 | 0 | 0 | 0 | 0 | 0
3745 | Synthetic battery | battery | 0 | 0 | 0 | 0 | 0 | 0
3746 | Synthetic pumped | pumped | 0 | 0 | 0 | 0 | 0 | 0
3746 | Synthetic battery | battery | 0 | 0 | 0 | 0 | 0 | 0
3747 | Synthetic pumped | pumped | 0 | 0 | 0 | 0 | 0 | 0
3747 | Synthetic battery | battery | 0 | 0 | 0 | 0 | 0 | 0
3748 | Synthetic pumped | pumped | 0 | 0 | 0 | 0 | 0 | 0
3748 | Synthetic battery | battery | 0 | 0 | 0 | 0 | 0 | 0
3749 | Synthetic pumped | pumped | 0 | 0 | 0 | 0 | 0 | 0
3749 | Synthetic battery | battery | 0 | 0 | 0 | 0 | 0 | 0
3750 | Synthetic pumped | pumped | 0 | 0 | 0 | 0 | 0 | 0
3750 | Synthetic battery | battery | 0 | 0 | 0 | 0 | 0 | 0
3751 | Synthetic pumped | pumped | 0 | 0 | 0 | 0 | 0 | 0
3751 | Synthetic battery | battery | 0 | 0 | 0 | 0 | 0 | 0
3752 | Synthetic pumped | pumped | 0 | 0 | 0 | 0 | 0 | 0
3752 | Synthetic battery | battery | 0 | 0 | 0 | 0 | 0 | 0
3753 | Synthetic pumped | pumped | 0 | 0 | 0 | 0 | 0 | 0
3753 | Synthetic battery | battery | 0 | 0 | 0 | 0 | 0 | 0
3754 | Synthetic pumped | pumped | 2.0265 | 0 | 0 | 1.8239 | 0.037997 | 0
3754 | Synthetic battery | battery | 0 | 0 | 0 | 0 | 0 | 0
3755 | Synthetic pumped | pumped | 2.0916 | 0 | 1.8239 | 3.7063 | 0.077215 | -2.2204e-16
3755 | Synthetic battery | battery | 0 | 0 | 0 | 0 | 0 | 0
3756 | Synthetic pumped | pumped | 6.6017 | 0 | 3.7063 | 9.6479 | 0.201 | 0
3756 | Synthetic battery | battery | 0 | 0 | 0 | 0 | 0 | 0
3757 | Synthetic pumped | pumped | 10.1011 | 0 | 9.6479 | 18.7389 | 0.39039 | 0
3757 | Synthetic battery | battery | 0 | 0 | 0 | 0 | 0 | 0
3758 | Synthetic pumped | pumped | 4.5847 | 0 | 18.7389 | 22.8651 | 0.47636 | 1.7764e-15
3758 | Synthetic battery | battery | 0 | 0 | 0 | 0 | 0 | 0
3759 | Synthetic pumped | pumped | 0 | 0 | 22.8651 | 22.8651 | 0.47636 | 0
3759 | Synthetic battery | battery | 0 | 0 | 0 | 0 | 0 | 0
3760 | Synthetic pumped | pumped | 0 | 0 | 22.8651 | 22.8651 | 0.47636 | 0
3760 | Synthetic battery | battery | 0 | 0 | 0 | 0 | 0 | 0
3761 | Synthetic pumped | pumped | 0 | 5.5688 | 22.8651 | 16.6776 | 0.34745 | 1.7764e-15
3761 | Synthetic battery | battery | 0 | 0 | 0 | 0 | 0 | 0
3762 | Synthetic pumped | pumped | 0 | 12 | 16.6776 | 3.3443 | 0.069673 | 0
3762 | Synthetic battery | battery | 0 | 0 | 0 | 0 | 0 | 0
3763 | Synthetic pumped | pumped | 0 | 3.0099 | 3.3443 | 0 | 0 | 0
3763 | Synthetic battery | battery | 0 | 0 | 0 | 0 | 0 | 0
3764 | Synthetic pumped | pumped | 0 | 0 | 0 | 0 | 0 | 0
3764 | Synthetic battery | battery | 0 | 0 | 0 | 0 | 0 | 0
3765 | Synthetic pumped | pumped | 0 | 0 | 0 | 0 | 0 | 0
3765 | Synthetic battery | battery | 0 | 0 | 0 | 0 | 0 | 0
3766 | Synthetic pumped | pumped | 0 | 0 | 0 | 0 | 0 | 0
3766 | Synthetic battery | battery | 0 | 0 | 0 | 0 | 0 | 0
3767 | Synthetic pumped | pumped | 0 | 0 | 0 | 0 | 0 | 0
3767 | Synthetic battery | battery | 0 | 0 | 0 | 0 | 0 | 0
3768 | Synthetic pumped | pumped | 0 | 0 | 0 | 0 | 0 | 0
3768 | Synthetic battery | battery | 0 | 0 | 0 | 0 | 0 | 0
3769 | Synthetic pumped | pumped | 0 | 0 | 0 | 0 | 0 | 0
3769 | Synthetic battery | battery | 0 | 0 | 0 | 0 | 0 | 0
3770 | Synthetic pumped | pumped | 0 | 0 | 0 | 0 | 0 | 0
3770 | Synthetic battery | battery | 0 | 0 | 0 | 0 | 0 | 0
3771 | Synthetic pumped | pumped | 0 | 0 | 0 | 0 | 0 | 0
3771 | Synthetic battery | battery | 0 | 0 | 0 | 0 | 0 | 0
3772 | Synthetic pumped | pumped | 0 | 0 | 0 | 0 | 0 | 0
3772 | Synthetic battery | battery | 0 | 0 | 0 | 0 | 0 | 0
3773 | Synthetic pumped | pumped | 0 | 0 | 0 | 0 | 0 | 0
3773 | Synthetic battery | battery | 0 | 0 | 0 | 0 | 0 | 0
3774 | Synthetic pumped | pumped | 0 | 0 | 0 | 0 | 0 | 0
3774 | Synthetic battery | battery | 0 | 0 | 0 | 0 | 0 | 0
3775 | Synthetic pumped | pumped | 0 | 0 | 0 | 0 | 0 | 0
3775 | Synthetic battery | battery | 0 | 0 | 0 | 0 | 0 | 0
3776 | Synthetic pumped | pumped | 0 | 0 | 0 | 0 | 0 | 0
3776 | Synthetic battery | battery | 0 | 0 | 0 | 0 | 0 | 0
3777 | Synthetic pumped | pumped | 0 | 0 | 0 | 0 | 0 | 0
3777 | Synthetic battery | battery | 0 | 0 | 0 | 0 | 0 | 0
3778 | Synthetic pumped | pumped | 0 | 0 | 0 | 0 | 0 | 0
3778 | Synthetic battery | battery | 0 | 0 | 0 | 0 | 0 | 0
3779 | Synthetic pumped | pumped | 5.0071 | 0 | 0 | 4.5064 | 0.093883 | 0
3779 | Synthetic battery | battery | 0 | 0 | 0 | 0 | 0 | 0
3780 | Synthetic pumped | pumped | 8.1704 | 0 | 4.5064 | 11.8598 | 0.24708 | -8.8818e-16
3780 | Synthetic battery | battery | 0 | 0 | 0 | 0 | 0 | 0
3781 | Synthetic pumped | pumped | 12 | 0 | 11.8598 | 22.6598 | 0.47208 | 0
3781 | Synthetic battery | battery | 1.8518 | 0 | 0 | 1.7072 | 0.085362 | 0
3782 | Synthetic pumped | pumped | 3.9897 | 0 | 22.6598 | 26.2505 | 0.54689 | 0
3782 | Synthetic battery | battery | 0 | 0 | 1.7072 | 1.7072 | 0.085362 | 0
3783 | Synthetic pumped | pumped | 0.7417 | 0 | 26.2505 | 26.918 | 0.56079 | 1.4433e-15
3783 | Synthetic battery | battery | 0 | 0 | 1.7072 | 1.7072 | 0.085362 | 0
3784 | Synthetic pumped | pumped | 0 | 0 | 26.918 | 26.918 | 0.56079 | 0
3784 | Synthetic battery | battery | 0 | 0 | 1.7072 | 1.7072 | 0.085362 | 0
3785 | Synthetic pumped | pumped | 0 | 2.5123 | 26.918 | 24.1267 | 0.50264 | 1.3323e-15
3785 | Synthetic battery | battery | 0 | 1.574 | 1.7072 | 0 | 0 | 0
3786 | Synthetic pumped | pumped | 0 | 12 | 24.1267 | 10.7933 | 0.22486 | 0
3786 | Synthetic battery | battery | 0 | 0 | 0 | 0 | 0 | 0
3787 | Synthetic pumped | pumped | 0 | 9.714 | 10.7933 | -1.7764e-15 | -3.7007e-17 | 0
3787 | Synthetic battery | battery | 0 | 0 | 0 | 0 | 0 | 0
3788 | Synthetic pumped | pumped | 0 | -1.5987e-15 | -1.7764e-15 | 0 | 0 | 0
3788 | Synthetic battery | battery | 0 | 0 | 0 | 0 | 0 | 0
3789 | Synthetic pumped | pumped | 0 | 0 | 0 | 0 | 0 | 0
3789 | Synthetic battery | battery | 0 | 0 | 0 | 0 | 0 | 0
3790 | Synthetic pumped | pumped | 0 | 0 | 0 | 0 | 0 | 0
3790 | Synthetic battery | battery | 0 | 0 | 0 | 0 | 0 | 0
3791 | Synthetic pumped | pumped | 0 | 0 | 0 | 0 | 0 | 0
3791 | Synthetic battery | battery | 0 | 0 | 0 | 0 | 0 | 0
3792 | Synthetic pumped | pumped | 0 | 0 | 0 | 0 | 0 | 0
3792 | Synthetic battery | battery | 0 | 0 | 0 | 0 | 0 | 0
3793 | Synthetic pumped | pumped | 0 | 0 | 0 | 0 | 0 | 0
3793 | Synthetic battery | battery | 0 | 0 | 0 | 0 | 0 | 0
3794 | Synthetic pumped | pumped | 0 | 0 | 0 | 0 | 0 | 0
3794 | Synthetic battery | battery | 0 | 0 | 0 | 0 | 0 | 0
3795 | Synthetic pumped | pumped | 0 | 0 | 0 | 0 | 0 | 0
3795 | Synthetic battery | battery | 0 | 0 | 0 | 0 | 0 | 0
3796 | Synthetic pumped | pumped | 0 | 0 | 0 | 0 | 0 | 0
3796 | Synthetic battery | battery | 0 | 0 | 0 | 0 | 0 | 0
3797 | Synthetic pumped | pumped | 0 | 0 | 0 | 0 | 0 | 0
3797 | Synthetic battery | battery | 0 | 0 | 0 | 0 | 0 | 0
3798 | Synthetic pumped | pumped | 0 | 0 | 0 | 0 | 0 | 0
3798 | Synthetic battery | battery | 0 | 0 | 0 | 0 | 0 | 0
3799 | Synthetic pumped | pumped | 0 | 0 | 0 | 0 | 0 | 0
3799 | Synthetic battery | battery | 0 | 0 | 0 | 0 | 0 | 0
3800 | Synthetic pumped | pumped | 0 | 0 | 0 | 0 | 0 | 0
3800 | Synthetic battery | battery | 0 | 0 | 0 | 0 | 0 | 0
3801 | Synthetic pumped | pumped | 1.2596 | 0 | 0 | 1.1336 | 0.023617 | 0
3801 | Synthetic battery | battery | 0 | 0 | 0 | 0 | 0 | 0
3802 | Synthetic pumped | pumped | 12 | 0 | 1.1336 | 11.9336 | 0.24862 | 0
3802 | Synthetic battery | battery | 0.19158 | 0 | 0 | 0.17663 | 0.0088316 | 0
3803 | Synthetic pumped | pumped | 12 | 0 | 11.9336 | 22.7336 | 0.47362 | 0
3803 | Synthetic battery | battery | 8.2614 | 0 | 0.17663 | 7.7933 | 0.38967 | 0
3804 | Synthetic pumped | pumped | 12 | 0 | 22.7336 | 33.5336 | 0.69862 | 0
3804 | Synthetic battery | battery | 5.546 | 0 | 7.7933 | 12.9065 | 0.64532 | 8.8818e-16
3805 | Synthetic pumped | pumped | 12 | 0 | 33.5336 | 44.3336 | 0.92362 | -3.5527e-15
3805 | Synthetic battery | battery | 6.9502 | 0 | 12.9065 | 19.3142 | 0.96571 | 8.8818e-16
3806 | Synthetic pumped | pumped | 4.0738 | 0 | 44.3336 | 48 | 1 | 0
3806 | Synthetic battery | battery | 0.74385 | 0 | 19.3142 | 20 | 1 | 0
3807 | Synthetic pumped | pumped | 0 | 0 | 48 | 48 | 1 | 0
3807 | Synthetic battery | battery | 0 | 0 | 20 | 20 | 1 | 0
3808 | Synthetic pumped | pumped | 0 | 0 | 48 | 48 | 1 | 0
3808 | Synthetic battery | battery | 0 | 0 | 20 | 20 | 1 | 0
3809 | Synthetic pumped | pumped | 0 | 0 | 48 | 48 | 1 | 0
3809 | Synthetic battery | battery | 0 | 9.1232 | 20 | 10.1045 | 0.50523 | 0
3810 | Synthetic pumped | pumped | 0 | 12 | 48 | 34.6667 | 0.72222 | 3.5527e-15
3810 | Synthetic battery | battery | 0 | 9.3159 | 10.1045 | 0 | 0 | 0
3811 | Synthetic pumped | pumped | 0 | 12 | 34.6667 | 21.3333 | 0.44444 | 0
3811 | Synthetic battery | battery | 0 | 0 | 0 | 0 | 0 | 0
3812 | Synthetic pumped | pumped | 0 | 12 | 21.3333 | 8 | 0.16667 | 0
3812 | Synthetic battery | battery | 0 | 0 | 0 | 0 | 0 | 0
3813 | Synthetic pumped | pumped | 0 | 7.2 | 8 | 0 | 0 | 0
3813 | Synthetic battery | battery | 0 | 0 | 0 | 0 | 0 | 0
3814 | Synthetic pumped | pumped | 0 | 0 | 0 | 0 | 0 | 0
3814 | Synthetic battery | battery | 0 | 0 | 0 | 0 | 0 | 0
3815 | Synthetic pumped | pumped | 0 | 0 | 0 | 0 | 0 | 0
3815 | Synthetic battery | battery | 0 | 0 | 0 | 0 | 0 | 0
3816 | Synthetic pumped | pumped | 0 | 0 | 0 | 0 | 0 | 0
3816 | Synthetic battery | battery | 0 | 0 | 0 | 0 | 0 | 0
3817 | Synthetic pumped | pumped | 0 | 0 | 0 | 0 | 0 | 0
3817 | Synthetic battery | battery | 0 | 0 | 0 | 0 | 0 | 0
3818 | Synthetic pumped | pumped | 0 | 0 | 0 | 0 | 0 | 0
3818 | Synthetic battery | battery | 0 | 0 | 0 | 0 | 0 | 0
3819 | Synthetic pumped | pumped | 0 | 0 | 0 | 0 | 0 | 0
3819 | Synthetic battery | battery | 0 | 0 | 0 | 0 | 0 | 0
3820 | Synthetic pumped | pumped | 0 | 0 | 0 | 0 | 0 | 0
3820 | Synthetic battery | battery | 0 | 0 | 0 | 0 | 0 | 0
3821 | Synthetic pumped | pumped | 0 | 0 | 0 | 0 | 0 | 0
3821 | Synthetic battery | battery | 0 | 0 | 0 | 0 | 0 | 0
3822 | Synthetic pumped | pumped | 0 | 0 | 0 | 0 | 0 | 0
3822 | Synthetic battery | battery | 0 | 0 | 0 | 0 | 0 | 0
3823 | Synthetic pumped | pumped | 0 | 0 | 0 | 0 | 0 | 0
3823 | Synthetic battery | battery | 0 | 0 | 0 | 0 | 0 | 0
3824 | Synthetic pumped | pumped | 0 | 0 | 0 | 0 | 0 | 0
3824 | Synthetic battery | battery | 0 | 0 | 0 | 0 | 0 | 0
3825 | Synthetic pumped | pumped | 6.7934 | 0 | 0 | 6.1141 | 0.12738 | 0
3825 | Synthetic battery | battery | 0 | 0 | 0 | 0 | 0 | 0
3826 | Synthetic pumped | pumped | 10.7786 | 0 | 6.1141 | 15.8148 | 0.32948 | 0
3826 | Synthetic battery | battery | 0 | 0 | 0 | 0 | 0 | 0
3827 | Synthetic pumped | pumped | 12 | 0 | 15.8148 | 26.6148 | 0.55448 | 0
3827 | Synthetic battery | battery | 6.008 | 0 | 0 | 5.5391 | 0.27695 | 0
3828 | Synthetic pumped | pumped | 12 | 0 | 26.6148 | 37.4148 | 0.77948 | 0
3828 | Synthetic battery | battery | 8.4451 | 0 | 5.5391 | 13.3251 | 0.66625 | 0
3829 | Synthetic pumped | pumped | 11.7613 | 0 | 37.4148 | 48 | 1 | 0
3829 | Synthetic battery | battery | 1.7944 | 0 | 13.3251 | 14.9795 | 0.74897 | 0
3830 | Synthetic pumped | pumped | 0 | 0 | 48 | 48 | 1 | 0
3830 | Synthetic battery | battery | 5.4455 | 0 | 14.9795 | 20 | 1 | 0
3831 | Synthetic pumped | pumped | 0 | 0 | 48 | 48 | 1 | 0
3831 | Synthetic battery | battery | 0 | 0 | 20 | 20 | 1 | 0
3832 | Synthetic pumped | pumped | 0 | 0 | 48 | 48 | 1 | 0
3832 | Synthetic battery | battery | 0 | 0 | 20 | 20 | 1 | 0
3833 | Synthetic pumped | pumped | 0 | 0 | 48 | 48 | 1 | 0
3833 | Synthetic battery | battery | 0 | 3.9729 | 20 | 15.6908 | 0.78454 | 0
3834 | Synthetic pumped | pumped | 0 | 9.2759 | 48 | 37.6934 | 0.78528 | 1.7764e-15
3834 | Synthetic battery | battery | 0 | 10 | 15.6908 | 4.8443 | 0.24222 | 0
3835 | Synthetic pumped | pumped | 0 | 12 | 37.6934 | 24.3601 | 0.5075 | 0
3835 | Synthetic battery | battery | 0 | 4.4662 | 4.8443 | 0 | 0 | 0
3836 | Synthetic pumped | pumped | 0 | 12 | 24.3601 | 11.0268 | 0.22972 | 0
3836 | Synthetic battery | battery | 0 | 0 | 0 | 0 | 0 | 0
3837 | Synthetic pumped | pumped | 0 | 9.9241 | 11.0268 | -1.7764e-15 | -3.7007e-17 | 0
3837 | Synthetic battery | battery | 0 | 0 | 0 | 0 | 0 | 0
3838 | Synthetic pumped | pumped | 0 | -1.5987e-15 | -1.7764e-15 | 0 | 0 | 0
3838 | Synthetic battery | battery | 0 | 0 | 0 | 0 | 0 | 0
3839 | Synthetic pumped | pumped | 0 | 0 | 0 | 0 | 0 | 0
3839 | Synthetic battery | battery | 0 | 0 | 0 | 0 | 0 | 0
3840 | Synthetic pumped | pumped | 0 | 0 | 0 | 0 | 0 | 0
3840 | Synthetic battery | battery | 0 | 0 | 0 | 0 | 0 | 0
3841 | Synthetic pumped | pumped | 0 | 0 | 0 | 0 | 0 | 0
3841 | Synthetic battery | battery | 0 | 0 | 0 | 0 | 0 | 0
3842 | Synthetic pumped | pumped | 0 | 0 | 0 | 0 | 0 | 0
3842 | Synthetic battery | battery | 0 | 0 | 0 | 0 | 0 | 0
3843 | Synthetic pumped | pumped | 0 | 0 | 0 | 0 | 0 | 0
3843 | Synthetic battery | battery | 0 | 0 | 0 | 0 | 0 | 0
3844 | Synthetic pumped | pumped | 0 | 0 | 0 | 0 | 0 | 0
3844 | Synthetic battery | battery | 0 | 0 | 0 | 0 | 0 | 0
3845 | Synthetic pumped | pumped | 0 | 0 | 0 | 0 | 0 | 0
3845 | Synthetic battery | battery | 0 | 0 | 0 | 0 | 0 | 0
3846 | Synthetic pumped | pumped | 0 | 0 | 0 | 0 | 0 | 0
3846 | Synthetic battery | battery | 0 | 0 | 0 | 0 | 0 | 0
3847 | Synthetic pumped | pumped | 0 | 0 | 0 | 0 | 0 | 0
3847 | Synthetic battery | battery | 0 | 0 | 0 | 0 | 0 | 0
3848 | Synthetic pumped | pumped | 0 | 0 | 0 | 0 | 0 | 0
3848 | Synthetic battery | battery | 0 | 0 | 0 | 0 | 0 | 0
3849 | Synthetic pumped | pumped | 0 | 0 | 0 | 0 | 0 | 0
3849 | Synthetic battery | battery | 0 | 0 | 0 | 0 | 0 | 0
3850 | Synthetic pumped | pumped | 3.7307 | 0 | 0 | 3.3576 | 0.06995 | 0
3850 | Synthetic battery | battery | 0 | 0 | 0 | 0 | 0 | 0
3851 | Synthetic pumped | pumped | 12 | 0 | 3.3576 | 14.1576 | 0.29495 | 0
3851 | Synthetic battery | battery | 0.59453 | 0 | 0 | 0.54813 | 0.027407 | 0
3852 | Synthetic pumped | pumped | 7.9242 | 0 | 14.1576 | 21.2894 | 0.44353 | 0
3852 | Synthetic battery | battery | 0 | 0 | 0.54813 | 0.54813 | 0.027407 | 0
3853 | Synthetic pumped | pumped | 8.5304 | 0 | 21.2894 | 28.9667 | 0.60347 | -1.7764e-15
3853 | Synthetic battery | battery | 0 | 0 | 0.54813 | 0.54813 | 0.027407 | 0
3854 | Synthetic pumped | pumped | 9.3366 | 0 | 28.9667 | 37.3697 | 0.77854 | -3.5527e-15
3854 | Synthetic battery | battery | 0 | 0 | 0.54813 | 0.54813 | 0.027407 | 0
3855 | Synthetic pumped | pumped | 6.4167 | 0 | 37.3697 | 43.1447 | 0.89885 | 8.8818e-16
3855 | Synthetic battery | battery | 0 | 0 | 0.54813 | 0.54813 | 0.027407 | 0
3856 | Synthetic pumped | pumped | 0 | 0 | 43.1447 | 43.1447 | 0.89885 | 0
3856 | Synthetic battery | battery | 0 | 0 | 0.54813 | 0.54813 | 0.027407 | 0
3857 | Synthetic pumped | pumped | 0 | 2.697 | 43.1447 | 40.1481 | 0.83642 | -8.8818e-16
3857 | Synthetic battery | battery | 0 | 0.50535 | 0.54813 | 0 | 0 | 0
3858 | Synthetic pumped | pumped | 0 | 12 | 40.1481 | 26.8148 | 0.55864 | 0
3858 | Synthetic battery | battery | 0 | 0 | 0 | 0 | 0 | 0
3859 | Synthetic pumped | pumped | 0 | 12 | 26.8148 | 13.4814 | 0.28086 | 0
3859 | Synthetic battery | battery | 0 | 0 | 0 | 0 | 0 | 0
3860 | Synthetic pumped | pumped | 0 | 12 | 13.4814 | 0.14808 | 0.0030851 | 0
3860 | Synthetic battery | battery | 0 | 0 | 0 | 0 | 0 | 0
3861 | Synthetic pumped | pumped | 0 | 0.13328 | 0.14808 | 0 | 0 | 0
3861 | Synthetic battery | battery | 0 | 0 | 0 | 0 | 0 | 0
3862 | Synthetic pumped | pumped | 0 | 0 | 0 | 0 | 0 | 0
3862 | Synthetic battery | battery | 0 | 0 | 0 | 0 | 0 | 0
3863 | Synthetic pumped | pumped | 0 | 0 | 0 | 0 | 0 | 0
3863 | Synthetic battery | battery | 0 | 0 | 0 | 0 | 0 | 0
3864 | Synthetic pumped | pumped | 0 | 0 | 0 | 0 | 0 | 0
3864 | Synthetic battery | battery | 0 | 0 | 0 | 0 | 0 | 0
3865 | Synthetic pumped | pumped | 0 | 0 | 0 | 0 | 0 | 0
3865 | Synthetic battery | battery | 0 | 0 | 0 | 0 | 0 | 0
3866 | Synthetic pumped | pumped | 0 | 0 | 0 | 0 | 0 | 0
3866 | Synthetic battery | battery | 0 | 0 | 0 | 0 | 0 | 0
3867 | Synthetic pumped | pumped | 0 | 0 | 0 | 0 | 0 | 0
3867 | Synthetic battery | battery | 0 | 0 | 0 | 0 | 0 | 0
3868 | Synthetic pumped | pumped | 0 | 0 | 0 | 0 | 0 | 0
3868 | Synthetic battery | battery | 0 | 0 | 0 | 0 | 0 | 0
3869 | Synthetic pumped | pumped | 0 | 0 | 0 | 0 | 0 | 0
3869 | Synthetic battery | battery | 0 | 0 | 0 | 0 | 0 | 0
3870 | Synthetic pumped | pumped | 0 | 0 | 0 | 0 | 0 | 0
3870 | Synthetic battery | battery | 0 | 0 | 0 | 0 | 0 | 0
3871 | Synthetic pumped | pumped | 0 | 0 | 0 | 0 | 0 | 0
3871 | Synthetic battery | battery | 0 | 0 | 0 | 0 | 0 | 0
3872 | Synthetic pumped | pumped | 0 | 0 | 0 | 0 | 0 | 0
3872 | Synthetic battery | battery | 0 | 0 | 0 | 0 | 0 | 0
3873 | Synthetic pumped | pumped | 0 | 0 | 0 | 0 | 0 | 0
3873 | Synthetic battery | battery | 0 | 0 | 0 | 0 | 0 | 0
3874 | Synthetic pumped | pumped | 1.7859 | 0 | 0 | 1.6073 | 0.033485 | 0
3874 | Synthetic battery | battery | 0 | 0 | 0 | 0 | 0 | 0
3875 | Synthetic pumped | pumped | 6.1376 | 0 | 1.6073 | 7.1311 | 0.14857 | 0
3875 | Synthetic battery | battery | 0 | 0 | 0 | 0 | 0 | 0
3876 | Synthetic pumped | pumped | 12 | 0 | 7.1311 | 17.9311 | 0.37357 | 0
3876 | Synthetic battery | battery | 0.10134 | 0 | 0 | 0.093433 | 0.0046717 | 0
3877 | Synthetic pumped | pumped | 12 | 0 | 17.9311 | 28.7311 | 0.59857 | 0
3877 | Synthetic battery | battery | 3.9509 | 0 | 0.093433 | 3.736 | 0.1868 | 0
3878 | Synthetic pumped | pumped | 8.7515 | 0 | 28.7311 | 36.6075 | 0.76266 | -3.5527e-15
3878 | Synthetic battery | battery | 0 | 0 | 3.736 | 3.736 | 0.1868 | 0
3879 | Synthetic pumped | pumped | 0 | 0 | 36.6075 | 36.6075 | 0.76266 | 0
3879 | Synthetic battery | battery | 0 | 0 | 3.736 | 3.736 | 0.1868 | 0
3880 | Synthetic pumped | pumped | 0 | 0 | 36.6075 | 36.6075 | 0.76266 | 0
3880 | Synthetic battery | battery | 0 | 0 | 3.736 | 3.736 | 0.1868 | 0
3881 | Synthetic pumped | pumped | 0 | 2.7864 | 36.6075 | 33.5115 | 0.69816 | 2.6645e-15
3881 | Synthetic battery | battery | 0 | 3.4444 | 3.736 | 0 | 0 | 0
3882 | Synthetic pumped | pumped | 0 | 12 | 33.5115 | 20.1782 | 0.42038 | 0
3882 | Synthetic battery | battery | 0 | 0 | 0 | 0 | 0 | 0
3883 | Synthetic pumped | pumped | 0 | 12 | 20.1782 | 6.8449 | 0.1426 | 0
3883 | Synthetic battery | battery | 0 | 0 | 0 | 0 | 0 | 0
3884 | Synthetic pumped | pumped | 0 | 6.1604 | 6.8449 | 0 | 0 | 0
3884 | Synthetic battery | battery | 0 | 0 | 0 | 0 | 0 | 0
3885 | Synthetic pumped | pumped | 0 | 0 | 0 | 0 | 0 | 0
3885 | Synthetic battery | battery | 0 | 0 | 0 | 0 | 0 | 0
3886 | Synthetic pumped | pumped | 0 | 0 | 0 | 0 | 0 | 0
3886 | Synthetic battery | battery | 0 | 0 | 0 | 0 | 0 | 0
3887 | Synthetic pumped | pumped | 0 | 0 | 0 | 0 | 0 | 0
3887 | Synthetic battery | battery | 0 | 0 | 0 | 0 | 0 | 0
3888 | Synthetic pumped | pumped | 0 | 0 | 0 | 0 | 0 | 0
3888 | Synthetic battery | battery | 0 | 0 | 0 | 0 | 0 | 0
3889 | Synthetic pumped | pumped | 0 | 0 | 0 | 0 | 0 | 0
3889 | Synthetic battery | battery | 0 | 0 | 0 | 0 | 0 | 0
3890 | Synthetic pumped | pumped | 0 | 0 | 0 | 0 | 0 | 0
3890 | Synthetic battery | battery | 0 | 0 | 0 | 0 | 0 | 0
3891 | Synthetic pumped | pumped | 0 | 0 | 0 | 0 | 0 | 0
3891 | Synthetic battery | battery | 0 | 0 | 0 | 0 | 0 | 0
3892 | Synthetic pumped | pumped | 0 | 0 | 0 | 0 | 0 | 0
3892 | Synthetic battery | battery | 0 | 0 | 0 | 0 | 0 | 0
3893 | Synthetic pumped | pumped | 0 | 0 | 0 | 0 | 0 | 0
3893 | Synthetic battery | battery | 0 | 0 | 0 | 0 | 0 | 0
3894 | Synthetic pumped | pumped | 0 | 0 | 0 | 0 | 0 | 0
3894 | Synthetic battery | battery | 0 | 0 | 0 | 0 | 0 | 0
3895 | Synthetic pumped | pumped | 0 | 0 | 0 | 0 | 0 | 0
3895 | Synthetic battery | battery | 0 | 0 | 0 | 0 | 0 | 0
3896 | Synthetic pumped | pumped | 0 | 0 | 0 | 0 | 0 | 0
3896 | Synthetic battery | battery | 0 | 0 | 0 | 0 | 0 | 0
3897 | Synthetic pumped | pumped | 0 | 0 | 0 | 0 | 0 | 0
3897 | Synthetic battery | battery | 0 | 0 | 0 | 0 | 0 | 0
3898 | Synthetic pumped | pumped | 3.814 | 0 | 0 | 3.4326 | 0.071513 | 0
3898 | Synthetic battery | battery | 0 | 0 | 0 | 0 | 0 | 0
3899 | Synthetic pumped | pumped | 8.9855 | 0 | 3.4326 | 11.5195 | 0.23999 | 0
3899 | Synthetic battery | battery | 0 | 0 | 0 | 0 | 0 | 0
3900 | Synthetic pumped | pumped | 11.3186 | 0 | 11.5195 | 21.7062 | 0.45221 | 0
3900 | Synthetic battery | battery | 0 | 0 | 0 | 0 | 0 | 0
3901 | Synthetic pumped | pumped | 8.4036 | 0 | 21.7062 | 29.2695 | 0.60978 | 8.8818e-16
3901 | Synthetic battery | battery | 0 | 0 | 0 | 0 | 0 | 0
3902 | Synthetic pumped | pumped | 3.9427 | 0 | 29.2695 | 32.8179 | 0.68371 | 2.2204e-15
3902 | Synthetic battery | battery | 0 | 0 | 0 | 0 | 0 | 0
3903 | Synthetic pumped | pumped | 0.85755 | 0 | 32.8179 | 33.5897 | 0.69979 | 0
3903 | Synthetic battery | battery | 0 | 0 | 0 | 0 | 0 | 0
3904 | Synthetic pumped | pumped | 0 | 0 | 33.5897 | 33.5897 | 0.69979 | 0
3904 | Synthetic battery | battery | 0 | 0 | 0 | 0 | 0 | 0
3905 | Synthetic pumped | pumped | 0 | 2.4669 | 33.5897 | 30.8488 | 0.64268 | -4.4409e-16
3905 | Synthetic battery | battery | 0 | 0 | 0 | 0 | 0 | 0
3906 | Synthetic pumped | pumped | 0 | 12 | 30.8488 | 17.5154 | 0.3649 | 0
3906 | Synthetic battery | battery | 0 | 0 | 0 | 0 | 0 | 0
3907 | Synthetic pumped | pumped | 0 | 12 | 17.5154 | 4.1821 | 0.087127 | 0
3907 | Synthetic battery | battery | 0 | 0 | 0 | 0 | 0 | 0
3908 | Synthetic pumped | pumped | 0 | 3.7639 | 4.1821 | 0 | 0 | 0
3908 | Synthetic battery | battery | 0 | 0 | 0 | 0 | 0 | 0
3909 | Synthetic pumped | pumped | 0 | 0 | 0 | 0 | 0 | 0
3909 | Synthetic battery | battery | 0 | 0 | 0 | 0 | 0 | 0
3910 | Synthetic pumped | pumped | 0 | 0 | 0 | 0 | 0 | 0
3910 | Synthetic battery | battery | 0 | 0 | 0 | 0 | 0 | 0
3911 | Synthetic pumped | pumped | 0 | 0 | 0 | 0 | 0 | 0
3911 | Synthetic battery | battery | 0 | 0 | 0 | 0 | 0 | 0
3912 | Synthetic pumped | pumped | 0 | 0 | 0 | 0 | 0 | 0
3912 | Synthetic battery | battery | 0 | 0 | 0 | 0 | 0 | 0
3913 | Synthetic pumped | pumped | 0 | 0 | 0 | 0 | 0 | 0
3913 | Synthetic battery | battery | 0 | 0 | 0 | 0 | 0 | 0
3914 | Synthetic pumped | pumped | 0 | 0 | 0 | 0 | 0 | 0
3914 | Synthetic battery | battery | 0 | 0 | 0 | 0 | 0 | 0
3915 | Synthetic pumped | pumped | 0 | 0 | 0 | 0 | 0 | 0
3915 | Synthetic battery | battery | 0 | 0 | 0 | 0 | 0 | 0
3916 | Synthetic pumped | pumped | 0 | 0 | 0 | 0 | 0 | 0
3916 | Synthetic battery | battery | 0 | 0 | 0 | 0 | 0 | 0
3917 | Synthetic pumped | pumped | 0 | 0 | 0 | 0 | 0 | 0
3917 | Synthetic battery | battery | 0 | 0 | 0 | 0 | 0 | 0
3918 | Synthetic pumped | pumped | 0 | 0 | 0 | 0 | 0 | 0
3918 | Synthetic battery | battery | 0 | 0 | 0 | 0 | 0 | 0
3919 | Synthetic pumped | pumped | 0 | 0 | 0 | 0 | 0 | 0
3919 | Synthetic battery | battery | 0 | 0 | 0 | 0 | 0 | 0
3920 | Synthetic pumped | pumped | 0 | 0 | 0 | 0 | 0 | 0
3920 | Synthetic battery | battery | 0 | 0 | 0 | 0 | 0 | 0
3921 | Synthetic pumped | pumped | 0 | 0 | 0 | 0 | 0 | 0
3921 | Synthetic battery | battery | 0 | 0 | 0 | 0 | 0 | 0
3922 | Synthetic pumped | pumped | 0 | 0 | 0 | 0 | 0 | 0
3922 | Synthetic battery | battery | 0 | 0 | 0 | 0 | 0 | 0
3923 | Synthetic pumped | pumped | 5.2289 | 0 | 0 | 4.706 | 0.098042 | 0
3923 | Synthetic battery | battery | 0 | 0 | 0 | 0 | 0 | 0
3924 | Synthetic pumped | pumped | 4.8752 | 0 | 4.706 | 9.0937 | 0.18945 | 0
3924 | Synthetic battery | battery | 0 | 0 | 0 | 0 | 0 | 0
3925 | Synthetic pumped | pumped | 3.6403 | 0 | 9.0937 | 12.37 | 0.25771 | 4.4409e-16
3925 | Synthetic battery | battery | 0 | 0 | 0 | 0 | 0 | 0
3926 | Synthetic pumped | pumped | 3.9709 | 0 | 12.37 | 15.9438 | 0.33216 | -4.4409e-16
3926 | Synthetic battery | battery | 0 | 0 | 0 | 0 | 0 | 0
3927 | Synthetic pumped | pumped | 0 | 0 | 15.9438 | 15.9438 | 0.33216 | 0
3927 | Synthetic battery | battery | 0 | 0 | 0 | 0 | 0 | 0
3928 | Synthetic pumped | pumped | 0 | 0 | 15.9438 | 15.9438 | 0.33216 | 0
3928 | Synthetic battery | battery | 0 | 0 | 0 | 0 | 0 | 0
3929 | Synthetic pumped | pumped | 0 | 6.3209 | 15.9438 | 8.9205 | 0.18584 | 8.8818e-16
3929 | Synthetic battery | battery | 0 | 0 | 0 | 0 | 0 | 0
3930 | Synthetic pumped | pumped | 0 | 8.0285 | 8.9205 | 0 | 0 | 0
3930 | Synthetic battery | battery | 0 | 0 | 0 | 0 | 0 | 0
3931 | Synthetic pumped | pumped | 0 | 0 | 0 | 0 | 0 | 0
3931 | Synthetic battery | battery | 0 | 0 | 0 | 0 | 0 | 0
3932 | Synthetic pumped | pumped | 0 | 0 | 0 | 0 | 0 | 0
3932 | Synthetic battery | battery | 0 | 0 | 0 | 0 | 0 | 0
3933 | Synthetic pumped | pumped | 0 | 0 | 0 | 0 | 0 | 0
3933 | Synthetic battery | battery | 0 | 0 | 0 | 0 | 0 | 0
3934 | Synthetic pumped | pumped | 0 | 0 | 0 | 0 | 0 | 0
3934 | Synthetic battery | battery | 0 | 0 | 0 | 0 | 0 | 0
3935 | Synthetic pumped | pumped | 0 | 0 | 0 | 0 | 0 | 0
3935 | Synthetic battery | battery | 0 | 0 | 0 | 0 | 0 | 0
3936 | Synthetic pumped | pumped | 0 | 0 | 0 | 0 | 0 | 0
3936 | Synthetic battery | battery | 0 | 0 | 0 | 0 | 0 | 0
3937 | Synthetic pumped | pumped | 0 | 0 | 0 | 0 | 0 | 0
3937 | Synthetic battery | battery | 0 | 0 | 0 | 0 | 0 | 0
3938 | Synthetic pumped | pumped | 0 | 0 | 0 | 0 | 0 | 0
3938 | Synthetic battery | battery | 0 | 0 | 0 | 0 | 0 | 0
3939 | Synthetic pumped | pumped | 0 | 0 | 0 | 0 | 0 | 0
3939 | Synthetic battery | battery | 0 | 0 | 0 | 0 | 0 | 0
3940 | Synthetic pumped | pumped | 0 | 0 | 0 | 0 | 0 | 0
3940 | Synthetic battery | battery | 0 | 0 | 0 | 0 | 0 | 0
3941 | Synthetic pumped | pumped | 0 | 0 | 0 | 0 | 0 | 0
3941 | Synthetic battery | battery | 0 | 0 | 0 | 0 | 0 | 0
3942 | Synthetic pumped | pumped | 0 | 0 | 0 | 0 | 0 | 0
3942 | Synthetic battery | battery | 0 | 0 | 0 | 0 | 0 | 0
3943 | Synthetic pumped | pumped | 0 | 0 | 0 | 0 | 0 | 0
3943 | Synthetic battery | battery | 0 | 0 | 0 | 0 | 0 | 0
3944 | Synthetic pumped | pumped | 0 | 0 | 0 | 0 | 0 | 0
3944 | Synthetic battery | battery | 0 | 0 | 0 | 0 | 0 | 0
3945 | Synthetic pumped | pumped | 0 | 0 | 0 | 0 | 0 | 0
3945 | Synthetic battery | battery | 0 | 0 | 0 | 0 | 0 | 0
3946 | Synthetic pumped | pumped | 3.1911 | 0 | 0 | 2.872 | 0.059833 | 0
3946 | Synthetic battery | battery | 0 | 0 | 0 | 0 | 0 | 0
3947 | Synthetic pumped | pumped | 11.455 | 0 | 2.872 | 13.1815 | 0.27461 | 0
3947 | Synthetic battery | battery | 0 | 0 | 0 | 0 | 0 | 0
3948 | Synthetic pumped | pumped | 12 | 0 | 13.1815 | 23.9815 | 0.49961 | 0
3948 | Synthetic battery | battery | 1.7174 | 0 | 0 | 1.5834 | 0.079169 | 0
3949 | Synthetic pumped | pumped | 8.1727 | 0 | 23.9815 | 31.3369 | 0.65285 | 0
3949 | Synthetic battery | battery | 0 | 0 | 1.5834 | 1.5834 | 0.079169 | 0
3950 | Synthetic pumped | pumped | 10.7699 | 0 | 31.3369 | 41.0298 | 0.85479 | 1.7764e-15
3950 | Synthetic battery | battery | 0 | 0 | 1.5834 | 1.5834 | 0.079169 | 0
3951 | Synthetic pumped | pumped | 0 | 0 | 41.0298 | 41.0298 | 0.85479 | 0
3951 | Synthetic battery | battery | 0 | 0 | 1.5834 | 1.5834 | 0.079169 | 0
3952 | Synthetic pumped | pumped | 0 | 0 | 41.0298 | 41.0298 | 0.85479 | 0
3952 | Synthetic battery | battery | 0 | 0 | 1.5834 | 1.5834 | 0.079169 | 0
3953 | Synthetic pumped | pumped | 0 | 7.9505 | 41.0298 | 32.196 | 0.67075 | 3.5527e-15
3953 | Synthetic battery | battery | 0 | 1.4598 | 1.5834 | 0 | 0 | 0
3954 | Synthetic pumped | pumped | 0 | 12 | 32.196 | 18.8626 | 0.39297 | 0
3954 | Synthetic battery | battery | 0 | 0 | 0 | 0 | 0 | 0
3955 | Synthetic pumped | pumped | 0 | 12 | 18.8626 | 5.5293 | 0.11519 | 0
3955 | Synthetic battery | battery | 0 | 0 | 0 | 0 | 0 | 0
3956 | Synthetic pumped | pumped | 0 | 4.9764 | 5.5293 | 0 | 0 | 0
3956 | Synthetic battery | battery | 0 | 0 | 0 | 0 | 0 | 0
3957 | Synthetic pumped | pumped | 0 | 0 | 0 | 0 | 0 | 0
3957 | Synthetic battery | battery | 0 | 0 | 0 | 0 | 0 | 0
3958 | Synthetic pumped | pumped | 0 | 0 | 0 | 0 | 0 | 0
3958 | Synthetic battery | battery | 0 | 0 | 0 | 0 | 0 | 0
3959 | Synthetic pumped | pumped | 0 | 0 | 0 | 0 | 0 | 0
3959 | Synthetic battery | battery | 0 | 0 | 0 | 0 | 0 | 0
3960 | Synthetic pumped | pumped | 0 | 0 | 0 | 0 | 0 | 0
3960 | Synthetic battery | battery | 0 | 0 | 0 | 0 | 0 | 0
3961 | Synthetic pumped | pumped | 0 | 0 | 0 | 0 | 0 | 0
3961 | Synthetic battery | battery | 0 | 0 | 0 | 0 | 0 | 0
3962 | Synthetic pumped | pumped | 0 | 0 | 0 | 0 | 0 | 0
3962 | Synthetic battery | battery | 0 | 0 | 0 | 0 | 0 | 0
3963 | Synthetic pumped | pumped | 0 | 0 | 0 | 0 | 0 | 0
3963 | Synthetic battery | battery | 0 | 0 | 0 | 0 | 0 | 0
3964 | Synthetic pumped | pumped | 0 | 0 | 0 | 0 | 0 | 0
3964 | Synthetic battery | battery | 0 | 0 | 0 | 0 | 0 | 0
3965 | Synthetic pumped | pumped | 0 | 0 | 0 | 0 | 0 | 0
3965 | Synthetic battery | battery | 0 | 0 | 0 | 0 | 0 | 0
3966 | Synthetic pumped | pumped | 0 | 0 | 0 | 0 | 0 | 0
3966 | Synthetic battery | battery | 0 | 0 | 0 | 0 | 0 | 0
3967 | Synthetic pumped | pumped | 0 | 0 | 0 | 0 | 0 | 0
3967 | Synthetic battery | battery | 0 | 0 | 0 | 0 | 0 | 0
3968 | Synthetic pumped | pumped | 0 | 0 | 0 | 0 | 0 | 0
3968 | Synthetic battery | battery | 0 | 0 | 0 | 0 | 0 | 0
3969 | Synthetic pumped | pumped | 0 | 0 | 0 | 0 | 0 | 0
3969 | Synthetic battery | battery | 0 | 0 | 0 | 0 | 0 | 0
3970 | Synthetic pumped | pumped | 8.0631 | 0 | 0 | 7.2568 | 0.15118 | 0
3970 | Synthetic battery | battery | 0 | 0 | 0 | 0 | 0 | 0
3971 | Synthetic pumped | pumped | 11.3233 | 0 | 7.2568 | 17.4478 | 0.3635 | 1.7764e-15
3971 | Synthetic battery | battery | 0 | 0 | 0 | 0 | 0 | 0
3972 | Synthetic pumped | pumped | 12 | 0 | 17.4478 | 28.2478 | 0.5885 | 0
3972 | Synthetic battery | battery | 4.9623 | 0 | 0 | 4.575 | 0.22875 | 0
3973 | Synthetic pumped | pumped | 12 | 0 | 28.2478 | 39.0478 | 0.8135 | 0
3973 | Synthetic battery | battery | 7.4041 | 0 | 4.575 | 11.4012 | 0.57006 | 8.8818e-16
3974 | Synthetic pumped | pumped | 9.9469 | 0 | 39.0478 | 48 | 1 | 0
3974 | Synthetic battery | battery | 3.4789 | 0 | 11.4012 | 14.6087 | 0.73043 | -8.8818e-16
3975 | Synthetic pumped | pumped | 0 | 0 | 48 | 48 | 1 | 0
3975 | Synthetic battery | battery | 5.1652 | 0 | 14.6087 | 19.3707 | 0.96854 | 1.7764e-15
3976 | Synthetic pumped | pumped | 0 | 0 | 48 | 48 | 1 | 0
3976 | Synthetic battery | battery | 0 | 0 | 19.3707 | 19.3707 | 0.96854 | 0
3977 | Synthetic pumped | pumped | 0 | 0 | 48 | 48 | 1 | 0
3977 | Synthetic battery | battery | 0 | 2.6223 | 19.3707 | 16.5264 | 0.82632 | 8.8818e-16
3978 | Synthetic pumped | pumped | 0 | 12 | 48 | 34.6667 | 0.72222 | 3.5527e-15
3978 | Synthetic battery | battery | 0 | 10 | 16.5264 | 5.6799 | 0.28399 | 0
3979 | Synthetic pumped | pumped | 0 | 12 | 34.6667 | 21.3333 | 0.44444 | 0
3979 | Synthetic battery | battery | 0 | 5.2366 | 5.6799 | 0 | 0 | 0
3980 | Synthetic pumped | pumped | 0 | 12 | 21.3333 | 8 | 0.16667 | 0
3980 | Synthetic battery | battery | 0 | 0 | 0 | 0 | 0 | 0
3981 | Synthetic pumped | pumped | 0 | 7.2 | 8 | 0 | 0 | 0
3981 | Synthetic battery | battery | 0 | 0 | 0 | 0 | 0 | 0
3982 | Synthetic pumped | pumped | 0 | 0 | 0 | 0 | 0 | 0
3982 | Synthetic battery | battery | 0 | 0 | 0 | 0 | 0 | 0
3983 | Synthetic pumped | pumped | 0 | 0 | 0 | 0 | 0 | 0
3983 | Synthetic battery | battery | 0 | 0 | 0 | 0 | 0 | 0
3984 | Synthetic pumped | pumped | 0 | 0 | 0 | 0 | 0 | 0
3984 | Synthetic battery | battery | 0 | 0 | 0 | 0 | 0 | 0
3985 | Synthetic pumped | pumped | 0 | 0 | 0 | 0 | 0 | 0
3985 | Synthetic battery | battery | 0 | 0 | 0 | 0 | 0 | 0
3986 | Synthetic pumped | pumped | 0 | 0 | 0 | 0 | 0 | 0
3986 | Synthetic battery | battery | 0 | 0 | 0 | 0 | 0 | 0
3987 | Synthetic pumped | pumped | 0 | 0 | 0 | 0 | 0 | 0
3987 | Synthetic battery | battery | 0 | 0 | 0 | 0 | 0 | 0
3988 | Synthetic pumped | pumped | 0 | 0 | 0 | 0 | 0 | 0
3988 | Synthetic battery | battery | 0 | 0 | 0 | 0 | 0 | 0
3989 | Synthetic pumped | pumped | 0 | 0 | 0 | 0 | 0 | 0
3989 | Synthetic battery | battery | 0 | 0 | 0 | 0 | 0 | 0
3990 | Synthetic pumped | pumped | 0 | 0 | 0 | 0 | 0 | 0
3990 | Synthetic battery | battery | 0 | 0 | 0 | 0 | 0 | 0
3991 | Synthetic pumped | pumped | 0 | 0 | 0 | 0 | 0 | 0
3991 | Synthetic battery | battery | 0 | 0 | 0 | 0 | 0 | 0
3992 | Synthetic pumped | pumped | 0 | 0 | 0 | 0 | 0 | 0
3992 | Synthetic battery | battery | 0 | 0 | 0 | 0 | 0 | 0
3993 | Synthetic pumped | pumped | 0 | 0 | 0 | 0 | 0 | 0
3993 | Synthetic battery | battery | 0 | 0 | 0 | 0 | 0 | 0
3994 | Synthetic pumped | pumped | 7.4461 | 0 | 0 | 6.7015 | 0.13961 | 0
3994 | Synthetic battery | battery | 0 | 0 | 0 | 0 | 0 | 0
3995 | Synthetic pumped | pumped | 6.9444 | 0 | 6.7015 | 12.9514 | 0.26982 | 0
3995 | Synthetic battery | battery | 0 | 0 | 0 | 0 | 0 | 0
3996 | Synthetic pumped | pumped | 9.2541 | 0 | 12.9514 | 21.2801 | 0.44333 | -1.7764e-15
3996 | Synthetic battery | battery | 0 | 0 | 0 | 0 | 0 | 0
3997 | Synthetic pumped | pumped | 12 | 0 | 21.2801 | 32.0801 | 0.66833 | 3.5527e-15
3997 | Synthetic battery | battery | 1.4148 | 0 | 0 | 1.3044 | 0.065221 | 0
3998 | Synthetic pumped | pumped | 2.7697 | 0 | 32.0801 | 34.5728 | 0.72027 | 2.6645e-15
3998 | Synthetic battery | battery | 0 | 0 | 1.3044 | 1.3044 | 0.065221 | 0
3999 | Synthetic pumped | pumped | 0 | 0 | 34.5728 | 34.5728 | 0.72027 | 0
3999 | Synthetic battery | battery | 0 | 0 | 1.3044 | 1.3044 | 0.065221 | 0
4000 | Synthetic pumped | pumped | 0 | 0 | 34.5728 | 34.5728 | 0.72027 | 0
4000 | Synthetic battery | battery | 0 | 0 | 1.3044 | 1.3044 | 0.065221 | 0
4001 | Synthetic pumped | pumped | 0 | 2.5793 | 34.5728 | 31.7069 | 0.66056 | -4.4409e-16
4001 | Synthetic battery | battery | 0 | 1.2026 | 1.3044 | 0 | 0 | 0
4002 | Synthetic pumped | pumped | 0 | 12 | 31.7069 | 18.3736 | 0.38278 | 0
4002 | Synthetic battery | battery | 0 | 0 | 0 | 0 | 0 | 0
4003 | Synthetic pumped | pumped | 0 | 12 | 18.3736 | 5.0402 | 0.105 | 0
4003 | Synthetic battery | battery | 0 | 0 | 0 | 0 | 0 | 0
4004 | Synthetic pumped | pumped | 0 | 4.5362 | 5.0402 | 0 | 0 | 0
4004 | Synthetic battery | battery | 0 | 0 | 0 | 0 | 0 | 0
4005 | Synthetic pumped | pumped | 0 | 0 | 0 | 0 | 0 | 0
4005 | Synthetic battery | battery | 0 | 0 | 0 | 0 | 0 | 0
4006 | Synthetic pumped | pumped | 0 | 0 | 0 | 0 | 0 | 0
4006 | Synthetic battery | battery | 0 | 0 | 0 | 0 | 0 | 0
4007 | Synthetic pumped | pumped | 0 | 0 | 0 | 0 | 0 | 0
4007 | Synthetic battery | battery | 0 | 0 | 0 | 0 | 0 | 0
4008 | Synthetic pumped | pumped | 0 | 0 | 0 | 0 | 0 | 0
4008 | Synthetic battery | battery | 0 | 0 | 0 | 0 | 0 | 0
4009 | Synthetic pumped | pumped | 0 | 0 | 0 | 0 | 0 | 0
4009 | Synthetic battery | battery | 0 | 0 | 0 | 0 | 0 | 0
4010 | Synthetic pumped | pumped | 0 | 0 | 0 | 0 | 0 | 0
4010 | Synthetic battery | battery | 0 | 0 | 0 | 0 | 0 | 0
4011 | Synthetic pumped | pumped | 0 | 0 | 0 | 0 | 0 | 0
4011 | Synthetic battery | battery | 0 | 0 | 0 | 0 | 0 | 0
4012 | Synthetic pumped | pumped | 0 | 0 | 0 | 0 | 0 | 0
4012 | Synthetic battery | battery | 0 | 0 | 0 | 0 | 0 | 0
4013 | Synthetic pumped | pumped | 0 | 0 | 0 | 0 | 0 | 0
4013 | Synthetic battery | battery | 0 | 0 | 0 | 0 | 0 | 0
4014 | Synthetic pumped | pumped | 0 | 0 | 0 | 0 | 0 | 0
4014 | Synthetic battery | battery | 0 | 0 | 0 | 0 | 0 | 0
4015 | Synthetic pumped | pumped | 0 | 0 | 0 | 0 | 0 | 0
4015 | Synthetic battery | battery | 0 | 0 | 0 | 0 | 0 | 0
4016 | Synthetic pumped | pumped | 0 | 0 | 0 | 0 | 0 | 0
4016 | Synthetic battery | battery | 0 | 0 | 0 | 0 | 0 | 0
4017 | Synthetic pumped | pumped | 0 | 0 | 0 | 0 | 0 | 0
4017 | Synthetic battery | battery | 0 | 0 | 0 | 0 | 0 | 0
4018 | Synthetic pumped | pumped | 7.6238 | 0 | 0 | 6.8614 | 0.14295 | 0
4018 | Synthetic battery | battery | 0 | 0 | 0 | 0 | 0 | 0
4019 | Synthetic pumped | pumped | 10.5334 | 0 | 6.8614 | 16.3415 | 0.34045 | 0
4019 | Synthetic battery | battery | 0 | 0 | 0 | 0 | 0 | 0
4020 | Synthetic pumped | pumped | 11.6872 | 0 | 16.3415 | 26.86 | 0.55958 | 0
4020 | Synthetic battery | battery | 0 | 0 | 0 | 0 | 0 | 0
4021 | Synthetic pumped | pumped | 7.8467 | 0 | 26.86 | 33.922 | 0.70671 | -1.7764e-15
4021 | Synthetic battery | battery | 0 | 0 | 0 | 0 | 0 | 0
4022 | Synthetic pumped | pumped | 8.046 | 0 | 33.922 | 41.1634 | 0.85757 | -1.7764e-15
4022 | Synthetic battery | battery | 0 | 0 | 0 | 0 | 0 | 0
4023 | Synthetic pumped | pumped | 1.4059 | 0 | 41.1634 | 42.4287 | 0.88393 | -2.8866e-15
4023 | Synthetic battery | battery | 0 | 0 | 0 | 0 | 0 | 0
4024 | Synthetic pumped | pumped | 0 | 0 | 42.4287 | 42.4287 | 0.88393 | 0
4024 | Synthetic battery | battery | 0 | 0 | 0 | 0 | 0 | 0
4025 | Synthetic pumped | pumped | 0 | 0.32633 | 42.4287 | 42.0661 | 0.87638 | 0
4025 | Synthetic battery | battery | 0 | 0 | 0 | 0 | 0 | 0
4026 | Synthetic pumped | pumped | 0 | 12 | 42.0661 | 28.7328 | 0.5986 | 0
4026 | Synthetic battery | battery | 0 | 0 | 0 | 0 | 0 | 0
4027 | Synthetic pumped | pumped | 0 | 12 | 28.7328 | 15.3995 | 0.32082 | 0
4027 | Synthetic battery | battery | 0 | 0 | 0 | 0 | 0 | 0
4028 | Synthetic pumped | pumped | 0 | 12 | 15.3995 | 2.0661 | 0.043044 | 0
4028 | Synthetic battery | battery | 0 | 0 | 0 | 0 | 0 | 0
4029 | Synthetic pumped | pumped | 0 | 1.8595 | 2.0661 | 0 | 0 | 0
4029 | Synthetic battery | battery | 0 | 0 | 0 | 0 | 0 | 0
4030 | Synthetic pumped | pumped | 0 | 0 | 0 | 0 | 0 | 0
4030 | Synthetic battery | battery | 0 | 0 | 0 | 0 | 0 | 0
4031 | Synthetic pumped | pumped | 0 | 0 | 0 | 0 | 0 | 0
4031 | Synthetic battery | battery | 0 | 0 | 0 | 0 | 0 | 0
4032 | Synthetic pumped | pumped | 0 | 0 | 0 | 0 | 0 | 0
4032 | Synthetic battery | battery | 0 | 0 | 0 | 0 | 0 | 0
4033 | Synthetic pumped | pumped | 0 | 0 | 0 | 0 | 0 | 0
4033 | Synthetic battery | battery | 0 | 0 | 0 | 0 | 0 | 0
4034 | Synthetic pumped | pumped | 0 | 0 | 0 | 0 | 0 | 0
4034 | Synthetic battery | battery | 0 | 0 | 0 | 0 | 0 | 0
4035 | Synthetic pumped | pumped | 0 | 0 | 0 | 0 | 0 | 0
4035 | Synthetic battery | battery | 0 | 0 | 0 | 0 | 0 | 0
4036 | Synthetic pumped | pumped | 0 | 0 | 0 | 0 | 0 | 0
4036 | Synthetic battery | battery | 0 | 0 | 0 | 0 | 0 | 0
4037 | Synthetic pumped | pumped | 0 | 0 | 0 | 0 | 0 | 0
4037 | Synthetic battery | battery | 0 | 0 | 0 | 0 | 0 | 0
4038 | Synthetic pumped | pumped | 0 | 0 | 0 | 0 | 0 | 0
4038 | Synthetic battery | battery | 0 | 0 | 0 | 0 | 0 | 0
4039 | Synthetic pumped | pumped | 0 | 0 | 0 | 0 | 0 | 0
4039 | Synthetic battery | battery | 0 | 0 | 0 | 0 | 0 | 0
4040 | Synthetic pumped | pumped | 0 | 0 | 0 | 0 | 0 | 0
4040 | Synthetic battery | battery | 0 | 0 | 0 | 0 | 0 | 0
4041 | Synthetic pumped | pumped | 0 | 0 | 0 | 0 | 0 | 0
4041 | Synthetic battery | battery | 0 | 0 | 0 | 0 | 0 | 0
4042 | Synthetic pumped | pumped | 0.93612 | 0 | 0 | 0.84251 | 0.017552 | 0
4042 | Synthetic battery | battery | 0 | 0 | 0 | 0 | 0 | 0
4043 | Synthetic pumped | pumped | 4.9266 | 0 | 0.84251 | 5.2765 | 0.10993 | 0
4043 | Synthetic battery | battery | 0 | 0 | 0 | 0 | 0 | 0
4044 | Synthetic pumped | pumped | 3.1667 | 0 | 5.2765 | 8.1265 | 0.1693 | -4.4409e-16
4044 | Synthetic battery | battery | 0 | 0 | 0 | 0 | 0 | 0
4045 | Synthetic pumped | pumped | 7.7426 | 0 | 8.1265 | 15.0949 | 0.31448 | -8.8818e-16
4045 | Synthetic battery | battery | 0 | 0 | 0 | 0 | 0 | 0
4046 | Synthetic pumped | pumped | 0 | 0 | 15.0949 | 15.0949 | 0.31448 | 0
4046 | Synthetic battery | battery | 0 | 0 | 0 | 0 | 0 | 0
4047 | Synthetic pumped | pumped | 0 | 0 | 15.0949 | 15.0949 | 0.31448 | 0
4047 | Synthetic battery | battery | 0 | 0 | 0 | 0 | 0 | 0
4048 | Synthetic pumped | pumped | 0 | 0 | 15.0949 | 15.0949 | 0.31448 | 0
4048 | Synthetic battery | battery | 0 | 0 | 0 | 0 | 0 | 0
4049 | Synthetic pumped | pumped | 0 | 11.0421 | 15.0949 | 2.8258 | 0.058872 | 0
4049 | Synthetic battery | battery | 0 | 0 | 0 | 0 | 0 | 0
4050 | Synthetic pumped | pumped | 0 | 2.5433 | 2.8258 | 0 | 0 | 0
4050 | Synthetic battery | battery | 0 | 0 | 0 | 0 | 0 | 0
4051 | Synthetic pumped | pumped | 0 | 0 | 0 | 0 | 0 | 0
4051 | Synthetic battery | battery | 0 | 0 | 0 | 0 | 0 | 0
4052 | Synthetic pumped | pumped | 0 | 0 | 0 | 0 | 0 | 0
4052 | Synthetic battery | battery | 0 | 0 | 0 | 0 | 0 | 0
4053 | Synthetic pumped | pumped | 0 | 0 | 0 | 0 | 0 | 0
4053 | Synthetic battery | battery | 0 | 0 | 0 | 0 | 0 | 0
4054 | Synthetic pumped | pumped | 0 | 0 | 0 | 0 | 0 | 0
4054 | Synthetic battery | battery | 0 | 0 | 0 | 0 | 0 | 0
4055 | Synthetic pumped | pumped | 0 | 0 | 0 | 0 | 0 | 0
4055 | Synthetic battery | battery | 0 | 0 | 0 | 0 | 0 | 0
4056 | Synthetic pumped | pumped | 0 | 0 | 0 | 0 | 0 | 0
4056 | Synthetic battery | battery | 0 | 0 | 0 | 0 | 0 | 0
4057 | Synthetic pumped | pumped | 0 | 0 | 0 | 0 | 0 | 0
4057 | Synthetic battery | battery | 0 | 0 | 0 | 0 | 0 | 0
4058 | Synthetic pumped | pumped | 0 | 0 | 0 | 0 | 0 | 0
4058 | Synthetic battery | battery | 0 | 0 | 0 | 0 | 0 | 0
4059 | Synthetic pumped | pumped | 0 | 0 | 0 | 0 | 0 | 0
4059 | Synthetic battery | battery | 0 | 0 | 0 | 0 | 0 | 0
4060 | Synthetic pumped | pumped | 0 | 0 | 0 | 0 | 0 | 0
4060 | Synthetic battery | battery | 0 | 0 | 0 | 0 | 0 | 0
4061 | Synthetic pumped | pumped | 0 | 0 | 0 | 0 | 0 | 0
4061 | Synthetic battery | battery | 0 | 0 | 0 | 0 | 0 | 0
4062 | Synthetic pumped | pumped | 0 | 0 | 0 | 0 | 0 | 0
4062 | Synthetic battery | battery | 0 | 0 | 0 | 0 | 0 | 0
4063 | Synthetic pumped | pumped | 0 | 0 | 0 | 0 | 0 | 0
4063 | Synthetic battery | battery | 0 | 0 | 0 | 0 | 0 | 0
4064 | Synthetic pumped | pumped | 0 | 0 | 0 | 0 | 0 | 0
4064 | Synthetic battery | battery | 0 | 0 | 0 | 0 | 0 | 0
4065 | Synthetic pumped | pumped | 0 | 0 | 0 | 0 | 0 | 0
4065 | Synthetic battery | battery | 0 | 0 | 0 | 0 | 0 | 0
4066 | Synthetic pumped | pumped | 8.4079 | 0 | 0 | 7.5671 | 0.15765 | 0
4066 | Synthetic battery | battery | 0 | 0 | 0 | 0 | 0 | 0
4067 | Synthetic pumped | pumped | 12 | 0 | 7.5671 | 18.3671 | 0.38265 | 0
4067 | Synthetic battery | battery | 1.1434 | 0 | 0 | 1.0542 | 0.052709 | 0
4068 | Synthetic pumped | pumped | 12 | 0 | 18.3671 | 29.1671 | 0.60765 | 0
4068 | Synthetic battery | battery | 2.5176 | 0 | 1.0542 | 3.3753 | 0.16876 | 0
4069 | Synthetic pumped | pumped | 12 | 0 | 29.1671 | 39.9671 | 0.83265 | -3.5527e-15
4069 | Synthetic battery | battery | 5.3997 | 0 | 3.3753 | 8.3535 | 0.41768 | -8.8818e-16
4070 | Synthetic pumped | pumped | 8.9254 | 0 | 39.9671 | 48 | 1 | 0
4070 | Synthetic battery | battery | 1.0825 | 0 | 8.3535 | 9.3516 | 0.46758 | 3.3307e-16
4071 | Synthetic pumped | pumped | 0 | 0 | 48 | 48 | 1 | 0
4071 | Synthetic battery | battery | 5.5728 | 0 | 9.3516 | 14.4895 | 0.72447 | 0
4072 | Synthetic pumped | pumped | 0 | 0 | 48 | 48 | 1 | 0
4072 | Synthetic battery | battery | 0 | 0 | 14.4895 | 14.4895 | 0.72447 | 0
4073 | Synthetic pumped | pumped | 0 | 0 | 48 | 48 | 1 | 0
4073 | Synthetic battery | battery | 0 | 2.5652 | 14.4895 | 11.7071 | 0.58536 | 4.4409e-16
4074 | Synthetic pumped | pumped | 0 | 10.4603 | 48 | 36.3774 | 0.75786 | 3.5527e-15
4074 | Synthetic battery | battery | 0 | 10 | 11.7071 | 0.86061 | 0.04303 | 0
4075 | Synthetic pumped | pumped | 0 | 12 | 36.3774 | 23.0441 | 0.48009 | 0
4075 | Synthetic battery | battery | 0 | 0.79344 | 0.86061 | 0 | 0 | 0
4076 | Synthetic pumped | pumped | 0 | 12 | 23.0441 | 9.7108 | 0.20231 | 0
4076 | Synthetic battery | battery | 0 | 0 | 0 | 0 | 0 | 0
4077 | Synthetic pumped | pumped | 0 | 8.7397 | 9.7108 | 0 | 0 | 0
4077 | Synthetic battery | battery | 0 | 0 | 0 | 0 | 0 | 0
4078 | Synthetic pumped | pumped | 0 | 0 | 0 | 0 | 0 | 0
4078 | Synthetic battery | battery | 0 | 0 | 0 | 0 | 0 | 0
4079 | Synthetic pumped | pumped | 0 | 0 | 0 | 0 | 0 | 0
4079 | Synthetic battery | battery | 0 | 0 | 0 | 0 | 0 | 0
4080 | Synthetic pumped | pumped | 0 | 0 | 0 | 0 | 0 | 0
4080 | Synthetic battery | battery | 0 | 0 | 0 | 0 | 0 | 0
4081 | Synthetic pumped | pumped | 0 | 0 | 0 | 0 | 0 | 0
4081 | Synthetic battery | battery | 0 | 0 | 0 | 0 | 0 | 0
4082 | Synthetic pumped | pumped | 0 | 0 | 0 | 0 | 0 | 0
4082 | Synthetic battery | battery | 0 | 0 | 0 | 0 | 0 | 0
4083 | Synthetic pumped | pumped | 0 | 0 | 0 | 0 | 0 | 0
4083 | Synthetic battery | battery | 0 | 0 | 0 | 0 | 0 | 0
4084 | Synthetic pumped | pumped | 0 | 0 | 0 | 0 | 0 | 0
4084 | Synthetic battery | battery | 0 | 0 | 0 | 0 | 0 | 0
4085 | Synthetic pumped | pumped | 0 | 0 | 0 | 0 | 0 | 0
4085 | Synthetic battery | battery | 0 | 0 | 0 | 0 | 0 | 0
4086 | Synthetic pumped | pumped | 0 | 0 | 0 | 0 | 0 | 0
4086 | Synthetic battery | battery | 0 | 0 | 0 | 0 | 0 | 0
4087 | Synthetic pumped | pumped | 0 | 0 | 0 | 0 | 0 | 0
4087 | Synthetic battery | battery | 0 | 0 | 0 | 0 | 0 | 0
4088 | Synthetic pumped | pumped | 0 | 0 | 0 | 0 | 0 | 0
4088 | Synthetic battery | battery | 0 | 0 | 0 | 0 | 0 | 0
4089 | Synthetic pumped | pumped | 0 | 0 | 0 | 0 | 0 | 0
4089 | Synthetic battery | battery | 0 | 0 | 0 | 0 | 0 | 0
4090 | Synthetic pumped | pumped | 0 | 0 | 0 | 0 | 0 | 0
4090 | Synthetic battery | battery | 0 | 0 | 0 | 0 | 0 | 0
4091 | Synthetic pumped | pumped | 0 | 0 | 0 | 0 | 0 | 0
4091 | Synthetic battery | battery | 0 | 0 | 0 | 0 | 0 | 0
4092 | Synthetic pumped | pumped | 6.4019 | 0 | 0 | 5.7617 | 0.12004 | 0
4092 | Synthetic battery | battery | 0 | 0 | 0 | 0 | 0 | 0
4093 | Synthetic pumped | pumped | 4.7351 | 0 | 5.7617 | 10.0233 | 0.20882 | -8.8818e-16
4093 | Synthetic battery | battery | 0 | 0 | 0 | 0 | 0 | 0
4094 | Synthetic pumped | pumped | 2.8985 | 0 | 10.0233 | 12.632 | 0.26317 | 0
4094 | Synthetic battery | battery | 0 | 0 | 0 | 0 | 0 | 0
4095 | Synthetic pumped | pumped | 0 | 0 | 12.632 | 12.632 | 0.26317 | 0
4095 | Synthetic battery | battery | 0 | 0 | 0 | 0 | 0 | 0
4096 | Synthetic pumped | pumped | 0 | 0 | 12.632 | 12.632 | 0.26317 | 0
4096 | Synthetic battery | battery | 0 | 0 | 0 | 0 | 0 | 0
4097 | Synthetic pumped | pumped | 0 | 8.678 | 12.632 | 2.9897 | 0.062286 | 0
4097 | Synthetic battery | battery | 0 | 0 | 0 | 0 | 0 | 0
4098 | Synthetic pumped | pumped | 0 | 2.6907 | 2.9897 | 0 | 0 | 0
4098 | Synthetic battery | battery | 0 | 0 | 0 | 0 | 0 | 0
4099 | Synthetic pumped | pumped | 0 | 0 | 0 | 0 | 0 | 0
4099 | Synthetic battery | battery | 0 | 0 | 0 | 0 | 0 | 0
4100 | Synthetic pumped | pumped | 0 | 0 | 0 | 0 | 0 | 0
4100 | Synthetic battery | battery | 0 | 0 | 0 | 0 | 0 | 0
4101 | Synthetic pumped | pumped | 0 | 0 | 0 | 0 | 0 | 0
4101 | Synthetic battery | battery | 0 | 0 | 0 | 0 | 0 | 0
4102 | Synthetic pumped | pumped | 0 | 0 | 0 | 0 | 0 | 0
4102 | Synthetic battery | battery | 0 | 0 | 0 | 0 | 0 | 0
4103 | Synthetic pumped | pumped | 0 | 0 | 0 | 0 | 0 | 0
4103 | Synthetic battery | battery | 0 | 0 | 0 | 0 | 0 | 0
4104 | Synthetic pumped | pumped | 0 | 0 | 0 | 0 | 0 | 0
4104 | Synthetic battery | battery | 0 | 0 | 0 | 0 | 0 | 0
4105 | Synthetic pumped | pumped | 0 | 0 | 0 | 0 | 0 | 0
4105 | Synthetic battery | battery | 0 | 0 | 0 | 0 | 0 | 0
4106 | Synthetic pumped | pumped | 0 | 0 | 0 | 0 | 0 | 0
4106 | Synthetic battery | battery | 0 | 0 | 0 | 0 | 0 | 0
4107 | Synthetic pumped | pumped | 0 | 0 | 0 | 0 | 0 | 0
4107 | Synthetic battery | battery | 0 | 0 | 0 | 0 | 0 | 0
4108 | Synthetic pumped | pumped | 0 | 0 | 0 | 0 | 0 | 0
4108 | Synthetic battery | battery | 0 | 0 | 0 | 0 | 0 | 0
4109 | Synthetic pumped | pumped | 0 | 0 | 0 | 0 | 0 | 0
4109 | Synthetic battery | battery | 0 | 0 | 0 | 0 | 0 | 0
4110 | Synthetic pumped | pumped | 0 | 0 | 0 | 0 | 0 | 0
4110 | Synthetic battery | battery | 0 | 0 | 0 | 0 | 0 | 0
4111 | Synthetic pumped | pumped | 0 | 0 | 0 | 0 | 0 | 0
4111 | Synthetic battery | battery | 0 | 0 | 0 | 0 | 0 | 0
4112 | Synthetic pumped | pumped | 0 | 0 | 0 | 0 | 0 | 0
4112 | Synthetic battery | battery | 0 | 0 | 0 | 0 | 0 | 0
4113 | Synthetic pumped | pumped | 0.48891 | 0 | 0 | 0.44002 | 0.009167 | 0
4113 | Synthetic battery | battery | 0 | 0 | 0 | 0 | 0 | 0
4114 | Synthetic pumped | pumped | 3.3678 | 0 | 0.44002 | 3.4711 | 0.072314 | 0
4114 | Synthetic battery | battery | 0 | 0 | 0 | 0 | 0 | 0
4115 | Synthetic pumped | pumped | 12 | 0 | 3.4711 | 14.2711 | 0.29731 | 0
4115 | Synthetic battery | battery | 1.9322 | 0 | 0 | 1.7814 | 0.08907 | 0
4116 | Synthetic pumped | pumped | 12 | 0 | 14.2711 | 25.0711 | 0.52231 | 0
4116 | Synthetic battery | battery | 0.40679 | 0 | 1.7814 | 2.1564 | 0.10782 | 1.6653e-16
4117 | Synthetic pumped | pumped | 12 | 0 | 25.0711 | 35.8711 | 0.74731 | 3.5527e-15
4117 | Synthetic battery | battery | 7.7693 | 0 | 2.1564 | 9.3194 | 0.46597 | 0
4118 | Synthetic pumped | pumped | 12 | 0 | 35.8711 | 46.6711 | 0.97231 | -3.5527e-15
4118 | Synthetic battery | battery | 4.467 | 0 | 9.3194 | 13.4378 | 0.67189 | 8.8818e-16
4119 | Synthetic pumped | pumped | 1.4766 | 0 | 46.6711 | 48 | 1 | 0
4119 | Synthetic battery | battery | 3.6711 | 0 | 13.4378 | 16.8224 | 0.84112 | 8.8818e-16
4120 | Synthetic pumped | pumped | 0 | 0 | 48 | 48 | 1 | 0
4120 | Synthetic battery | battery | 0 | 0 | 16.8224 | 16.8224 | 0.84112 | 0
4121 | Synthetic pumped | pumped | 0 | 0 | 48 | 48 | 1 | 0
4121 | Synthetic battery | battery | 0 | 4.1496 | 16.8224 | 12.3215 | 0.61608 | 0
4122 | Synthetic pumped | pumped | 0 | 11.2593 | 48 | 35.4897 | 0.73937 | 3.5527e-15
4122 | Synthetic battery | battery | 0 | 10 | 12.3215 | 1.475 | 0.07375 | 0
4123 | Synthetic pumped | pumped | 0 | 12 | 35.4897 | 22.1563 | 0.46159 | 0
4123 | Synthetic battery | battery | 0 | 1.3599 | 1.475 | 0 | 0 | 0
4124 | Synthetic pumped | pumped | 0 | 12 | 22.1563 | 8.823 | 0.18381 | 0
4124 | Synthetic battery | battery | 0 | 0 | 0 | 0 | 0 | 0
4125 | Synthetic pumped | pumped | 0 | 7.9407 | 8.823 | 0 | 0 | 0
4125 | Synthetic battery | battery | 0 | 0 | 0 | 0 | 0 | 0
4126 | Synthetic pumped | pumped | 0 | 0 | 0 | 0 | 0 | 0
4126 | Synthetic battery | battery | 0 | 0 | 0 | 0 | 0 | 0
4127 | Synthetic pumped | pumped | 0 | 0 | 0 | 0 | 0 | 0
4127 | Synthetic battery | battery | 0 | 0 | 0 | 0 | 0 | 0
4128 | Synthetic pumped | pumped | 0 | 0 | 0 | 0 | 0 | 0
4128 | Synthetic battery | battery | 0 | 0 | 0 | 0 | 0 | 0
4129 | Synthetic pumped | pumped | 0 | 0 | 0 | 0 | 0 | 0
4129 | Synthetic battery | battery | 0 | 0 | 0 | 0 | 0 | 0
4130 | Synthetic pumped | pumped | 0 | 0 | 0 | 0 | 0 | 0
4130 | Synthetic battery | battery | 0 | 0 | 0 | 0 | 0 | 0
4131 | Synthetic pumped | pumped | 0 | 0 | 0 | 0 | 0 | 0
4131 | Synthetic battery | battery | 0 | 0 | 0 | 0 | 0 | 0
4132 | Synthetic pumped | pumped | 0 | 0 | 0 | 0 | 0 | 0
4132 | Synthetic battery | battery | 0 | 0 | 0 | 0 | 0 | 0
4133 | Synthetic pumped | pumped | 0 | 0 | 0 | 0 | 0 | 0
4133 | Synthetic battery | battery | 0 | 0 | 0 | 0 | 0 | 0
4134 | Synthetic pumped | pumped | 0 | 0 | 0 | 0 | 0 | 0
4134 | Synthetic battery | battery | 0 | 0 | 0 | 0 | 0 | 0
4135 | Synthetic pumped | pumped | 0 | 0 | 0 | 0 | 0 | 0
4135 | Synthetic battery | battery | 0 | 0 | 0 | 0 | 0 | 0
4136 | Synthetic pumped | pumped | 0 | 0 | 0 | 0 | 0 | 0
4136 | Synthetic battery | battery | 0 | 0 | 0 | 0 | 0 | 0
4137 | Synthetic pumped | pumped | 0 | 0 | 0 | 0 | 0 | 0
4137 | Synthetic battery | battery | 0 | 0 | 0 | 0 | 0 | 0
4138 | Synthetic pumped | pumped | 5.1244 | 0 | 0 | 4.612 | 0.096083 | 0
4138 | Synthetic battery | battery | 0 | 0 | 0 | 0 | 0 | 0
4139 | Synthetic pumped | pumped | 4.697 | 0 | 4.612 | 8.8393 | 0.18415 | 0
4139 | Synthetic battery | battery | 0 | 0 | 0 | 0 | 0 | 0
4140 | Synthetic pumped | pumped | 4.7898 | 0 | 8.8393 | 13.1502 | 0.27396 | 8.8818e-16
4140 | Synthetic battery | battery | 0 | 0 | 0 | 0 | 0 | 0
4141 | Synthetic pumped | pumped | 9.001 | 0 | 13.1502 | 21.2511 | 0.44273 | -1.7764e-15
4141 | Synthetic battery | battery | 0 | 0 | 0 | 0 | 0 | 0
4142 | Synthetic pumped | pumped | 8.0195 | 0 | 21.2511 | 28.4686 | 0.5931 | -8.8818e-16
4142 | Synthetic battery | battery | 0 | 0 | 0 | 0 | 0 | 0
4143 | Synthetic pumped | pumped | 0 | 0 | 28.4686 | 28.4686 | 0.5931 | 0
4143 | Synthetic battery | battery | 0 | 0 | 0 | 0 | 0 | 0
4144 | Synthetic pumped | pumped | 0 | 0 | 28.4686 | 28.4686 | 0.5931 | 0
4144 | Synthetic battery | battery | 0 | 0 | 0 | 0 | 0 | 0
4145 | Synthetic pumped | pumped | 0 | 5.5765 | 28.4686 | 22.2725 | 0.46401 | -8.8818e-16
4145 | Synthetic battery | battery | 0 | 0 | 0 | 0 | 0 | 0
4146 | Synthetic pumped | pumped | 0 | 12 | 22.2725 | 8.9392 | 0.18623 | 0
4146 | Synthetic battery | battery | 0 | 0 | 0 | 0 | 0 | 0
4147 | Synthetic pumped | pumped | 0 | 8.0453 | 8.9392 | -1.7764e-15 | -3.7007e-17 | 0
4147 | Synthetic battery | battery | 0 | 0 | 0 | 0 | 0 | 0
4148 | Synthetic pumped | pumped | 0 | -1.5987e-15 | -1.7764e-15 | 0 | 0 | 0
4148 | Synthetic battery | battery | 0 | 0 | 0 | 0 | 0 | 0
4149 | Synthetic pumped | pumped | 0 | 0 | 0 | 0 | 0 | 0
4149 | Synthetic battery | battery | 0 | 0 | 0 | 0 | 0 | 0
4150 | Synthetic pumped | pumped | 0 | 0 | 0 | 0 | 0 | 0
4150 | Synthetic battery | battery | 0 | 0 | 0 | 0 | 0 | 0
4151 | Synthetic pumped | pumped | 0 | 0 | 0 | 0 | 0 | 0
4151 | Synthetic battery | battery | 0 | 0 | 0 | 0 | 0 | 0
4152 | Synthetic pumped | pumped | 0 | 0 | 0 | 0 | 0 | 0
4152 | Synthetic battery | battery | 0 | 0 | 0 | 0 | 0 | 0
4153 | Synthetic pumped | pumped | 0 | 0 | 0 | 0 | 0 | 0
4153 | Synthetic battery | battery | 0 | 0 | 0 | 0 | 0 | 0
4154 | Synthetic pumped | pumped | 0 | 0 | 0 | 0 | 0 | 0
4154 | Synthetic battery | battery | 0 | 0 | 0 | 0 | 0 | 0
4155 | Synthetic pumped | pumped | 0 | 0 | 0 | 0 | 0 | 0
4155 | Synthetic battery | battery | 0 | 0 | 0 | 0 | 0 | 0
4156 | Synthetic pumped | pumped | 0 | 0 | 0 | 0 | 0 | 0
4156 | Synthetic battery | battery | 0 | 0 | 0 | 0 | 0 | 0
4157 | Synthetic pumped | pumped | 0 | 0 | 0 | 0 | 0 | 0
4157 | Synthetic battery | battery | 0 | 0 | 0 | 0 | 0 | 0
4158 | Synthetic pumped | pumped | 0 | 0 | 0 | 0 | 0 | 0
4158 | Synthetic battery | battery | 0 | 0 | 0 | 0 | 0 | 0
4159 | Synthetic pumped | pumped | 0 | 0 | 0 | 0 | 0 | 0
4159 | Synthetic battery | battery | 0 | 0 | 0 | 0 | 0 | 0
4160 | Synthetic pumped | pumped | 0 | 0 | 0 | 0 | 0 | 0
4160 | Synthetic battery | battery | 0 | 0 | 0 | 0 | 0 | 0
4161 | Synthetic pumped | pumped | 1.5355 | 0 | 0 | 1.382 | 0.028791 | 0
4161 | Synthetic battery | battery | 0 | 0 | 0 | 0 | 0 | 0
4162 | Synthetic pumped | pumped | 0 | 0 | 1.382 | 1.382 | 0.028791 | 0
4162 | Synthetic battery | battery | 0 | 0 | 0 | 0 | 0 | 0
4163 | Synthetic pumped | pumped | 9.9161 | 0 | 1.382 | 10.3065 | 0.21472 | 0
4163 | Synthetic battery | battery | 0 | 0 | 0 | 0 | 0 | 0
4164 | Synthetic pumped | pumped | 12 | 0 | 10.3065 | 21.1065 | 0.43972 | 1.7764e-15
4164 | Synthetic battery | battery | 5.1305 | 0 | 0 | 4.7301 | 0.23651 | 0
4165 | Synthetic pumped | pumped | 12 | 0 | 21.1065 | 31.9065 | 0.66472 | 0
4165 | Synthetic battery | battery | 6.098 | 0 | 4.7301 | 10.3522 | 0.51761 | 0
4166 | Synthetic pumped | pumped | 12 | 0 | 31.9065 | 42.7065 | 0.88972 | 0
4166 | Synthetic battery | battery | 1.2911 | 0 | 10.3522 | 11.5425 | 0.57713 | -6.6613e-16
4167 | Synthetic pumped | pumped | 2.1801 | 0 | 42.7065 | 44.6685 | 0.93059 | 0
4167 | Synthetic battery | battery | 0 | 0 | 11.5425 | 11.5425 | 0.57713 | 0
4168 | Synthetic pumped | pumped | 0 | 0 | 44.6685 | 44.6685 | 0.93059 | 0
4168 | Synthetic battery | battery | 0 | 0 | 11.5425 | 11.5425 | 0.57713 | 0
4169 | Synthetic pumped | pumped | 0 | 0 | 44.6685 | 44.6685 | 0.93059 | 0
4169 | Synthetic battery | battery | 0 | 7.4015 | 11.5425 | 3.5145 | 0.17572 | 0
4170 | Synthetic pumped | pumped | 0 | 12 | 44.6685 | 31.3352 | 0.65282 | 0
4170 | Synthetic battery | battery | 0 | 3.2402 | 3.5145 | 0 | 0 | 0
4171 | Synthetic pumped | pumped | 0 | 12 | 31.3352 | 18.0019 | 0.37504 | 0
4171 | Synthetic battery | battery | 0 | 0 | 0 | 0 | 0 | 0
4172 | Synthetic pumped | pumped | 0 | 12 | 18.0019 | 4.6685 | 0.097261 | 0
4172 | Synthetic battery | battery | 0 | 0 | 0 | 0 | 0 | 0
4173 | Synthetic pumped | pumped | 0 | 4.2017 | 4.6685 | -8.8818e-16 | -1.8504e-17 | 0
4173 | Synthetic battery | battery | 0 | 0 | 0 | 0 | 0 | 0
4174 | Synthetic pumped | pumped | 0 | -7.9936e-16 | -8.8818e-16 | 0 | 0 | 0
4174 | Synthetic battery | battery | 0 | 0 | 0 | 0 | 0 | 0
4175 | Synthetic pumped | pumped | 0 | 0 | 0 | 0 | 0 | 0
4175 | Synthetic battery | battery | 0 | 0 | 0 | 0 | 0 | 0
4176 | Synthetic pumped | pumped | 0 | 0 | 0 | 0 | 0 | 0
4176 | Synthetic battery | battery | 0 | 0 | 0 | 0 | 0 | 0
4177 | Synthetic pumped | pumped | 0 | 0 | 0 | 0 | 0 | 0
4177 | Synthetic battery | battery | 0 | 0 | 0 | 0 | 0 | 0
4178 | Synthetic pumped | pumped | 0 | 0 | 0 | 0 | 0 | 0
4178 | Synthetic battery | battery | 0 | 0 | 0 | 0 | 0 | 0
4179 | Synthetic pumped | pumped | 0 | 0 | 0 | 0 | 0 | 0
4179 | Synthetic battery | battery | 0 | 0 | 0 | 0 | 0 | 0
4180 | Synthetic pumped | pumped | 0 | 0 | 0 | 0 | 0 | 0
4180 | Synthetic battery | battery | 0 | 0 | 0 | 0 | 0 | 0
4181 | Synthetic pumped | pumped | 0 | 0 | 0 | 0 | 0 | 0
4181 | Synthetic battery | battery | 0 | 0 | 0 | 0 | 0 | 0
4182 | Synthetic pumped | pumped | 0 | 0 | 0 | 0 | 0 | 0
4182 | Synthetic battery | battery | 0 | 0 | 0 | 0 | 0 | 0
4183 | Synthetic pumped | pumped | 0 | 0 | 0 | 0 | 0 | 0
4183 | Synthetic battery | battery | 0 | 0 | 0 | 0 | 0 | 0
4184 | Synthetic pumped | pumped | 0 | 0 | 0 | 0 | 0 | 0
4184 | Synthetic battery | battery | 0 | 0 | 0 | 0 | 0 | 0
4185 | Synthetic pumped | pumped | 0 | 0 | 0 | 0 | 0 | 0
4185 | Synthetic battery | battery | 0 | 0 | 0 | 0 | 0 | 0
4186 | Synthetic pumped | pumped | 4.6779 | 0 | 0 | 4.2101 | 0.08771 | 0
4186 | Synthetic battery | battery | 0 | 0 | 0 | 0 | 0 | 0
4187 | Synthetic pumped | pumped | 10.119 | 0 | 4.2101 | 13.3172 | 0.27744 | -1.7764e-15
4187 | Synthetic battery | battery | 0 | 0 | 0 | 0 | 0 | 0
4188 | Synthetic pumped | pumped | 9.4452 | 0 | 13.3172 | 21.8179 | 0.45454 | -1.7764e-15
4188 | Synthetic battery | battery | 0 | 0 | 0 | 0 | 0 | 0
4189 | Synthetic pumped | pumped | 7.4182 | 0 | 21.8179 | 28.4943 | 0.59363 | 8.8818e-16
4189 | Synthetic battery | battery | 0 | 0 | 0 | 0 | 0 | 0
4190 | Synthetic pumped | pumped | 6.7543 | 0 | 28.4943 | 34.5732 | 0.72027 | 0
4190 | Synthetic battery | battery | 0 | 0 | 0 | 0 | 0 | 0
4191 | Synthetic pumped | pumped | 3.2059 | 0 | 34.5732 | 37.4585 | 0.78039 | 1.3323e-15
4191 | Synthetic battery | battery | 0 | 0 | 0 | 0 | 0 | 0
4192 | Synthetic pumped | pumped | 0 | 0 | 37.4585 | 37.4585 | 0.78039 | 0
4192 | Synthetic battery | battery | 0 | 0 | 0 | 0 | 0 | 0
4193 | Synthetic pumped | pumped | 0 | 9.5896 | 37.4585 | 26.8033 | 0.5584 | 0
4193 | Synthetic battery | battery | 0 | 0 | 0 | 0 | 0 | 0
4194 | Synthetic pumped | pumped | 0 | 12 | 26.8033 | 13.47 | 0.28063 | 0
4194 | Synthetic battery | battery | 0 | 0 | 0 | 0 | 0 | 0
4195 | Synthetic pumped | pumped | 0 | 12 | 13.47 | 0.13668 | 0.0028475 | 0
4195 | Synthetic battery | battery | 0 | 0 | 0 | 0 | 0 | 0
4196 | Synthetic pumped | pumped | 0 | 0.12301 | 0.13668 | 0 | 0 | 0
4196 | Synthetic battery | battery | 0 | 0 | 0 | 0 | 0 | 0
4197 | Synthetic pumped | pumped | 0 | 0 | 0 | 0 | 0 | 0
4197 | Synthetic battery | battery | 0 | 0 | 0 | 0 | 0 | 0
4198 | Synthetic pumped | pumped | 0 | 0 | 0 | 0 | 0 | 0
4198 | Synthetic battery | battery | 0 | 0 | 0 | 0 | 0 | 0
4199 | Synthetic pumped | pumped | 0 | 0 | 0 | 0 | 0 | 0
4199 | Synthetic battery | battery | 0 | 0 | 0 | 0 | 0 | 0
4200 | Synthetic pumped | pumped | 0 | 0 | 0 | 0 | 0 | 0
4200 | Synthetic battery | battery | 0 | 0 | 0 | 0 | 0 | 0
4201 | Synthetic pumped | pumped | 0 | 0 | 0 | 0 | 0 | 0
4201 | Synthetic battery | battery | 0 | 0 | 0 | 0 | 0 | 0
4202 | Synthetic pumped | pumped | 0 | 0 | 0 | 0 | 0 | 0
4202 | Synthetic battery | battery | 0 | 0 | 0 | 0 | 0 | 0
4203 | Synthetic pumped | pumped | 0 | 0 | 0 | 0 | 0 | 0
4203 | Synthetic battery | battery | 0 | 0 | 0 | 0 | 0 | 0
4204 | Synthetic pumped | pumped | 0 | 0 | 0 | 0 | 0 | 0
4204 | Synthetic battery | battery | 0 | 0 | 0 | 0 | 0 | 0
4205 | Synthetic pumped | pumped | 0 | 0 | 0 | 0 | 0 | 0
4205 | Synthetic battery | battery | 0 | 0 | 0 | 0 | 0 | 0
4206 | Synthetic pumped | pumped | 0 | 0 | 0 | 0 | 0 | 0
4206 | Synthetic battery | battery | 0 | 0 | 0 | 0 | 0 | 0
4207 | Synthetic pumped | pumped | 0 | 0 | 0 | 0 | 0 | 0
4207 | Synthetic battery | battery | 0 | 0 | 0 | 0 | 0 | 0
4208 | Synthetic pumped | pumped | 0 | 0 | 0 | 0 | 0 | 0
4208 | Synthetic battery | battery | 0 | 0 | 0 | 0 | 0 | 0
4209 | Synthetic pumped | pumped | 0 | 0 | 0 | 0 | 0 | 0
4209 | Synthetic battery | battery | 0 | 0 | 0 | 0 | 0 | 0
4210 | Synthetic pumped | pumped | 12 | 0 | 0 | 10.8 | 0.225 | 0
4210 | Synthetic battery | battery | 1.8495 | 0 | 0 | 1.7051 | 0.085256 | 0
4211 | Synthetic pumped | pumped | 12 | 0 | 10.8 | 21.6 | 0.45 | 0
4211 | Synthetic battery | battery | 4.8971 | 0 | 1.7051 | 6.2201 | 0.311 | 8.8818e-16
4212 | Synthetic pumped | pumped | 12 | 0 | 21.6 | 32.4 | 0.675 | 3.5527e-15
4212 | Synthetic battery | battery | 2.5379 | 0 | 6.2201 | 8.5599 | 0.428 | -4.4409e-16
4213 | Synthetic pumped | pumped | 12 | 0 | 32.4 | 43.2 | 0.9 | -3.5527e-15
4213 | Synthetic battery | battery | 10 | 0 | 8.5599 | 17.7794 | 0.88897 | 0
4214 | Synthetic pumped | pumped | 5.3333 | 0 | 43.2 | 48 | 1 | 0
4214 | Synthetic battery | battery | 2.4085 | 0 | 17.7794 | 20 | 1 | 0
4215 | Synthetic pumped | pumped | 0 | 0 | 48 | 48 | 1 | 0
4215 | Synthetic battery | battery | 0 | 0 | 20 | 20 | 1 | 0
4216 | Synthetic pumped | pumped | 0 | 0 | 48 | 48 | 1 | 0
4216 | Synthetic battery | battery | 0 | 0 | 20 | 20 | 1 | 0
4217 | Synthetic pumped | pumped | 0 | 0 | 48 | 48 | 1 | 0
4217 | Synthetic battery | battery | 0 | 0.71991 | 20 | 19.2192 | 0.96096 | -8.8818e-16
4218 | Synthetic pumped | pumped | 0 | 9.0305 | 48 | 37.9661 | 0.79096 | 0
4218 | Synthetic battery | battery | 0 | 10 | 19.2192 | 8.3726 | 0.41863 | 0
4219 | Synthetic pumped | pumped | 0 | 12 | 37.9661 | 24.6328 | 0.51318 | 0
4219 | Synthetic battery | battery | 0 | 7.7192 | 8.3726 | 0 | 0 | 0
4220 | Synthetic pumped | pumped | 0 | 12 | 24.6328 | 11.2994 | 0.2354 | 0
4220 | Synthetic battery | battery | 0 | 0 | 0 | 0 | 0 | 0
4221 | Synthetic pumped | pumped | 0 | 10.1695 | 11.2994 | 0 | 0 | 0
4221 | Synthetic battery | battery | 0 | 0 | 0 | 0 | 0 | 0
4222 | Synthetic pumped | pumped | 0 | 0 | 0 | 0 | 0 | 0
4222 | Synthetic battery | battery | 0 | 0 | 0 | 0 | 0 | 0
4223 | Synthetic pumped | pumped | 0 | 0 | 0 | 0 | 0 | 0
4223 | Synthetic battery | battery | 0 | 0 | 0 | 0 | 0 | 0
4224 | Synthetic pumped | pumped | 0 | 0 | 0 | 0 | 0 | 0
4224 | Synthetic battery | battery | 0 | 0 | 0 | 0 | 0 | 0
4225 | Synthetic pumped | pumped | 0 | 0 | 0 | 0 | 0 | 0
4225 | Synthetic battery | battery | 0 | 0 | 0 | 0 | 0 | 0
4226 | Synthetic pumped | pumped | 0 | 0 | 0 | 0 | 0 | 0
4226 | Synthetic battery | battery | 0 | 0 | 0 | 0 | 0 | 0
4227 | Synthetic pumped | pumped | 0 | 0 | 0 | 0 | 0 | 0
4227 | Synthetic battery | battery | 0 | 0 | 0 | 0 | 0 | 0
4228 | Synthetic pumped | pumped | 0 | 0 | 0 | 0 | 0 | 0
4228 | Synthetic battery | battery | 0 | 0 | 0 | 0 | 0 | 0
4229 | Synthetic pumped | pumped | 0 | 0 | 0 | 0 | 0 | 0
4229 | Synthetic battery | battery | 0 | 0 | 0 | 0 | 0 | 0
4230 | Synthetic pumped | pumped | 0 | 0 | 0 | 0 | 0 | 0
4230 | Synthetic battery | battery | 0 | 0 | 0 | 0 | 0 | 0
4231 | Synthetic pumped | pumped | 0 | 0 | 0 | 0 | 0 | 0
4231 | Synthetic battery | battery | 0 | 0 | 0 | 0 | 0 | 0
4232 | Synthetic pumped | pumped | 0 | 0 | 0 | 0 | 0 | 0
4232 | Synthetic battery | battery | 0 | 0 | 0 | 0 | 0 | 0
4233 | Synthetic pumped | pumped | 0 | 0 | 0 | 0 | 0 | 0
4233 | Synthetic battery | battery | 0 | 0 | 0 | 0 | 0 | 0
4234 | Synthetic pumped | pumped | 0 | 0 | 0 | 0 | 0 | 0
4234 | Synthetic battery | battery | 0 | 0 | 0 | 0 | 0 | 0
4235 | Synthetic pumped | pumped | 4.793 | 0 | 0 | 4.3137 | 0.089868 | 0
4235 | Synthetic battery | battery | 0 | 0 | 0 | 0 | 0 | 0
4236 | Synthetic pumped | pumped | 9.8856 | 0 | 4.3137 | 13.2108 | 0.27522 | 0
4236 | Synthetic battery | battery | 0 | 0 | 0 | 0 | 0 | 0
4237 | Synthetic pumped | pumped | 0.81518 | 0 | 13.2108 | 13.9444 | 0.29051 | 3.3307e-16
4237 | Synthetic battery | battery | 0 | 0 | 0 | 0 | 0 | 0
4238 | Synthetic pumped | pumped | 1.0205 | 0 | 13.9444 | 14.8628 | 0.30964 | -7.7716e-16
4238 | Synthetic battery | battery | 0 | 0 | 0 | 0 | 0 | 0
4239 | Synthetic pumped | pumped | 0 | 0 | 14.8628 | 14.8628 | 0.30964 | 0
4239 | Synthetic battery | battery | 0 | 0 | 0 | 0 | 0 | 0
4240 | Synthetic pumped | pumped | 0 | 0 | 14.8628 | 14.8628 | 0.30964 | 0
4240 | Synthetic battery | battery | 0 | 0 | 0 | 0 | 0 | 0
4241 | Synthetic pumped | pumped | 0 | 4.8207 | 14.8628 | 9.5065 | 0.19805 | 8.8818e-16
4241 | Synthetic battery | battery | 0 | 0 | 0 | 0 | 0 | 0
4242 | Synthetic pumped | pumped | 0 | 8.5558 | 9.5065 | 0 | 0 | 0
4242 | Synthetic battery | battery | 0 | 0 | 0 | 0 | 0 | 0
4243 | Synthetic pumped | pumped | 0 | 0 | 0 | 0 | 0 | 0
4243 | Synthetic battery | battery | 0 | 0 | 0 | 0 | 0 | 0
4244 | Synthetic pumped | pumped | 0 | 0 | 0 | 0 | 0 | 0
4244 | Synthetic battery | battery | 0 | 0 | 0 | 0 | 0 | 0
4245 | Synthetic pumped | pumped | 0 | 0 | 0 | 0 | 0 | 0
4245 | Synthetic battery | battery | 0 | 0 | 0 | 0 | 0 | 0
4246 | Synthetic pumped | pumped | 0 | 0 | 0 | 0 | 0 | 0
4246 | Synthetic battery | battery | 0 | 0 | 0 | 0 | 0 | 0
4247 | Synthetic pumped | pumped | 0 | 0 | 0 | 0 | 0 | 0
4247 | Synthetic battery | battery | 0 | 0 | 0 | 0 | 0 | 0
4248 | Synthetic pumped | pumped | 0 | 0 | 0 | 0 | 0 | 0
4248 | Synthetic battery | battery | 0 | 0 | 0 | 0 | 0 | 0
4249 | Synthetic pumped | pumped | 0 | 0 | 0 | 0 | 0 | 0
4249 | Synthetic battery | battery | 0 | 0 | 0 | 0 | 0 | 0
4250 | Synthetic pumped | pumped | 0 | 0 | 0 | 0 | 0 | 0
4250 | Synthetic battery | battery | 0 | 0 | 0 | 0 | 0 | 0
4251 | Synthetic pumped | pumped | 0 | 0 | 0 | 0 | 0 | 0
4251 | Synthetic battery | battery | 0 | 0 | 0 | 0 | 0 | 0
4252 | Synthetic pumped | pumped | 0 | 0 | 0 | 0 | 0 | 0
4252 | Synthetic battery | battery | 0 | 0 | 0 | 0 | 0 | 0
4253 | Synthetic pumped | pumped | 0 | 0 | 0 | 0 | 0 | 0
4253 | Synthetic battery | battery | 0 | 0 | 0 | 0 | 0 | 0
4254 | Synthetic pumped | pumped | 0 | 0 | 0 | 0 | 0 | 0
4254 | Synthetic battery | battery | 0 | 0 | 0 | 0 | 0 | 0
4255 | Synthetic pumped | pumped | 0 | 0 | 0 | 0 | 0 | 0
4255 | Synthetic battery | battery | 0 | 0 | 0 | 0 | 0 | 0
4256 | Synthetic pumped | pumped | 0 | 0 | 0 | 0 | 0 | 0
4256 | Synthetic battery | battery | 0 | 0 | 0 | 0 | 0 | 0
4257 | Synthetic pumped | pumped | 0 | 0 | 0 | 0 | 0 | 0
4257 | Synthetic battery | battery | 0 | 0 | 0 | 0 | 0 | 0
4258 | Synthetic pumped | pumped | 0 | 0 | 0 | 0 | 0 | 0
4258 | Synthetic battery | battery | 0 | 0 | 0 | 0 | 0 | 0
4259 | Synthetic pumped | pumped | 2.184 | 0 | 0 | 1.9656 | 0.04095 | 0
4259 | Synthetic battery | battery | 0 | 0 | 0 | 0 | 0 | 0
4260 | Synthetic pumped | pumped | 1.7812 | 0 | 1.9656 | 3.5687 | 0.074347 | -2.2204e-16
4260 | Synthetic battery | battery | 0 | 0 | 0 | 0 | 0 | 0
4261 | Synthetic pumped | pumped | 0.79711 | 0 | 3.5687 | 4.2861 | 0.089293 | -2.2204e-16
4261 | Synthetic battery | battery | 0 | 0 | 0 | 0 | 0 | 0
4262 | Synthetic pumped | pumped | 1.9168 | 0 | 4.2861 | 6.0112 | 0.12523 | 2.2204e-16
4262 | Synthetic battery | battery | 0 | 0 | 0 | 0 | 0 | 0
4263 | Synthetic pumped | pumped | 0 | 0 | 6.0112 | 6.0112 | 0.12523 | 0
4263 | Synthetic battery | battery | 0 | 0 | 0 | 0 | 0 | 0
4264 | Synthetic pumped | pumped | 0 | 0 | 6.0112 | 6.0112 | 0.12523 | 0
4264 | Synthetic battery | battery | 0 | 0 | 0 | 0 | 0 | 0
4265 | Synthetic pumped | pumped | 0 | 5.4101 | 6.0112 | 0 | 0 | 0
4265 | Synthetic battery | battery | 0 | 0 | 0 | 0 | 0 | 0
4266 | Synthetic pumped | pumped | 0 | 0 | 0 | 0 | 0 | 0
4266 | Synthetic battery | battery | 0 | 0 | 0 | 0 | 0 | 0
4267 | Synthetic pumped | pumped | 0 | 0 | 0 | 0 | 0 | 0
4267 | Synthetic battery | battery | 0 | 0 | 0 | 0 | 0 | 0
4268 | Synthetic pumped | pumped | 0 | 0 | 0 | 0 | 0 | 0
4268 | Synthetic battery | battery | 0 | 0 | 0 | 0 | 0 | 0
4269 | Synthetic pumped | pumped | 0 | 0 | 0 | 0 | 0 | 0
4269 | Synthetic battery | battery | 0 | 0 | 0 | 0 | 0 | 0
4270 | Synthetic pumped | pumped | 0 | 0 | 0 | 0 | 0 | 0
4270 | Synthetic battery | battery | 0 | 0 | 0 | 0 | 0 | 0
4271 | Synthetic pumped | pumped | 0 | 0 | 0 | 0 | 0 | 0
4271 | Synthetic battery | battery | 0 | 0 | 0 | 0 | 0 | 0
4272 | Synthetic pumped | pumped | 0 | 0 | 0 | 0 | 0 | 0
4272 | Synthetic battery | battery | 0 | 0 | 0 | 0 | 0 | 0
4273 | Synthetic pumped | pumped | 0 | 0 | 0 | 0 | 0 | 0
4273 | Synthetic battery | battery | 0 | 0 | 0 | 0 | 0 | 0
4274 | Synthetic pumped | pumped | 0 | 0 | 0 | 0 | 0 | 0
4274 | Synthetic battery | battery | 0 | 0 | 0 | 0 | 0 | 0
4275 | Synthetic pumped | pumped | 0 | 0 | 0 | 0 | 0 | 0
4275 | Synthetic battery | battery | 0 | 0 | 0 | 0 | 0 | 0
4276 | Synthetic pumped | pumped | 0 | 0 | 0 | 0 | 0 | 0
4276 | Synthetic battery | battery | 0 | 0 | 0 | 0 | 0 | 0
4277 | Synthetic pumped | pumped | 0 | 0 | 0 | 0 | 0 | 0
4277 | Synthetic battery | battery | 0 | 0 | 0 | 0 | 0 | 0
4278 | Synthetic pumped | pumped | 0 | 0 | 0 | 0 | 0 | 0
4278 | Synthetic battery | battery | 0 | 0 | 0 | 0 | 0 | 0
4279 | Synthetic pumped | pumped | 0 | 0 | 0 | 0 | 0 | 0
4279 | Synthetic battery | battery | 0 | 0 | 0 | 0 | 0 | 0
4280 | Synthetic pumped | pumped | 0 | 0 | 0 | 0 | 0 | 0
4280 | Synthetic battery | battery | 0 | 0 | 0 | 0 | 0 | 0
4281 | Synthetic pumped | pumped | 1.9434 | 0 | 0 | 1.7491 | 0.036439 | 0
4281 | Synthetic battery | battery | 0 | 0 | 0 | 0 | 0 | 0
4282 | Synthetic pumped | pumped | 10.0905 | 0 | 1.7491 | 10.8305 | 0.22564 | 0
4282 | Synthetic battery | battery | 0 | 0 | 0 | 0 | 0 | 0
4283 | Synthetic pumped | pumped | 12 | 0 | 10.8305 | 21.6305 | 0.45064 | 0
4283 | Synthetic battery | battery | 8.2441 | 0 | 0 | 7.6007 | 0.38003 | 0
4284 | Synthetic pumped | pumped | 12 | 0 | 21.6305 | 32.4305 | 0.67564 | -3.5527e-15
4284 | Synthetic battery | battery | 1.108 | 0 | 7.6007 | 8.6222 | 0.43111 | -6.6613e-16
4285 | Synthetic pumped | pumped | 12 | 0 | 32.4305 | 43.2305 | 0.90064 | -3.5527e-15
4285 | Synthetic battery | battery | 2.76 | 0 | 8.6222 | 11.1668 | 0.55834 | 0
4286 | Synthetic pumped | pumped | 5.2994 | 0 | 43.2305 | 48 | 1 | 0
4286 | Synthetic battery | battery | 4.8753 | 0 | 11.1668 | 15.6616 | 0.78308 | 8.8818e-16
4287 | Synthetic pumped | pumped | 0 | 0 | 48 | 48 | 1 | 0
4287 | Synthetic battery | battery | 3.5135 | 0 | 15.6616 | 18.9009 | 0.94504 | 0
4288 | Synthetic pumped | pumped | 0 | 0 | 48 | 48 | 1 | 0
4288 | Synthetic battery | battery | 0 | 0 | 18.9009 | 18.9009 | 0.94504 | 0
4289 | Synthetic pumped | pumped | 0 | 0 | 48 | 48 | 1 | 0
4289 | Synthetic battery | battery | 0 | 0 | 18.9009 | 18.9009 | 0.94504 | 0
4290 | Synthetic pumped | pumped | 0 | 6.87 | 48 | 40.3667 | 0.84097 | -3.5527e-15
4290 | Synthetic battery | battery | 0 | 10 | 18.9009 | 8.0544 | 0.40272 | 0
4291 | Synthetic pumped | pumped | 0 | 12 | 40.3667 | 27.0334 | 0.5632 | 0
4291 | Synthetic battery | battery | 0 | 7.4257 | 8.0544 | 0 | 0 | 0
4292 | Synthetic pumped | pumped | 0 | 12 | 27.0334 | 13.7 | 0.28542 | 0
4292 | Synthetic battery | battery | 0 | 0 | 0 | 0 | 0 | 0
4293 | Synthetic pumped | pumped | 0 | 12 | 13.7 | 0.3667 | 0.0076396 | 0
4293 | Synthetic battery | battery | 0 | 0 | 0 | 0 | 0 | 0
4294 | Synthetic pumped | pumped | 0 | 0.33003 | 0.3667 | 0 | 0 | 0
4294 | Synthetic battery | battery | 0 | 0 | 0 | 0 | 0 | 0
4295 | Synthetic pumped | pumped | 0 | 0 | 0 | 0 | 0 | 0
4295 | Synthetic battery | battery | 0 | 0 | 0 | 0 | 0 | 0
4296 | Synthetic pumped | pumped | 0 | 0 | 0 | 0 | 0 | 0
4296 | Synthetic battery | battery | 0 | 0 | 0 | 0 | 0 | 0
4297 | Synthetic pumped | pumped | 0 | 0 | 0 | 0 | 0 | 0
4297 | Synthetic battery | battery | 0 | 0 | 0 | 0 | 0 | 0
4298 | Synthetic pumped | pumped | 0 | 0 | 0 | 0 | 0 | 0
4298 | Synthetic battery | battery | 0 | 0 | 0 | 0 | 0 | 0
4299 | Synthetic pumped | pumped | 0 | 0 | 0 | 0 | 0 | 0
4299 | Synthetic battery | battery | 0 | 0 | 0 | 0 | 0 | 0
4300 | Synthetic pumped | pumped | 0 | 0 | 0 | 0 | 0 | 0
4300 | Synthetic battery | battery | 0 | 0 | 0 | 0 | 0 | 0
4301 | Synthetic pumped | pumped | 0 | 0 | 0 | 0 | 0 | 0
4301 | Synthetic battery | battery | 0 | 0 | 0 | 0 | 0 | 0
4302 | Synthetic pumped | pumped | 0 | 0 | 0 | 0 | 0 | 0
4302 | Synthetic battery | battery | 0 | 0 | 0 | 0 | 0 | 0
4303 | Synthetic pumped | pumped | 0 | 0 | 0 | 0 | 0 | 0
4303 | Synthetic battery | battery | 0 | 0 | 0 | 0 | 0 | 0
4304 | Synthetic pumped | pumped | 0 | 0 | 0 | 0 | 0 | 0
4304 | Synthetic battery | battery | 0 | 0 | 0 | 0 | 0 | 0
4305 | Synthetic pumped | pumped | 0 | 0 | 0 | 0 | 0 | 0
4305 | Synthetic battery | battery | 0 | 0 | 0 | 0 | 0 | 0
4306 | Synthetic pumped | pumped | 0 | 0 | 0 | 0 | 0 | 0
4306 | Synthetic battery | battery | 0 | 0 | 0 | 0 | 0 | 0
4307 | Synthetic pumped | pumped | 0.86475 | 0 | 0 | 0.77828 | 0.016214 | 0
4307 | Synthetic battery | battery | 0 | 0 | 0 | 0 | 0 | 0
4308 | Synthetic pumped | pumped | 3.681 | 0 | 0.77828 | 4.0912 | 0.085233 | 4.4409e-16
4308 | Synthetic battery | battery | 0 | 0 | 0 | 0 | 0 | 0
4309 | Synthetic pumped | pumped | 6.1295 | 0 | 4.0912 | 9.6077 | 0.20016 | 0
4309 | Synthetic battery | battery | 0 | 0 | 0 | 0 | 0 | 0
4310 | Synthetic pumped | pumped | 0 | 0 | 9.6077 | 9.6077 | 0.20016 | 0
4310 | Synthetic battery | battery | 0 | 0 | 0 | 0 | 0 | 0
4311 | Synthetic pumped | pumped | 0 | 0 | 9.6077 | 9.6077 | 0.20016 | 0
4311 | Synthetic battery | battery | 0 | 0 | 0 | 0 | 0 | 0
4312 | Synthetic pumped | pumped | 0 | 0 | 9.6077 | 9.6077 | 0.20016 | 0
4312 | Synthetic battery | battery | 0 | 0 | 0 | 0 | 0 | 0
4313 | Synthetic pumped | pumped | 0 | 8.647 | 9.6077 | 0 | 0 | 0
4313 | Synthetic battery | battery | 0 | 0 | 0 | 0 | 0 | 0
4314 | Synthetic pumped | pumped | 0 | 0 | 0 | 0 | 0 | 0
4314 | Synthetic battery | battery | 0 | 0 | 0 | 0 | 0 | 0
4315 | Synthetic pumped | pumped | 0 | 0 | 0 | 0 | 0 | 0
4315 | Synthetic battery | battery | 0 | 0 | 0 | 0 | 0 | 0
4316 | Synthetic pumped | pumped | 0 | 0 | 0 | 0 | 0 | 0
4316 | Synthetic battery | battery | 0 | 0 | 0 | 0 | 0 | 0
4317 | Synthetic pumped | pumped | 0 | 0 | 0 | 0 | 0 | 0
4317 | Synthetic battery | battery | 0 | 0 | 0 | 0 | 0 | 0
4318 | Synthetic pumped | pumped | 0 | 0 | 0 | 0 | 0 | 0
4318 | Synthetic battery | battery | 0 | 0 | 0 | 0 | 0 | 0
4319 | Synthetic pumped | pumped | 0 | 0 | 0 | 0 | 0 | 0
4319 | Synthetic battery | battery | 0 | 0 | 0 | 0 | 0 | 0
4320 | Synthetic pumped | pumped | 0 | 0 | 0 | 0 | 0 | 0
4320 | Synthetic battery | battery | 0 | 0 | 0 | 0 | 0 | 0
4321 | Synthetic pumped | pumped | 0 | 0 | 0 | 0 | 0 | 0
4321 | Synthetic battery | battery | 0 | 0 | 0 | 0 | 0 | 0
4322 | Synthetic pumped | pumped | 0 | 0 | 0 | 0 | 0 | 0
4322 | Synthetic battery | battery | 0 | 0 | 0 | 0 | 0 | 0
4323 | Synthetic pumped | pumped | 0 | 0 | 0 | 0 | 0 | 0
4323 | Synthetic battery | battery | 0 | 0 | 0 | 0 | 0 | 0
4324 | Synthetic pumped | pumped | 0 | 0 | 0 | 0 | 0 | 0
4324 | Synthetic battery | battery | 0 | 0 | 0 | 0 | 0 | 0
4325 | Synthetic pumped | pumped | 0 | 0 | 0 | 0 | 0 | 0
4325 | Synthetic battery | battery | 0 | 0 | 0 | 0 | 0 | 0
4326 | Synthetic pumped | pumped | 0 | 0 | 0 | 0 | 0 | 0
4326 | Synthetic battery | battery | 0 | 0 | 0 | 0 | 0 | 0
4327 | Synthetic pumped | pumped | 0 | 0 | 0 | 0 | 0 | 0
4327 | Synthetic battery | battery | 0 | 0 | 0 | 0 | 0 | 0
4328 | Synthetic pumped | pumped | 0 | 0 | 0 | 0 | 0 | 0
4328 | Synthetic battery | battery | 0 | 0 | 0 | 0 | 0 | 0
4329 | Synthetic pumped | pumped | 0 | 0 | 0 | 0 | 0 | 0
4329 | Synthetic battery | battery | 0 | 0 | 0 | 0 | 0 | 0
4330 | Synthetic pumped | pumped | 4.897 | 0 | 0 | 4.4073 | 0.091818 | 0
4330 | Synthetic battery | battery | 0 | 0 | 0 | 0 | 0 | 0
4331 | Synthetic pumped | pumped | 5.1364 | 0 | 4.4073 | 9.03 | 0.18813 | -8.8818e-16
4331 | Synthetic battery | battery | 0 | 0 | 0 | 0 | 0 | 0
4332 | Synthetic pumped | pumped | 8.5766 | 0 | 9.03 | 16.749 | 0.34894 | 8.8818e-16
4332 | Synthetic battery | battery | 0 | 0 | 0 | 0 | 0 | 0
4333 | Synthetic pumped | pumped | 10.0624 | 0 | 16.749 | 25.8052 | 0.53761 | -1.7764e-15
4333 | Synthetic battery | battery | 0 | 0 | 0 | 0 | 0 | 0
4334 | Synthetic pumped | pumped | 5.6045 | 0 | 25.8052 | 30.8492 | 0.64269 | -8.8818e-16
4334 | Synthetic battery | battery | 0 | 0 | 0 | 0 | 0 | 0
4335 | Synthetic pumped | pumped | 0 | 0 | 30.8492 | 30.8492 | 0.64269 | 0
4335 | Synthetic battery | battery | 0 | 0 | 0 | 0 | 0 | 0
4336 | Synthetic pumped | pumped | 0 | 0 | 30.8492 | 30.8492 | 0.64269 | 0
4336 | Synthetic battery | battery | 0 | 0 | 0 | 0 | 0 | 0
4337 | Synthetic pumped | pumped | 0 | 12 | 30.8492 | 17.5159 | 0.36491 | 0
4337 | Synthetic battery | battery | 0 | 0 | 0 | 0 | 0 | 0
4338 | Synthetic pumped | pumped | 0 | 12 | 17.5159 | 4.1825 | 0.087136 | 0
4338 | Synthetic battery | battery | 0 | 0 | 0 | 0 | 0 | 0
4339 | Synthetic pumped | pumped | 0 | 3.7643 | 4.1825 | 0 | 0 | 0
4339 | Synthetic battery | battery | 0 | 0 | 0 | 0 | 0 | 0
4340 | Synthetic pumped | pumped | 0 | 0 | 0 | 0 | 0 | 0
4340 | Synthetic battery | battery | 0 | 0 | 0 | 0 | 0 | 0
4341 | Synthetic pumped | pumped | 0 | 0 | 0 | 0 | 0 | 0
4341 | Synthetic battery | battery | 0 | 0 | 0 | 0 | 0 | 0
4342 | Synthetic pumped | pumped | 0 | 0 | 0 | 0 | 0 | 0
4342 | Synthetic battery | battery | 0 | 0 | 0 | 0 | 0 | 0
4343 | Synthetic pumped | pumped | 0 | 0 | 0 | 0 | 0 | 0
4343 | Synthetic battery | battery | 0 | 0 | 0 | 0 | 0 | 0
4344 | Synthetic pumped | pumped | 0 | 0 | 0 | 0 | 0 | 0
4344 | Synthetic battery | battery | 0 | 0 | 0 | 0 | 0 | 0
4345 | Synthetic pumped | pumped | 0 | 0 | 0 | 0 | 0 | 0
4345 | Synthetic battery | battery | 0 | 0 | 0 | 0 | 0 | 0
4346 | Synthetic pumped | pumped | 0 | 0 | 0 | 0 | 0 | 0
4346 | Synthetic battery | battery | 0 | 0 | 0 | 0 | 0 | 0
4347 | Synthetic pumped | pumped | 0 | 0 | 0 | 0 | 0 | 0
4347 | Synthetic battery | battery | 0 | 0 | 0 | 0 | 0 | 0
4348 | Synthetic pumped | pumped | 0 | 0 | 0 | 0 | 0 | 0
4348 | Synthetic battery | battery | 0 | 0 | 0 | 0 | 0 | 0
4349 | Synthetic pumped | pumped | 0 | 0 | 0 | 0 | 0 | 0
4349 | Synthetic battery | battery | 0 | 0 | 0 | 0 | 0 | 0
4350 | Synthetic pumped | pumped | 0 | 0 | 0 | 0 | 0 | 0
4350 | Synthetic battery | battery | 0 | 0 | 0 | 0 | 0 | 0
4351 | Synthetic pumped | pumped | 0 | 0 | 0 | 0 | 0 | 0
4351 | Synthetic battery | battery | 0 | 0 | 0 | 0 | 0 | 0
4352 | Synthetic pumped | pumped | 0 | 0 | 0 | 0 | 0 | 0
4352 | Synthetic battery | battery | 0 | 0 | 0 | 0 | 0 | 0
4353 | Synthetic pumped | pumped | 11.3915 | 0 | 0 | 10.2524 | 0.21359 | 0
4353 | Synthetic battery | battery | 0 | 0 | 0 | 0 | 0 | 0
4354 | Synthetic pumped | pumped | 11.4352 | 0 | 10.2524 | 20.5441 | 0.428 | 0
4354 | Synthetic battery | battery | 0 | 0 | 0 | 0 | 0 | 0
4355 | Synthetic pumped | pumped | 12 | 0 | 20.5441 | 31.3441 | 0.653 | 0
4355 | Synthetic battery | battery | 5.4484 | 0 | 0 | 5.0231 | 0.25116 | 0
4356 | Synthetic pumped | pumped | 12 | 0 | 31.3441 | 42.1441 | 0.878 | 0
4356 | Synthetic battery | battery | 10 | 0 | 5.0231 | 14.2427 | 0.71213 | 0
4357 | Synthetic pumped | pumped | 6.5066 | 0 | 42.1441 | 48 | 1 | 0
4357 | Synthetic battery | battery | 6.2447 | 0 | 14.2427 | 20 | 1 | 0
4358 | Synthetic pumped | pumped | 0 | 0 | 48 | 48 | 1 | 0
4358 | Synthetic battery | battery | 0 | 0 | 20 | 20 | 1 | 0
4359 | Synthetic pumped | pumped | 0 | 0 | 48 | 48 | 1 | 0
4359 | Synthetic battery | battery | 0 | 0 | 20 | 20 | 1 | 0
4360 | Synthetic pumped | pumped | 0 | 0 | 48 | 48 | 1 | 0
4360 | Synthetic battery | battery | 0 | 0 | 20 | 20 | 1 | 0
4361 | Synthetic pumped | pumped | 0 | 0 | 48 | 48 | 1 | 0
4361 | Synthetic battery | battery | 0 | 2.3113 | 20 | 17.493 | 0.87465 | 4.4409e-16
4362 | Synthetic pumped | pumped | 0 | 12 | 48 | 34.6667 | 0.72222 | 3.5527e-15
4362 | Synthetic battery | battery | 0 | 10 | 17.493 | 6.6465 | 0.33233 | 0
4363 | Synthetic pumped | pumped | 0 | 12 | 34.6667 | 21.3333 | 0.44444 | 0
4363 | Synthetic battery | battery | 0 | 6.1278 | 6.6465 | 0 | 0 | 0
4364 | Synthetic pumped | pumped | 0 | 12 | 21.3333 | 8 | 0.16667 | 0
4364 | Synthetic battery | battery | 0 | 0 | 0 | 0 | 0 | 0
4365 | Synthetic pumped | pumped | 0 | 7.2 | 8 | 0 | 0 | 0
4365 | Synthetic battery | battery | 0 | 0 | 0 | 0 | 0 | 0
4366 | Synthetic pumped | pumped | 0 | 0 | 0 | 0 | 0 | 0
4366 | Synthetic battery | battery | 0 | 0 | 0 | 0 | 0 | 0
4367 | Synthetic pumped | pumped | 0 | 0 | 0 | 0 | 0 | 0
4367 | Synthetic battery | battery | 0 | 0 | 0 | 0 | 0 | 0
4368 | Synthetic pumped | pumped | 0 | 0 | 0 | 0 | 0 | 0
4368 | Synthetic battery | battery | 0 | 0 | 0 | 0 | 0 | 0
4369 | Synthetic pumped | pumped | 0 | 0 | 0 | 0 | 0 | 0
4369 | Synthetic battery | battery | 0 | 0 | 0 | 0 | 0 | 0
4370 | Synthetic pumped | pumped | 0 | 0 | 0 | 0 | 0 | 0
4370 | Synthetic battery | battery | 0 | 0 | 0 | 0 | 0 | 0
4371 | Synthetic pumped | pumped | 0 | 0 | 0 | 0 | 0 | 0
4371 | Synthetic battery | battery | 0 | 0 | 0 | 0 | 0 | 0
4372 | Synthetic pumped | pumped | 0 | 0 | 0 | 0 | 0 | 0
4372 | Synthetic battery | battery | 0 | 0 | 0 | 0 | 0 | 0
4373 | Synthetic pumped | pumped | 0 | 0 | 0 | 0 | 0 | 0
4373 | Synthetic battery | battery | 0 | 0 | 0 | 0 | 0 | 0
4374 | Synthetic pumped | pumped | 0 | 0 | 0 | 0 | 0 | 0
4374 | Synthetic battery | battery | 0 | 0 | 0 | 0 | 0 | 0
4375 | Synthetic pumped | pumped | 0 | 0 | 0 | 0 | 0 | 0
4375 | Synthetic battery | battery | 0 | 0 | 0 | 0 | 0 | 0
4376 | Synthetic pumped | pumped | 0 | 0 | 0 | 0 | 0 | 0
4376 | Synthetic battery | battery | 0 | 0 | 0 | 0 | 0 | 0
4377 | Synthetic pumped | pumped | 3.6573 | 0 | 0 | 3.2916 | 0.068575 | 0
4377 | Synthetic battery | battery | 0 | 0 | 0 | 0 | 0 | 0
4378 | Synthetic pumped | pumped | 12 | 0 | 3.2916 | 14.0916 | 0.29358 | 0
4378 | Synthetic battery | battery | 0.68854 | 0 | 0 | 0.6348 | 0.03174 | 0
4379 | Synthetic pumped | pumped | 12 | 0 | 14.0916 | 24.8916 | 0.51858 | 0
4379 | Synthetic battery | battery | 2.5362 | 0 | 0.6348 | 2.9731 | 0.14865 | 0
4380 | Synthetic pumped | pumped | 12 | 0 | 24.8916 | 35.6916 | 0.74358 | 0
4380 | Synthetic battery | battery | 5.9839 | 0 | 2.9731 | 8.4899 | 0.4245 | 0
4381 | Synthetic pumped | pumped | 12 | 0 | 35.6916 | 46.4916 | 0.96858 | -3.5527e-15
4381 | Synthetic battery | battery | 6.7243 | 0 | 8.4899 | 14.6895 | 0.73447 | -8.8818e-16
4382 | Synthetic pumped | pumped | 1.676 | 0 | 46.4916 | 48 | 1 | 0
4382 | Synthetic battery | battery | 5.7601 | 0 | 14.6895 | 20 | 1 | 0
4383 | Synthetic pumped | pumped | 0 | 0 | 48 | 48 | 1 | 0
4383 | Synthetic battery | battery | 0 | 0 | 20 | 20 | 1 | 0
4384 | Synthetic pumped | pumped | 0 | 0 | 48 | 48 | 1 | 0
4384 | Synthetic battery | battery | 0 | 0 | 20 | 20 | 1 | 0
4385 | Synthetic pumped | pumped | 0 | 0 | 48 | 48 | 1 | 0
4385 | Synthetic battery | battery | 0 | 9.8594 | 20 | 9.306 | 0.4653 | 0
4386 | Synthetic pumped | pumped | 0 | 12 | 48 | 34.6667 | 0.72222 | 3.5527e-15
4386 | Synthetic battery | battery | 0 | 8.5797 | 9.306 | 0 | 0 | 0
4387 | Synthetic pumped | pumped | 0 | 12 | 34.6667 | 21.3333 | 0.44444 | 0
4387 | Synthetic battery | battery | 0 | 0 | 0 | 0 | 0 | 0
4388 | Synthetic pumped | pumped | 0 | 12 | 21.3333 | 8 | 0.16667 | 0
4388 | Synthetic battery | battery | 0 | 0 | 0 | 0 | 0 | 0
4389 | Synthetic pumped | pumped | 0 | 7.2 | 8 | 0 | 0 | 0
4389 | Synthetic battery | battery | 0 | 0 | 0 | 0 | 0 | 0
4390 | Synthetic pumped | pumped | 0 | 0 | 0 | 0 | 0 | 0
4390 | Synthetic battery | battery | 0 | 0 | 0 | 0 | 0 | 0
4391 | Synthetic pumped | pumped | 0 | 0 | 0 | 0 | 0 | 0
4391 | Synthetic battery | battery | 0 | 0 | 0 | 0 | 0 | 0
4392 | Synthetic pumped | pumped | 0 | 0 | 0 | 0 | 0 | 0
4392 | Synthetic battery | battery | 0 | 0 | 0 | 0 | 0 | 0
4393 | Synthetic pumped | pumped | 0 | 0 | 0 | 0 | 0 | 0
4393 | Synthetic battery | battery | 0 | 0 | 0 | 0 | 0 | 0
4394 | Synthetic pumped | pumped | 0 | 0 | 0 | 0 | 0 | 0
4394 | Synthetic battery | battery | 0 | 0 | 0 | 0 | 0 | 0
4395 | Synthetic pumped | pumped | 0 | 0 | 0 | 0 | 0 | 0
4395 | Synthetic battery | battery | 0 | 0 | 0 | 0 | 0 | 0
4396 | Synthetic pumped | pumped | 0 | 0 | 0 | 0 | 0 | 0
4396 | Synthetic battery | battery | 0 | 0 | 0 | 0 | 0 | 0
4397 | Synthetic pumped | pumped | 0 | 0 | 0 | 0 | 0 | 0
4397 | Synthetic battery | battery | 0 | 0 | 0 | 0 | 0 | 0
4398 | Synthetic pumped | pumped | 0 | 0 | 0 | 0 | 0 | 0
4398 | Synthetic battery | battery | 0 | 0 | 0 | 0 | 0 | 0
4399 | Synthetic pumped | pumped | 0 | 0 | 0 | 0 | 0 | 0
4399 | Synthetic battery | battery | 0 | 0 | 0 | 0 | 0 | 0
4400 | Synthetic pumped | pumped | 0 | 0 | 0 | 0 | 0 | 0
4400 | Synthetic battery | battery | 0 | 0 | 0 | 0 | 0 | 0
4401 | Synthetic pumped | pumped | 5.7772 | 0 | 0 | 5.1995 | 0.10832 | 0
4401 | Synthetic battery | battery | 0 | 0 | 0 | 0 | 0 | 0
4402 | Synthetic pumped | pumped | 12 | 0 | 5.1995 | 15.9995 | 0.33332 | 0
4402 | Synthetic battery | battery | 3.0221 | 0 | 0 | 2.7862 | 0.13931 | 0
4403 | Synthetic pumped | pumped | 12 | 0 | 15.9995 | 26.7995 | 0.55832 | 0
4403 | Synthetic battery | battery | 6.4058 | 0 | 2.7862 | 8.692 | 0.4346 | 0
4404 | Synthetic pumped | pumped | 12 | 0 | 26.7995 | 37.5995 | 0.78332 | 0
4404 | Synthetic battery | battery | 10 | 0 | 8.692 | 17.9116 | 0.89558 | -1.7764e-15
4405 | Synthetic pumped | pumped | 11.5561 | 0 | 37.5995 | 48 | 1 | 0
4405 | Synthetic battery | battery | 2.2652 | 0 | 17.9116 | 20 | 1 | 0
4406 | Synthetic pumped | pumped | 0 | 0 | 48 | 48 | 1 | 0
4406 | Synthetic battery | battery | 0 | 0 | 20 | 20 | 1 | 0
4407 | Synthetic pumped | pumped | 0 | 0 | 48 | 48 | 1 | 0
4407 | Synthetic battery | battery | 0 | 0 | 20 | 20 | 1 | 0
4408 | Synthetic pumped | pumped | 0 | 0 | 48 | 48 | 1 | 0
4408 | Synthetic battery | battery | 0 | 0 | 20 | 20 | 1 | 0
4409 | Synthetic pumped | pumped | 0 | 0 | 48 | 48 | 1 | 0
4409 | Synthetic battery | battery | 0 | 0 | 20 | 20 | 1 | 0
4410 | Synthetic pumped | pumped | 0 | 6.6734 | 48 | 40.5851 | 0.84552 | -3.5527e-15
4410 | Synthetic battery | battery | 0 | 10 | 20 | 9.1535 | 0.45767 | 0
4411 | Synthetic pumped | pumped | 0 | 11.9725 | 40.5851 | 27.2823 | 0.56838 | -1.7764e-15
4411 | Synthetic battery | battery | 0 | 8.4391 | 9.1535 | 0 | 0 | 0
4412 | Synthetic pumped | pumped | 0 | 12 | 27.2823 | 13.9489 | 0.2906 | 0
4412 | Synthetic battery | battery | 0 | 0 | 0 | 0 | 0 | 0
4413 | Synthetic pumped | pumped | 0 | 12 | 13.9489 | 0.61561 | 0.012825 | 0
4413 | Synthetic battery | battery | 0 | 0 | 0 | 0 | 0 | 0
4414 | Synthetic pumped | pumped | 0 | 0.55405 | 0.61561 | 0 | 0 | 0
4414 | Synthetic battery | battery | 0 | 0 | 0 | 0 | 0 | 0
4415 | Synthetic pumped | pumped | 0 | 0 | 0 | 0 | 0 | 0
4415 | Synthetic battery | battery | 0 | 0 | 0 | 0 | 0 | 0
4416 | Synthetic pumped | pumped | 0 | 0 | 0 | 0 | 0 | 0
4416 | Synthetic battery | battery | 0 | 0 | 0 | 0 | 0 | 0
4417 | Synthetic pumped | pumped | 0 | 0 | 0 | 0 | 0 | 0
4417 | Synthetic battery | battery | 0 | 0 | 0 | 0 | 0 | 0
4418 | Synthetic pumped | pumped | 0 | 0 | 0 | 0 | 0 | 0
4418 | Synthetic battery | battery | 0 | 0 | 0 | 0 | 0 | 0
4419 | Synthetic pumped | pumped | 0 | 0 | 0 | 0 | 0 | 0
4419 | Synthetic battery | battery | 0 | 0 | 0 | 0 | 0 | 0
4420 | Synthetic pumped | pumped | 0 | 0 | 0 | 0 | 0 | 0
4420 | Synthetic battery | battery | 0 | 0 | 0 | 0 | 0 | 0
4421 | Synthetic pumped | pumped | 0 | 0 | 0 | 0 | 0 | 0
4421 | Synthetic battery | battery | 0 | 0 | 0 | 0 | 0 | 0
4422 | Synthetic pumped | pumped | 0 | 0 | 0 | 0 | 0 | 0
4422 | Synthetic battery | battery | 0 | 0 | 0 | 0 | 0 | 0
4423 | Synthetic pumped | pumped | 0 | 0 | 0 | 0 | 0 | 0
4423 | Synthetic battery | battery | 0 | 0 | 0 | 0 | 0 | 0
4424 | Synthetic pumped | pumped | 0 | 0 | 0 | 0 | 0 | 0
4424 | Synthetic battery | battery | 0 | 0 | 0 | 0 | 0 | 0
4425 | Synthetic pumped | pumped | 0 | 0 | 0 | 0 | 0 | 0
4425 | Synthetic battery | battery | 0 | 0 | 0 | 0 | 0 | 0
4426 | Synthetic pumped | pumped | 0 | 0 | 0 | 0 | 0 | 0
4426 | Synthetic battery | battery | 0 | 0 | 0 | 0 | 0 | 0
4427 | Synthetic pumped | pumped | 4.3474 | 0 | 0 | 3.9127 | 0.081514 | 0
4427 | Synthetic battery | battery | 0 | 0 | 0 | 0 | 0 | 0
4428 | Synthetic pumped | pumped | 5.1215 | 0 | 3.9127 | 8.522 | 0.17754 | 0
4428 | Synthetic battery | battery | 0 | 0 | 0 | 0 | 0 | 0
4429 | Synthetic pumped | pumped | 2.5137 | 0 | 8.522 | 10.7844 | 0.22467 | 4.4409e-16
4429 | Synthetic battery | battery | 0 | 0 | 0 | 0 | 0 | 0
4430 | Synthetic pumped | pumped | 6.5723 | 0 | 10.7844 | 16.6994 | 0.34791 | 1.7764e-15
4430 | Synthetic battery | battery | 0 | 0 | 0 | 0 | 0 | 0
4431 | Synthetic pumped | pumped | 0 | 0 | 16.6994 | 16.6994 | 0.34791 | 0
4431 | Synthetic battery | battery | 0 | 0 | 0 | 0 | 0 | 0
4432 | Synthetic pumped | pumped | 0 | 0 | 16.6994 | 16.6994 | 0.34791 | 0
4432 | Synthetic battery | battery | 0 | 0 | 0 | 0 | 0 | 0
4433 | Synthetic pumped | pumped | 0 | 5.3244 | 16.6994 | 10.7835 | 0.22466 | 8.8818e-16
4433 | Synthetic battery | battery | 0 | 0 | 0 | 0 | 0 | 0
4434 | Synthetic pumped | pumped | 0 | 9.7051 | 10.7835 | 0 | 0 | 0
4434 | Synthetic battery | battery | 0 | 0 | 0 | 0 | 0 | 0
4435 | Synthetic pumped | pumped | 0 | 0 | 0 | 0 | 0 | 0
4435 | Synthetic battery | battery | 0 | 0 | 0 | 0 | 0 | 0
4436 | Synthetic pumped | pumped | 0 | 0 | 0 | 0 | 0 | 0
4436 | Synthetic battery | battery | 0 | 0 | 0 | 0 | 0 | 0
4437 | Synthetic pumped | pumped | 0 | 0 | 0 | 0 | 0 | 0
4437 | Synthetic battery | battery | 0 | 0 | 0 | 0 | 0 | 0
4438 | Synthetic pumped | pumped | 0 | 0 | 0 | 0 | 0 | 0
4438 | Synthetic battery | battery | 0 | 0 | 0 | 0 | 0 | 0
4439 | Synthetic pumped | pumped | 0 | 0 | 0 | 0 | 0 | 0
4439 | Synthetic battery | battery | 0 | 0 | 0 | 0 | 0 | 0
4440 | Synthetic pumped | pumped | 0 | 0 | 0 | 0 | 0 | 0
4440 | Synthetic battery | battery | 0 | 0 | 0 | 0 | 0 | 0
4441 | Synthetic pumped | pumped | 0 | 0 | 0 | 0 | 0 | 0
4441 | Synthetic battery | battery | 0 | 0 | 0 | 0 | 0 | 0
4442 | Synthetic pumped | pumped | 0 | 0 | 0 | 0 | 0 | 0
4442 | Synthetic battery | battery | 0 | 0 | 0 | 0 | 0 | 0
4443 | Synthetic pumped | pumped | 0 | 0 | 0 | 0 | 0 | 0
4443 | Synthetic battery | battery | 0 | 0 | 0 | 0 | 0 | 0
4444 | Synthetic pumped | pumped | 0 | 0 | 0 | 0 | 0 | 0
4444 | Synthetic battery | battery | 0 | 0 | 0 | 0 | 0 | 0
4445 | Synthetic pumped | pumped | 0 | 0 | 0 | 0 | 0 | 0
4445 | Synthetic battery | battery | 0 | 0 | 0 | 0 | 0 | 0
4446 | Synthetic pumped | pumped | 0 | 0 | 0 | 0 | 0 | 0
4446 | Synthetic battery | battery | 0 | 0 | 0 | 0 | 0 | 0
4447 | Synthetic pumped | pumped | 0 | 0 | 0 | 0 | 0 | 0
4447 | Synthetic battery | battery | 0 | 0 | 0 | 0 | 0 | 0
4448 | Synthetic pumped | pumped | 0 | 0 | 0 | 0 | 0 | 0
4448 | Synthetic battery | battery | 0 | 0 | 0 | 0 | 0 | 0
4449 | Synthetic pumped | pumped | 0 | 0 | 0 | 0 | 0 | 0
4449 | Synthetic battery | battery | 0 | 0 | 0 | 0 | 0 | 0
4450 | Synthetic pumped | pumped | 6.5615 | 0 | 0 | 5.9054 | 0.12303 | 0
4450 | Synthetic battery | battery | 0 | 0 | 0 | 0 | 0 | 0
4451 | Synthetic pumped | pumped | 12 | 0 | 5.9054 | 16.7054 | 0.34803 | 0
4451 | Synthetic battery | battery | 3.4378 | 0 | 0 | 3.1695 | 0.15848 | 0
4452 | Synthetic pumped | pumped | 12 | 0 | 16.7054 | 27.5054 | 0.57303 | 0
4452 | Synthetic battery | battery | 4.5469 | 0 | 3.1695 | 7.3615 | 0.36807 | 0
4453 | Synthetic pumped | pumped | 12 | 0 | 27.5054 | 38.3054 | 0.79803 | -3.5527e-15
4453 | Synthetic battery | battery | 10 | 0 | 7.3615 | 16.581 | 0.82905 | 0
4454 | Synthetic pumped | pumped | 10.7718 | 0 | 38.3054 | 48 | 1 | 0
4454 | Synthetic battery | battery | 2.6973 | 0 | 16.581 | 19.0678 | 0.95339 | 4.4409e-16
4455 | Synthetic pumped | pumped | 0 | 0 | 48 | 48 | 1 | 0
4455 | Synthetic battery | battery | 1.0111 | 0 | 19.0678 | 20 | 1 | 0
4456 | Synthetic pumped | pumped | 0 | 0 | 48 | 48 | 1 | 0
4456 | Synthetic battery | battery | 0 | 0 | 20 | 20 | 1 | 0
4457 | Synthetic pumped | pumped | 0 | 0 | 48 | 48 | 1 | 0
4457 | Synthetic battery | battery | 0 | 9.89 | 20 | 9.2728 | 0.46364 | 0
4458 | Synthetic pumped | pumped | 0 | 12 | 48 | 34.6667 | 0.72222 | 3.5527e-15
4458 | Synthetic battery | battery | 0 | 8.5491 | 9.2728 | 0 | 0 | 0
4459 | Synthetic pumped | pumped | 0 | 12 | 34.6667 | 21.3333 | 0.44444 | 0
4459 | Synthetic battery | battery | 0 | 0 | 0 | 0 | 0 | 0
4460 | Synthetic pumped | pumped | 0 | 12 | 21.3333 | 8 | 0.16667 | 0
4460 | Synthetic battery | battery | 0 | 0 | 0 | 0 | 0 | 0
4461 | Synthetic pumped | pumped | 0 | 7.2 | 8 | 0 | 0 | 0
4461 | Synthetic battery | battery | 0 | 0 | 0 | 0 | 0 | 0
4462 | Synthetic pumped | pumped | 0 | 0 | 0 | 0 | 0 | 0
4462 | Synthetic battery | battery | 0 | 0 | 0 | 0 | 0 | 0
4463 | Synthetic pumped | pumped | 0 | 0 | 0 | 0 | 0 | 0
4463 | Synthetic battery | battery | 0 | 0 | 0 | 0 | 0 | 0
4464 | Synthetic pumped | pumped | 0 | 0 | 0 | 0 | 0 | 0
4464 | Synthetic battery | battery | 0 | 0 | 0 | 0 | 0 | 0
4465 | Synthetic pumped | pumped | 0 | 0 | 0 | 0 | 0 | 0
4465 | Synthetic battery | battery | 0 | 0 | 0 | 0 | 0 | 0
4466 | Synthetic pumped | pumped | 0 | 0 | 0 | 0 | 0 | 0
4466 | Synthetic battery | battery | 0 | 0 | 0 | 0 | 0 | 0
4467 | Synthetic pumped | pumped | 0 | 0 | 0 | 0 | 0 | 0
4467 | Synthetic battery | battery | 0 | 0 | 0 | 0 | 0 | 0
4468 | Synthetic pumped | pumped | 0 | 0 | 0 | 0 | 0 | 0
4468 | Synthetic battery | battery | 0 | 0 | 0 | 0 | 0 | 0
4469 | Synthetic pumped | pumped | 0 | 0 | 0 | 0 | 0 | 0
4469 | Synthetic battery | battery | 0 | 0 | 0 | 0 | 0 | 0
4470 | Synthetic pumped | pumped | 0 | 0 | 0 | 0 | 0 | 0
4470 | Synthetic battery | battery | 0 | 0 | 0 | 0 | 0 | 0
4471 | Synthetic pumped | pumped | 0 | 0 | 0 | 0 | 0 | 0
4471 | Synthetic battery | battery | 0 | 0 | 0 | 0 | 0 | 0
4472 | Synthetic pumped | pumped | 0 | 0 | 0 | 0 | 0 | 0
4472 | Synthetic battery | battery | 0 | 0 | 0 | 0 | 0 | 0
4473 | Synthetic pumped | pumped | 4.7504 | 0 | 0 | 4.2754 | 0.08907 | 0
4473 | Synthetic battery | battery | 0 | 0 | 0 | 0 | 0 | 0
4474 | Synthetic pumped | pumped | 12 | 0 | 4.2754 | 15.0754 | 0.31407 | 0
4474 | Synthetic battery | battery | 1.9928 | 0 | 0 | 1.8373 | 0.091863 | 0
4475 | Synthetic pumped | pumped | 12 | 0 | 15.0754 | 25.8754 | 0.53907 | 0
4475 | Synthetic battery | battery | 4.7537 | 0 | 1.8373 | 6.22 | 0.311 | 0
4476 | Synthetic pumped | pumped | 12 | 0 | 25.8754 | 36.6754 | 0.76407 | 0
4476 | Synthetic battery | battery | 10 | 0 | 6.22 | 15.4395 | 0.77197 | 0
4477 | Synthetic pumped | pumped | 12 | 0 | 36.6754 | 47.4754 | 0.98907 | 3.5527e-15
4477 | Synthetic battery | battery | 4.6549 | 0 | 15.4395 | 19.7311 | 0.98656 | 8.8818e-16
4478 | Synthetic pumped | pumped | 0.58291 | 0 | 47.4754 | 48 | 1 | 0
4478 | Synthetic battery | battery | 0.29166 | 0 | 19.7311 | 20 | 1 | 0
4479 | Synthetic pumped | pumped | 0 | 0 | 48 | 48 | 1 | 0
4479 | Synthetic battery | battery | 0 | 0 | 20 | 20 | 1 | 0
4480 | Synthetic pumped | pumped | 0 | 0 | 48 | 48 | 1 | 0
4480 | Synthetic battery | battery | 0 | 0 | 20 | 20 | 1 | 0
4481 | Synthetic pumped | pumped | 0 | 0 | 48 | 48 | 1 | 0
4481 | Synthetic battery | battery | 0 | 0 | 20 | 20 | 1 | 0
4482 | Synthetic pumped | pumped | 0 | 7.0034 | 48 | 40.2184 | 0.83788 | -3.5527e-15
4482 | Synthetic battery | battery | 0 | 10 | 20 | 9.1535 | 0.45767 | 0
4483 | Synthetic pumped | pumped | 0 | 11.3969 | 40.2184 | 27.5552 | 0.57407 | 0
4483 | Synthetic battery | battery | 0 | 8.4391 | 9.1535 | 0 | 0 | 0
4484 | Synthetic pumped | pumped | 0 | 12 | 27.5552 | 14.2218 | 0.29629 | 0
4484 | Synthetic battery | battery | 0 | 0 | 0 | 0 | 0 | 0
4485 | Synthetic pumped | pumped | 0 | 12 | 14.2218 | 0.8885 | 0.01851 | 0
4485 | Synthetic battery | battery | 0 | 0 | 0 | 0 | 0 | 0
4486 | Synthetic pumped | pumped | 0 | 0.79965 | 0.8885 | 0 | 0 | 0
4486 | Synthetic battery | battery | 0 | 0 | 0 | 0 | 0 | 0
4487 | Synthetic pumped | pumped | 0 | 0 | 0 | 0 | 0 | 0
4487 | Synthetic battery | battery | 0 | 0 | 0 | 0 | 0 | 0
4488 | Synthetic pumped | pumped | 0 | 0 | 0 | 0 | 0 | 0
4488 | Synthetic battery | battery | 0 | 0 | 0 | 0 | 0 | 0
4489 | Synthetic pumped | pumped | 0 | 0 | 0 | 0 | 0 | 0
4489 | Synthetic battery | battery | 0 | 0 | 0 | 0 | 0 | 0
4490 | Synthetic pumped | pumped | 0 | 0 | 0 | 0 | 0 | 0
4490 | Synthetic battery | battery | 0 | 0 | 0 | 0 | 0 | 0
4491 | Synthetic pumped | pumped | 0 | 0 | 0 | 0 | 0 | 0
4491 | Synthetic battery | battery | 0 | 0 | 0 | 0 | 0 | 0
4492 | Synthetic pumped | pumped | 0 | 0 | 0 | 0 | 0 | 0
4492 | Synthetic battery | battery | 0 | 0 | 0 | 0 | 0 | 0
4493 | Synthetic pumped | pumped | 0 | 0 | 0 | 0 | 0 | 0
4493 | Synthetic battery | battery | 0 | 0 | 0 | 0 | 0 | 0
4494 | Synthetic pumped | pumped | 0 | 0 | 0 | 0 | 0 | 0
4494 | Synthetic battery | battery | 0 | 0 | 0 | 0 | 0 | 0
4495 | Synthetic pumped | pumped | 0 | 0 | 0 | 0 | 0 | 0
4495 | Synthetic battery | battery | 0 | 0 | 0 | 0 | 0 | 0
4496 | Synthetic pumped | pumped | 0 | 0 | 0 | 0 | 0 | 0
4496 | Synthetic battery | battery | 0 | 0 | 0 | 0 | 0 | 0
4497 | Synthetic pumped | pumped | 0 | 0 | 0 | 0 | 0 | 0
4497 | Synthetic battery | battery | 0 | 0 | 0 | 0 | 0 | 0
4498 | Synthetic pumped | pumped | 3.1916 | 0 | 0 | 2.8724 | 0.059842 | 0
4498 | Synthetic battery | battery | 0 | 0 | 0 | 0 | 0 | 0
4499 | Synthetic pumped | pumped | 6.3235 | 0 | 2.8724 | 8.5636 | 0.17841 | -8.8818e-16
4499 | Synthetic battery | battery | 0 | 0 | 0 | 0 | 0 | 0
4500 | Synthetic pumped | pumped | 8.3753 | 0 | 8.5636 | 16.1013 | 0.33544 | -8.8818e-16
4500 | Synthetic battery | battery | 0 | 0 | 0 | 0 | 0 | 0
4501 | Synthetic pumped | pumped | 8.9355 | 0 | 16.1013 | 24.1432 | 0.50298 | 0
4501 | Synthetic battery | battery | 0 | 0 | 0 | 0 | 0 | 0
4502 | Synthetic pumped | pumped | 2.0317 | 0 | 24.1432 | 25.9717 | 0.54108 | -6.6613e-16
4502 | Synthetic battery | battery | 0 | 0 | 0 | 0 | 0 | 0
4503 | Synthetic pumped | pumped | 0 | 0 | 25.9717 | 25.9717 | 0.54108 | 0
4503 | Synthetic battery | battery | 0 | 0 | 0 | 0 | 0 | 0
4504 | Synthetic pumped | pumped | 0 | 0 | 25.9717 | 25.9717 | 0.54108 | 0
4504 | Synthetic battery | battery | 0 | 0 | 0 | 0 | 0 | 0
4505 | Synthetic pumped | pumped | 0 | 2.9126 | 25.9717 | 22.7355 | 0.47366 | 1.3323e-15
4505 | Synthetic battery | battery | 0 | 0 | 0 | 0 | 0 | 0
4506 | Synthetic pumped | pumped | 0 | 12 | 22.7355 | 9.4022 | 0.19588 | 0
4506 | Synthetic battery | battery | 0 | 0 | 0 | 0 | 0 | 0
4507 | Synthetic pumped | pumped | 0 | 8.4619 | 9.4022 | 0 | 0 | 0
4507 | Synthetic battery | battery | 0 | 0 | 0 | 0 | 0 | 0
4508 | Synthetic pumped | pumped | 0 | 0 | 0 | 0 | 0 | 0
4508 | Synthetic battery | battery | 0 | 0 | 0 | 0 | 0 | 0
4509 | Synthetic pumped | pumped | 0 | 0 | 0 | 0 | 0 | 0
4509 | Synthetic battery | battery | 0 | 0 | 0 | 0 | 0 | 0
4510 | Synthetic pumped | pumped | 0 | 0 | 0 | 0 | 0 | 0
4510 | Synthetic battery | battery | 0 | 0 | 0 | 0 | 0 | 0
4511 | Synthetic pumped | pumped | 0 | 0 | 0 | 0 | 0 | 0
4511 | Synthetic battery | battery | 0 | 0 | 0 | 0 | 0 | 0
4512 | Synthetic pumped | pumped | 0 | 0 | 0 | 0 | 0 | 0
4512 | Synthetic battery | battery | 0 | 0 | 0 | 0 | 0 | 0
4513 | Synthetic pumped | pumped | 0 | 0 | 0 | 0 | 0 | 0
4513 | Synthetic battery | battery | 0 | 0 | 0 | 0 | 0 | 0
4514 | Synthetic pumped | pumped | 0 | 0 | 0 | 0 | 0 | 0
4514 | Synthetic battery | battery | 0 | 0 | 0 | 0 | 0 | 0
4515 | Synthetic pumped | pumped | 0 | 0 | 0 | 0 | 0 | 0
4515 | Synthetic battery | battery | 0 | 0 | 0 | 0 | 0 | 0
4516 | Synthetic pumped | pumped | 0 | 0 | 0 | 0 | 0 | 0
4516 | Synthetic battery | battery | 0 | 0 | 0 | 0 | 0 | 0
4517 | Synthetic pumped | pumped | 0 | 0 | 0 | 0 | 0 | 0
4517 | Synthetic battery | battery | 0 | 0 | 0 | 0 | 0 | 0
4518 | Synthetic pumped | pumped | 0 | 0 | 0 | 0 | 0 | 0
4518 | Synthetic battery | battery | 0 | 0 | 0 | 0 | 0 | 0
4519 | Synthetic pumped | pumped | 0 | 0 | 0 | 0 | 0 | 0
4519 | Synthetic battery | battery | 0 | 0 | 0 | 0 | 0 | 0
4520 | Synthetic pumped | pumped | 0 | 0 | 0 | 0 | 0 | 0
4520 | Synthetic battery | battery | 0 | 0 | 0 | 0 | 0 | 0
4521 | Synthetic pumped | pumped | 0 | 0 | 0 | 0 | 0 | 0
4521 | Synthetic battery | battery | 0 | 0 | 0 | 0 | 0 | 0
4522 | Synthetic pumped | pumped | 3.9605 | 0 | 0 | 3.5644 | 0.074259 | 0
4522 | Synthetic battery | battery | 0 | 0 | 0 | 0 | 0 | 0
4523 | Synthetic pumped | pumped | 3.4839 | 0 | 3.5644 | 6.7 | 0.13958 | 0
4523 | Synthetic battery | battery | 0 | 0 | 0 | 0 | 0 | 0
4524 | Synthetic pumped | pumped | 10.2828 | 0 | 6.7 | 15.9545 | 0.33238 | 1.7764e-15
4524 | Synthetic battery | battery | 0 | 0 | 0 | 0 | 0 | 0
4525 | Synthetic pumped | pumped | 3.8785 | 0 | 15.9545 | 19.4451 | 0.40511 | 1.3323e-15
4525 | Synthetic battery | battery | 0 | 0 | 0 | 0 | 0 | 0
4526 | Synthetic pumped | pumped | 4.0878 | 0 | 19.4451 | 23.1241 | 0.48175 | 1.3323e-15
4526 | Synthetic battery | battery | 0 | 0 | 0 | 0 | 0 | 0
4527 | Synthetic pumped | pumped | 1.0345 | 0 | 23.1241 | 24.0552 | 0.50115 | 1.4433e-15
4527 | Synthetic battery | battery | 0 | 0 | 0 | 0 | 0 | 0
4528 | Synthetic pumped | pumped | 0 | 0 | 24.0552 | 24.0552 | 0.50115 | 0
4528 | Synthetic battery | battery | 0 | 0 | 0 | 0 | 0 | 0
4529 | Synthetic pumped | pumped | 0 | 0.63231 | 24.0552 | 23.3526 | 0.48651 | -1.5543e-15
4529 | Synthetic battery | battery | 0 | 0 | 0 | 0 | 0 | 0
4530 | Synthetic pumped | pumped | 0 | 12 | 23.3526 | 10.0193 | 0.20874 | 0
4530 | Synthetic battery | battery | 0 | 0 | 0 | 0 | 0 | 0
4531 | Synthetic pumped | pumped | 0 | 9.0174 | 10.0193 | 0 | 0 | 0
4531 | Synthetic battery | battery | 0 | 0 | 0 | 0 | 0 | 0
4532 | Synthetic pumped | pumped | 0 | 0 | 0 | 0 | 0 | 0
4532 | Synthetic battery | battery | 0 | 0 | 0 | 0 | 0 | 0
4533 | Synthetic pumped | pumped | 0 | 0 | 0 | 0 | 0 | 0
4533 | Synthetic battery | battery | 0 | 0 | 0 | 0 | 0 | 0
4534 | Synthetic pumped | pumped | 0 | 0 | 0 | 0 | 0 | 0
4534 | Synthetic battery | battery | 0 | 0 | 0 | 0 | 0 | 0
4535 | Synthetic pumped | pumped | 0 | 0 | 0 | 0 | 0 | 0
4535 | Synthetic battery | battery | 0 | 0 | 0 | 0 | 0 | 0
4536 | Synthetic pumped | pumped | 0 | 0 | 0 | 0 | 0 | 0
4536 | Synthetic battery | battery | 0 | 0 | 0 | 0 | 0 | 0
4537 | Synthetic pumped | pumped | 0 | 0 | 0 | 0 | 0 | 0
4537 | Synthetic battery | battery | 0 | 0 | 0 | 0 | 0 | 0
4538 | Synthetic pumped | pumped | 0 | 0 | 0 | 0 | 0 | 0
4538 | Synthetic battery | battery | 0 | 0 | 0 | 0 | 0 | 0
4539 | Synthetic pumped | pumped | 0 | 0 | 0 | 0 | 0 | 0
4539 | Synthetic battery | battery | 0 | 0 | 0 | 0 | 0 | 0
4540 | Synthetic pumped | pumped | 0 | 0 | 0 | 0 | 0 | 0
4540 | Synthetic battery | battery | 0 | 0 | 0 | 0 | 0 | 0
4541 | Synthetic pumped | pumped | 0 | 0 | 0 | 0 | 0 | 0
4541 | Synthetic battery | battery | 0 | 0 | 0 | 0 | 0 | 0
4542 | Synthetic pumped | pumped | 0 | 0 | 0 | 0 | 0 | 0
4542 | Synthetic battery | battery | 0 | 0 | 0 | 0 | 0 | 0
4543 | Synthetic pumped | pumped | 0 | 0 | 0 | 0 | 0 | 0
4543 | Synthetic battery | battery | 0 | 0 | 0 | 0 | 0 | 0
4544 | Synthetic pumped | pumped | 0 | 0 | 0 | 0 | 0 | 0
4544 | Synthetic battery | battery | 0 | 0 | 0 | 0 | 0 | 0
4545 | Synthetic pumped | pumped | 0 | 0 | 0 | 0 | 0 | 0
4545 | Synthetic battery | battery | 0 | 0 | 0 | 0 | 0 | 0
4546 | Synthetic pumped | pumped | 3.7585 | 0 | 0 | 3.3826 | 0.070471 | 0
4546 | Synthetic battery | battery | 0 | 0 | 0 | 0 | 0 | 0
4547 | Synthetic pumped | pumped | 10.0137 | 0 | 3.3826 | 12.3949 | 0.25823 | 1.7764e-15
4547 | Synthetic battery | battery | 0 | 0 | 0 | 0 | 0 | 0
4548 | Synthetic pumped | pumped | 9.0734 | 0 | 12.3949 | 20.561 | 0.42836 | -1.7764e-15
4548 | Synthetic battery | battery | 0 | 0 | 0 | 0 | 0 | 0
4549 | Synthetic pumped | pumped | 5.8566 | 0 | 20.561 | 25.832 | 0.53817 | -1.7764e-15
4549 | Synthetic battery | battery | 0 | 0 | 0 | 0 | 0 | 0
4550 | Synthetic pumped | pumped | 9.2897 | 0 | 25.832 | 34.1927 | 0.71235 | -1.7764e-15
4550 | Synthetic battery | battery | 0 | 0 | 0 | 0 | 0 | 0
4551 | Synthetic pumped | pumped | 0 | 0 | 34.1927 | 34.1927 | 0.71235 | 0
4551 | Synthetic battery | battery | 0 | 0 | 0 | 0 | 0 | 0
4552 | Synthetic pumped | pumped | 0 | 0 | 34.1927 | 34.1927 | 0.71235 | 0
4552 | Synthetic battery | battery | 0 | 0 | 0 | 0 | 0 | 0
4553 | Synthetic pumped | pumped | 0 | 6.0634 | 34.1927 | 27.4555 | 0.57199 | 8.8818e-16
4553 | Synthetic battery | battery | 0 | 0 | 0 | 0 | 0 | 0
4554 | Synthetic pumped | pumped | 0 | 12 | 27.4555 | 14.1222 | 0.29421 | 0
4554 | Synthetic battery | battery | 0 | 0 | 0 | 0 | 0 | 0
4555 | Synthetic pumped | pumped | 0 | 12 | 14.1222 | 0.78884 | 0.016434 | 0
4555 | Synthetic battery | battery | 0 | 0 | 0 | 0 | 0 | 0
4556 | Synthetic pumped | pumped | 0 | 0.70996 | 0.78884 | 0 | 0 | 0
4556 | Synthetic battery | battery | 0 | 0 | 0 | 0 | 0 | 0
4557 | Synthetic pumped | pumped | 0 | 0 | 0 | 0 | 0 | 0
4557 | Synthetic battery | battery | 0 | 0 | 0 | 0 | 0 | 0
4558 | Synthetic pumped | pumped | 0 | 0 | 0 | 0 | 0 | 0
4558 | Synthetic battery | battery | 0 | 0 | 0 | 0 | 0 | 0
4559 | Synthetic pumped | pumped | 0 | 0 | 0 | 0 | 0 | 0
4559 | Synthetic battery | battery | 0 | 0 | 0 | 0 | 0 | 0
4560 | Synthetic pumped | pumped | 0 | 0 | 0 | 0 | 0 | 0
4560 | Synthetic battery | battery | 0 | 0 | 0 | 0 | 0 | 0
4561 | Synthetic pumped | pumped | 0 | 0 | 0 | 0 | 0 | 0
4561 | Synthetic battery | battery | 0 | 0 | 0 | 0 | 0 | 0
4562 | Synthetic pumped | pumped | 0 | 0 | 0 | 0 | 0 | 0
4562 | Synthetic battery | battery | 0 | 0 | 0 | 0 | 0 | 0
4563 | Synthetic pumped | pumped | 0 | 0 | 0 | 0 | 0 | 0
4563 | Synthetic battery | battery | 0 | 0 | 0 | 0 | 0 | 0
4564 | Synthetic pumped | pumped | 0 | 0 | 0 | 0 | 0 | 0
4564 | Synthetic battery | battery | 0 | 0 | 0 | 0 | 0 | 0
4565 | Synthetic pumped | pumped | 0 | 0 | 0 | 0 | 0 | 0
4565 | Synthetic battery | battery | 0 | 0 | 0 | 0 | 0 | 0
4566 | Synthetic pumped | pumped | 0 | 0 | 0 | 0 | 0 | 0
4566 | Synthetic battery | battery | 0 | 0 | 0 | 0 | 0 | 0
4567 | Synthetic pumped | pumped | 0 | 0 | 0 | 0 | 0 | 0
4567 | Synthetic battery | battery | 0 | 0 | 0 | 0 | 0 | 0
4568 | Synthetic pumped | pumped | 0 | 0 | 0 | 0 | 0 | 0
4568 | Synthetic battery | battery | 0 | 0 | 0 | 0 | 0 | 0
4569 | Synthetic pumped | pumped | 0 | 0 | 0 | 0 | 0 | 0
4569 | Synthetic battery | battery | 0 | 0 | 0 | 0 | 0 | 0
4570 | Synthetic pumped | pumped | 5.3914 | 0 | 0 | 4.8522 | 0.10109 | 0
4570 | Synthetic battery | battery | 0 | 0 | 0 | 0 | 0 | 0
4571 | Synthetic pumped | pumped | 10.2909 | 0 | 4.8522 | 14.1141 | 0.29404 | -1.7764e-15
4571 | Synthetic battery | battery | 0 | 0 | 0 | 0 | 0 | 0
4572 | Synthetic pumped | pumped | 11.9553 | 0 | 14.1141 | 24.8739 | 0.51821 | 0
4572 | Synthetic battery | battery | 0 | 0 | 0 | 0 | 0 | 0
4573 | Synthetic pumped | pumped | 7.6126 | 0 | 24.8739 | 31.7252 | 0.66094 | 8.8818e-16
4573 | Synthetic battery | battery | 0 | 0 | 0 | 0 | 0 | 0
4574 | Synthetic pumped | pumped | 9.3625 | 0 | 31.7252 | 40.1514 | 0.83649 | 1.7764e-15
4574 | Synthetic battery | battery | 0 | 0 | 0 | 0 | 0 | 0
4575 | Synthetic pumped | pumped | 0.70396 | 0 | 40.1514 | 40.785 | 0.84969 | 1.4433e-15
4575 | Synthetic battery | battery | 0 | 0 | 0 | 0 | 0 | 0
4576 | Synthetic pumped | pumped | 0 | 0 | 40.785 | 40.785 | 0.84969 | 0
4576 | Synthetic battery | battery | 0 | 0 | 0 | 0 | 0 | 0
4577 | Synthetic pumped | pumped | 0 | 5.0648 | 40.785 | 35.1574 | 0.73245 | 2.6645e-15
4577 | Synthetic battery | battery | 0 | 0 | 0 | 0 | 0 | 0
4578 | Synthetic pumped | pumped | 0 | 12 | 35.1574 | 21.8241 | 0.45467 | 0
4578 | Synthetic battery | battery | 0 | 0 | 0 | 0 | 0 | 0
4579 | Synthetic pumped | pumped | 0 | 12 | 21.8241 | 8.4908 | 0.17689 | 0
4579 | Synthetic battery | battery | 0 | 0 | 0 | 0 | 0 | 0
4580 | Synthetic pumped | pumped | 0 | 7.6417 | 8.4908 | 0 | 0 | 0
4580 | Synthetic battery | battery | 0 | 0 | 0 | 0 | 0 | 0
4581 | Synthetic pumped | pumped | 0 | 0 | 0 | 0 | 0 | 0
4581 | Synthetic battery | battery | 0 | 0 | 0 | 0 | 0 | 0
4582 | Synthetic pumped | pumped | 0 | 0 | 0 | 0 | 0 | 0
4582 | Synthetic battery | battery | 0 | 0 | 0 | 0 | 0 | 0
4583 | Synthetic pumped | pumped | 0 | 0 | 0 | 0 | 0 | 0
4583 | Synthetic battery | battery | 0 | 0 | 0 | 0 | 0 | 0
4584 | Synthetic pumped | pumped | 0 | 0 | 0 | 0 | 0 | 0
4584 | Synthetic battery | battery | 0 | 0 | 0 | 0 | 0 | 0
4585 | Synthetic pumped | pumped | 0 | 0 | 0 | 0 | 0 | 0
4585 | Synthetic battery | battery | 0 | 0 | 0 | 0 | 0 | 0
4586 | Synthetic pumped | pumped | 0 | 0 | 0 | 0 | 0 | 0
4586 | Synthetic battery | battery | 0 | 0 | 0 | 0 | 0 | 0
4587 | Synthetic pumped | pumped | 0 | 0 | 0 | 0 | 0 | 0
4587 | Synthetic battery | battery | 0 | 0 | 0 | 0 | 0 | 0
4588 | Synthetic pumped | pumped | 0 | 0 | 0 | 0 | 0 | 0
4588 | Synthetic battery | battery | 0 | 0 | 0 | 0 | 0 | 0
4589 | Synthetic pumped | pumped | 0 | 0 | 0 | 0 | 0 | 0
4589 | Synthetic battery | battery | 0 | 0 | 0 | 0 | 0 | 0
4590 | Synthetic pumped | pumped | 0 | 0 | 0 | 0 | 0 | 0
4590 | Synthetic battery | battery | 0 | 0 | 0 | 0 | 0 | 0
4591 | Synthetic pumped | pumped | 0 | 0 | 0 | 0 | 0 | 0
4591 | Synthetic battery | battery | 0 | 0 | 0 | 0 | 0 | 0
4592 | Synthetic pumped | pumped | 0 | 0 | 0 | 0 | 0 | 0
4592 | Synthetic battery | battery | 0 | 0 | 0 | 0 | 0 | 0
4593 | Synthetic pumped | pumped | 0 | 0 | 0 | 0 | 0 | 0
4593 | Synthetic battery | battery | 0 | 0 | 0 | 0 | 0 | 0
4594 | Synthetic pumped | pumped | 2.6468 | 0 | 0 | 2.3821 | 0.049628 | 0
4594 | Synthetic battery | battery | 0 | 0 | 0 | 0 | 0 | 0
4595 | Synthetic pumped | pumped | 5.2452 | 0 | 2.3821 | 7.1029 | 0.14798 | 0
4595 | Synthetic battery | battery | 0 | 0 | 0 | 0 | 0 | 0
4596 | Synthetic pumped | pumped | 12 | 0 | 7.1029 | 17.9029 | 0.37298 | 0
4596 | Synthetic battery | battery | 0.024322 | 0 | 0 | 0.022424 | 0.0011212 | 0
4597 | Synthetic pumped | pumped | 8.9171 | 0 | 17.9029 | 25.9283 | 0.54017 | 0
4597 | Synthetic battery | battery | 0 | 0 | 0.022424 | 0.022424 | 0.0011212 | 0
4598 | Synthetic pumped | pumped | 2.6541 | 0 | 25.9283 | 28.3169 | 0.58994 | 4.4409e-16
4598 | Synthetic battery | battery | 0 | 0 | 0.022424 | 0.022424 | 0.0011212 | 0
4599 | Synthetic pumped | pumped | 1.2751 | 0 | 28.3169 | 29.4645 | 0.61384 | 1.3323e-15
4599 | Synthetic battery | battery | 0 | 0 | 0.022424 | 0.022424 | 0.0011212 | 0
4600 | Synthetic pumped | pumped | 0 | 0 | 29.4645 | 29.4645 | 0.61384 | 0
4600 | Synthetic battery | battery | 0 | 0 | 0.022424 | 0.022424 | 0.0011212 | 0
4601 | Synthetic pumped | pumped | 0 | 3.0914 | 29.4645 | 26.0296 | 0.54228 | -4.4409e-16
4601 | Synthetic battery | battery | 0 | 0.020674 | 0.022424 | 3.4694e-18 | 1.7347e-19 | 0
4602 | Synthetic pumped | pumped | 0 | 12 | 26.0296 | 12.6962 | 0.2645 | 0
4602 | Synthetic battery | battery | 0 | 3.1987e-18 | 3.4694e-18 | 0 | 0 | 0
4603 | Synthetic pumped | pumped | 0 | 11.4266 | 12.6962 | 0 | 0 | 0
4603 | Synthetic battery | battery | 0 | 0 | 0 | 0 | 0 | 0
4604 | Synthetic pumped | pumped | 0 | 0 | 0 | 0 | 0 | 0
4604 | Synthetic battery | battery | 0 | 0 | 0 | 0 | 0 | 0
4605 | Synthetic pumped | pumped | 0 | 0 | 0 | 0 | 0 | 0
4605 | Synthetic battery | battery | 0 | 0 | 0 | 0 | 0 | 0
4606 | Synthetic pumped | pumped | 0 | 0 | 0 | 0 | 0 | 0
4606 | Synthetic battery | battery | 0 | 0 | 0 | 0 | 0 | 0
4607 | Synthetic pumped | pumped | 0 | 0 | 0 | 0 | 0 | 0
4607 | Synthetic battery | battery | 0 | 0 | 0 | 0 | 0 | 0
4608 | Synthetic pumped | pumped | 0 | 0 | 0 | 0 | 0 | 0
4608 | Synthetic battery | battery | 0 | 0 | 0 | 0 | 0 | 0
4609 | Synthetic pumped | pumped | 0 | 0 | 0 | 0 | 0 | 0
4609 | Synthetic battery | battery | 0 | 0 | 0 | 0 | 0 | 0
4610 | Synthetic pumped | pumped | 0 | 0 | 0 | 0 | 0 | 0
4610 | Synthetic battery | battery | 0 | 0 | 0 | 0 | 0 | 0
4611 | Synthetic pumped | pumped | 0 | 0 | 0 | 0 | 0 | 0
4611 | Synthetic battery | battery | 0 | 0 | 0 | 0 | 0 | 0
4612 | Synthetic pumped | pumped | 0 | 0 | 0 | 0 | 0 | 0
4612 | Synthetic battery | battery | 0 | 0 | 0 | 0 | 0 | 0
4613 | Synthetic pumped | pumped | 0 | 0 | 0 | 0 | 0 | 0
4613 | Synthetic battery | battery | 0 | 0 | 0 | 0 | 0 | 0
4614 | Synthetic pumped | pumped | 0 | 0 | 0 | 0 | 0 | 0
4614 | Synthetic battery | battery | 0 | 0 | 0 | 0 | 0 | 0
4615 | Synthetic pumped | pumped | 0 | 0 | 0 | 0 | 0 | 0
4615 | Synthetic battery | battery | 0 | 0 | 0 | 0 | 0 | 0
4616 | Synthetic pumped | pumped | 0 | 0 | 0 | 0 | 0 | 0
4616 | Synthetic battery | battery | 0 | 0 | 0 | 0 | 0 | 0
4617 | Synthetic pumped | pumped | 0 | 0 | 0 | 0 | 0 | 0
4617 | Synthetic battery | battery | 0 | 0 | 0 | 0 | 0 | 0
4618 | Synthetic pumped | pumped | 0.029868 | 0 | 0 | 0.026881 | 0.00056003 | 0
4618 | Synthetic battery | battery | 0 | 0 | 0 | 0 | 0 | 0
4619 | Synthetic pumped | pumped | 2.0121 | 0 | 0.026881 | 1.8378 | 0.038287 | 0
4619 | Synthetic battery | battery | 0 | 0 | 0 | 0 | 0 | 0
4620 | Synthetic pumped | pumped | 6.4928 | 0 | 1.8378 | 7.6813 | 0.16003 | 0
4620 | Synthetic battery | battery | 0 | 0 | 0 | 0 | 0 | 0
4621 | Synthetic pumped | pumped | 4.5948 | 0 | 7.6813 | 11.8166 | 0.24618 | 0
4621 | Synthetic battery | battery | 0 | 0 | 0 | 0 | 0 | 0
4622 | Synthetic pumped | pumped | 4.6725 | 0 | 11.8166 | 16.0219 | 0.33379 | -8.8818e-16
4622 | Synthetic battery | battery | 0 | 0 | 0 | 0 | 0 | 0
4623 | Synthetic pumped | pumped | 0 | 0 | 16.0219 | 16.0219 | 0.33379 | 0
4623 | Synthetic battery | battery | 0 | 0 | 0 | 0 | 0 | 0
4624 | Synthetic pumped | pumped | 0 | 0 | 16.0219 | 16.0219 | 0.33379 | 0
4624 | Synthetic battery | battery | 0 | 0 | 0 | 0 | 0 | 0
4625 | Synthetic pumped | pumped | 0 | 6.1669 | 16.0219 | 9.1698 | 0.19104 | 8.8818e-16
4625 | Synthetic battery | battery | 0 | 0 | 0 | 0 | 0 | 0
4626 | Synthetic pumped | pumped | 0 | 8.2528 | 9.1698 | 0 | 0 | 0
4626 | Synthetic battery | battery | 0 | 0 | 0 | 0 | 0 | 0
4627 | Synthetic pumped | pumped | 0 | 0 | 0 | 0 | 0 | 0
4627 | Synthetic battery | battery | 0 | 0 | 0 | 0 | 0 | 0
4628 | Synthetic pumped | pumped | 0 | 0 | 0 | 0 | 0 | 0
4628 | Synthetic battery | battery | 0 | 0 | 0 | 0 | 0 | 0
4629 | Synthetic pumped | pumped | 0 | 0 | 0 | 0 | 0 | 0
4629 | Synthetic battery | battery | 0 | 0 | 0 | 0 | 0 | 0
4630 | Synthetic pumped | pumped | 0 | 0 | 0 | 0 | 0 | 0
4630 | Synthetic battery | battery | 0 | 0 | 0 | 0 | 0 | 0
4631 | Synthetic pumped | pumped | 0 | 0 | 0 | 0 | 0 | 0
4631 | Synthetic battery | battery | 0 | 0 | 0 | 0 | 0 | 0
4632 | Synthetic pumped | pumped | 0 | 0 | 0 | 0 | 0 | 0
4632 | Synthetic battery | battery | 0 | 0 | 0 | 0 | 0 | 0
4633 | Synthetic pumped | pumped | 0 | 0 | 0 | 0 | 0 | 0
4633 | Synthetic battery | battery | 0 | 0 | 0 | 0 | 0 | 0
4634 | Synthetic pumped | pumped | 0 | 0 | 0 | 0 | 0 | 0
4634 | Synthetic battery | battery | 0 | 0 | 0 | 0 | 0 | 0
4635 | Synthetic pumped | pumped | 0 | 0 | 0 | 0 | 0 | 0
4635 | Synthetic battery | battery | 0 | 0 | 0 | 0 | 0 | 0
4636 | Synthetic pumped | pumped | 0 | 0 | 0 | 0 | 0 | 0
4636 | Synthetic battery | battery | 0 | 0 | 0 | 0 | 0 | 0
4637 | Synthetic pumped | pumped | 0 | 0 | 0 | 0 | 0 | 0
4637 | Synthetic battery | battery | 0 | 0 | 0 | 0 | 0 | 0
4638 | Synthetic pumped | pumped | 0 | 0 | 0 | 0 | 0 | 0
4638 | Synthetic battery | battery | 0 | 0 | 0 | 0 | 0 | 0
4639 | Synthetic pumped | pumped | 0 | 0 | 0 | 0 | 0 | 0
4639 | Synthetic battery | battery | 0 | 0 | 0 | 0 | 0 | 0
4640 | Synthetic pumped | pumped | 0 | 0 | 0 | 0 | 0 | 0
4640 | Synthetic battery | battery | 0 | 0 | 0 | 0 | 0 | 0
4641 | Synthetic pumped | pumped | 0 | 0 | 0 | 0 | 0 | 0
4641 | Synthetic battery | battery | 0 | 0 | 0 | 0 | 0 | 0
4642 | Synthetic pumped | pumped | 0 | 0 | 0 | 0 | 0 | 0
4642 | Synthetic battery | battery | 0 | 0 | 0 | 0 | 0 | 0
4643 | Synthetic pumped | pumped | 7.93 | 0 | 0 | 7.137 | 0.14869 | 0
4643 | Synthetic battery | battery | 0 | 0 | 0 | 0 | 0 | 0
4644 | Synthetic pumped | pumped | 11.4973 | 0 | 7.137 | 17.4846 | 0.36426 | 0
4644 | Synthetic battery | battery | 0 | 0 | 0 | 0 | 0 | 0
4645 | Synthetic pumped | pumped | 3.4383 | 0 | 17.4846 | 20.579 | 0.42873 | -1.3323e-15
4645 | Synthetic battery | battery | 0 | 0 | 0 | 0 | 0 | 0
4646 | Synthetic pumped | pumped | 9.1922 | 0 | 20.579 | 28.852 | 0.60108 | -1.7764e-15
4646 | Synthetic battery | battery | 0 | 0 | 0 | 0 | 0 | 0
4647 | Synthetic pumped | pumped | 0 | 0 | 28.852 | 28.852 | 0.60108 | 0
4647 | Synthetic battery | battery | 0 | 0 | 0 | 0 | 0 | 0
4648 | Synthetic pumped | pumped | 0 | 0 | 28.852 | 28.852 | 0.60108 | 0
4648 | Synthetic battery | battery | 0 | 0 | 0 | 0 | 0 | 0
4649 | Synthetic pumped | pumped | 0 | 2.982 | 28.852 | 25.5387 | 0.53206 | 0
4649 | Synthetic battery | battery | 0 | 0 | 0 | 0 | 0 | 0
4650 | Synthetic pumped | pumped | 0 | 12 | 25.5387 | 12.2054 | 0.25428 | 0
4650 | Synthetic battery | battery | 0 | 0 | 0 | 0 | 0 | 0
4651 | Synthetic pumped | pumped | 0 | 10.9848 | 12.2054 | 0 | 0 | 0
4651 | Synthetic battery | battery | 0 | 0 | 0 | 0 | 0 | 0
4652 | Synthetic pumped | pumped | 0 | 0 | 0 | 0 | 0 | 0
4652 | Synthetic battery | battery | 0 | 0 | 0 | 0 | 0 | 0
4653 | Synthetic pumped | pumped | 0 | 0 | 0 | 0 | 0 | 0
4653 | Synthetic battery | battery | 0 | 0 | 0 | 0 | 0 | 0
4654 | Synthetic pumped | pumped | 0 | 0 | 0 | 0 | 0 | 0
4654 | Synthetic battery | battery | 0 | 0 | 0 | 0 | 0 | 0
4655 | Synthetic pumped | pumped | 0 | 0 | 0 | 0 | 0 | 0
4655 | Synthetic battery | battery | 0 | 0 | 0 | 0 | 0 | 0
4656 | Synthetic pumped | pumped | 0 | 0 | 0 | 0 | 0 | 0
4656 | Synthetic battery | battery | 0 | 0 | 0 | 0 | 0 | 0
4657 | Synthetic pumped | pumped | 0 | 0 | 0 | 0 | 0 | 0
4657 | Synthetic battery | battery | 0 | 0 | 0 | 0 | 0 | 0
4658 | Synthetic pumped | pumped | 0 | 0 | 0 | 0 | 0 | 0
4658 | Synthetic battery | battery | 0 | 0 | 0 | 0 | 0 | 0
4659 | Synthetic pumped | pumped | 0 | 0 | 0 | 0 | 0 | 0
4659 | Synthetic battery | battery | 0 | 0 | 0 | 0 | 0 | 0
4660 | Synthetic pumped | pumped | 0 | 0 | 0 | 0 | 0 | 0
4660 | Synthetic battery | battery | 0 | 0 | 0 | 0 | 0 | 0
4661 | Synthetic pumped | pumped | 0 | 0 | 0 | 0 | 0 | 0
4661 | Synthetic battery | battery | 0 | 0 | 0 | 0 | 0 | 0
4662 | Synthetic pumped | pumped | 0 | 0 | 0 | 0 | 0 | 0
4662 | Synthetic battery | battery | 0 | 0 | 0 | 0 | 0 | 0
4663 | Synthetic pumped | pumped | 0 | 0 | 0 | 0 | 0 | 0
4663 | Synthetic battery | battery | 0 | 0 | 0 | 0 | 0 | 0
4664 | Synthetic pumped | pumped | 0 | 0 | 0 | 0 | 0 | 0
4664 | Synthetic battery | battery | 0 | 0 | 0 | 0 | 0 | 0
4665 | Synthetic pumped | pumped | 0 | 0 | 0 | 0 | 0 | 0
4665 | Synthetic battery | battery | 0 | 0 | 0 | 0 | 0 | 0
4666 | Synthetic pumped | pumped | 2.5332 | 0 | 0 | 2.2799 | 0.047498 | 0
4666 | Synthetic battery | battery | 0 | 0 | 0 | 0 | 0 | 0
4667 | Synthetic pumped | pumped | 10.0079 | 0 | 2.2799 | 11.287 | 0.23515 | 0
4667 | Synthetic battery | battery | 0 | 0 | 0 | 0 | 0 | 0
4668 | Synthetic pumped | pumped | 12 | 0 | 11.287 | 22.087 | 0.46015 | -1.7764e-15
4668 | Synthetic battery | battery | 0.67417 | 0 | 0 | 0.62155 | 0.031078 | 0
4669 | Synthetic pumped | pumped | 5.2462 | 0 | 22.087 | 26.8086 | 0.55851 | 8.8818e-16
4669 | Synthetic battery | battery | 0 | 0 | 0.62155 | 0.62155 | 0.031078 | 0
4670 | Synthetic pumped | pumped | 7.7328 | 0 | 26.8086 | 33.7681 | 0.7035 | -2.6645e-15
4670 | Synthetic battery | battery | 0 | 0 | 0.62155 | 0.62155 | 0.031078 | 0
4671 | Synthetic pumped | pumped | 0 | 0 | 33.7681 | 33.7681 | 0.7035 | 0
4671 | Synthetic battery | battery | 0 | 0 | 0.62155 | 0.62155 | 0.031078 | 0
4672 | Synthetic pumped | pumped | 0 | 0 | 33.7681 | 33.7681 | 0.7035 | 0
4672 | Synthetic battery | battery | 0 | 0 | 0.62155 | 0.62155 | 0.031078 | 0
4673 | Synthetic pumped | pumped | 0 | 6.5829 | 33.7681 | 26.4538 | 0.55112 | 8.8818e-16
4673 | Synthetic battery | battery | 0 | 0.57304 | 0.62155 | 0 | 0 | 0
4674 | Synthetic pumped | pumped | 0 | 12 | 26.4538 | 13.1205 | 0.27334 | 0
4674 | Synthetic battery | battery | 0 | 0 | 0 | 0 | 0 | 0
4675 | Synthetic pumped | pumped | 0 | 11.8084 | 13.1205 | 0 | 0 | 0
4675 | Synthetic battery | battery | 0 | 0 | 0 | 0 | 0 | 0
4676 | Synthetic pumped | pumped | 0 | 0 | 0 | 0 | 0 | 0
4676 | Synthetic battery | battery | 0 | 0 | 0 | 0 | 0 | 0
4677 | Synthetic pumped | pumped | 0 | 0 | 0 | 0 | 0 | 0
4677 | Synthetic battery | battery | 0 | 0 | 0 | 0 | 0 | 0
4678 | Synthetic pumped | pumped | 0 | 0 | 0 | 0 | 0 | 0
4678 | Synthetic battery | battery | 0 | 0 | 0 | 0 | 0 | 0
4679 | Synthetic pumped | pumped | 0 | 0 | 0 | 0 | 0 | 0
4679 | Synthetic battery | battery | 0 | 0 | 0 | 0 | 0 | 0
4680 | Synthetic pumped | pumped | 0 | 0 | 0 | 0 | 0 | 0
4680 | Synthetic battery | battery | 0 | 0 | 0 | 0 | 0 | 0
4681 | Synthetic pumped | pumped | 0 | 0 | 0 | 0 | 0 | 0
4681 | Synthetic battery | battery | 0 | 0 | 0 | 0 | 0 | 0
4682 | Synthetic pumped | pumped | 0 | 0 | 0 | 0 | 0 | 0
4682 | Synthetic battery | battery | 0 | 0 | 0 | 0 | 0 | 0
4683 | Synthetic pumped | pumped | 0 | 0 | 0 | 0 | 0 | 0
4683 | Synthetic battery | battery | 0 | 0 | 0 | 0 | 0 | 0
4684 | Synthetic pumped | pumped | 0 | 0 | 0 | 0 | 0 | 0
4684 | Synthetic battery | battery | 0 | 0 | 0 | 0 | 0 | 0
4685 | Synthetic pumped | pumped | 0 | 0 | 0 | 0 | 0 | 0
4685 | Synthetic battery | battery | 0 | 0 | 0 | 0 | 0 | 0
4686 | Synthetic pumped | pumped | 0 | 0 | 0 | 0 | 0 | 0
4686 | Synthetic battery | battery | 0 | 0 | 0 | 0 | 0 | 0
4687 | Synthetic pumped | pumped | 0 | 0 | 0 | 0 | 0 | 0
4687 | Synthetic battery | battery | 0 | 0 | 0 | 0 | 0 | 0
4688 | Synthetic pumped | pumped | 0 | 0 | 0 | 0 | 0 | 0
4688 | Synthetic battery | battery | 0 | 0 | 0 | 0 | 0 | 0
4689 | Synthetic pumped | pumped | 0 | 0 | 0 | 0 | 0 | 0
4689 | Synthetic battery | battery | 0 | 0 | 0 | 0 | 0 | 0
4690 | Synthetic pumped | pumped | 0.76012 | 0 | 0 | 0.68411 | 0.014252 | 0
4690 | Synthetic battery | battery | 0 | 0 | 0 | 0 | 0 | 0
4691 | Synthetic pumped | pumped | 6.151 | 0 | 0.68411 | 6.22 | 0.12958 | 0
4691 | Synthetic battery | battery | 0 | 0 | 0 | 0 | 0 | 0
4692 | Synthetic pumped | pumped | 8.3155 | 0 | 6.22 | 13.7039 | 0.2855 | 8.8818e-16
4692 | Synthetic battery | battery | 0 | 0 | 0 | 0 | 0 | 0
4693 | Synthetic pumped | pumped | 12 | 0 | 13.7039 | 24.5039 | 0.5105 | 0
4693 | Synthetic battery | battery | 0.96868 | 0 | 0 | 0.89308 | 0.044654 | 0
4694 | Synthetic pumped | pumped | 4.4626 | 0 | 24.5039 | 28.5202 | 0.59417 | -8.8818e-16
4694 | Synthetic battery | battery | 0 | 0 | 0.89308 | 0.89308 | 0.044654 | 0
4695 | Synthetic pumped | pumped | 0 | 0 | 28.5202 | 28.5202 | 0.59417 | 0
4695 | Synthetic battery | battery | 0 | 0 | 0.89308 | 0.89308 | 0.044654 | 0
4696 | Synthetic pumped | pumped | 0 | 0 | 28.5202 | 28.5202 | 0.59417 | 0
4696 | Synthetic battery | battery | 0 | 0 | 0.89308 | 0.89308 | 0.044654 | 0
4697 | Synthetic pumped | pumped | 0 | 4.4235 | 28.5202 | 23.6052 | 0.49178 | 8.8818e-16
4697 | Synthetic battery | battery | 0 | 0.82338 | 0.89308 | 0 | 0 | 0
4698 | Synthetic pumped | pumped | 0 | 12 | 23.6052 | 10.2719 | 0.214 | 0
4698 | Synthetic battery | battery | 0 | 0 | 0 | 0 | 0 | 0
4699 | Synthetic pumped | pumped | 0 | 9.2447 | 10.2719 | 0 | 0 | 0
4699 | Synthetic battery | battery | 0 | 0 | 0 | 0 | 0 | 0
4700 | Synthetic pumped | pumped | 0 | 0 | 0 | 0 | 0 | 0
4700 | Synthetic battery | battery | 0 | 0 | 0 | 0 | 0 | 0
4701 | Synthetic pumped | pumped | 0 | 0 | 0 | 0 | 0 | 0
4701 | Synthetic battery | battery | 0 | 0 | 0 | 0 | 0 | 0
4702 | Synthetic pumped | pumped | 0 | 0 | 0 | 0 | 0 | 0
4702 | Synthetic battery | battery | 0 | 0 | 0 | 0 | 0 | 0
4703 | Synthetic pumped | pumped | 0 | 0 | 0 | 0 | 0 | 0
4703 | Synthetic battery | battery | 0 | 0 | 0 | 0 | 0 | 0
4704 | Synthetic pumped | pumped | 0 | 0 | 0 | 0 | 0 | 0
4704 | Synthetic battery | battery | 0 | 0 | 0 | 0 | 0 | 0
4705 | Synthetic pumped | pumped | 0 | 0 | 0 | 0 | 0 | 0
4705 | Synthetic battery | battery | 0 | 0 | 0 | 0 | 0 | 0
4706 | Synthetic pumped | pumped | 0 | 0 | 0 | 0 | 0 | 0
4706 | Synthetic battery | battery | 0 | 0 | 0 | 0 | 0 | 0
4707 | Synthetic pumped | pumped | 0 | 0 | 0 | 0 | 0 | 0
4707 | Synthetic battery | battery | 0 | 0 | 0 | 0 | 0 | 0
4708 | Synthetic pumped | pumped | 0 | 0 | 0 | 0 | 0 | 0
4708 | Synthetic battery | battery | 0 | 0 | 0 | 0 | 0 | 0
4709 | Synthetic pumped | pumped | 0 | 0 | 0 | 0 | 0 | 0
4709 | Synthetic battery | battery | 0 | 0 | 0 | 0 | 0 | 0
4710 | Synthetic pumped | pumped | 0 | 0 | 0 | 0 | 0 | 0
4710 | Synthetic battery | battery | 0 | 0 | 0 | 0 | 0 | 0
4711 | Synthetic pumped | pumped | 0 | 0 | 0 | 0 | 0 | 0
4711 | Synthetic battery | battery | 0 | 0 | 0 | 0 | 0 | 0
4712 | Synthetic pumped | pumped | 0 | 0 | 0 | 0 | 0 | 0
4712 | Synthetic battery | battery | 0 | 0 | 0 | 0 | 0 | 0
4713 | Synthetic pumped | pumped | 0 | 0 | 0 | 0 | 0 | 0
4713 | Synthetic battery | battery | 0 | 0 | 0 | 0 | 0 | 0
4714 | Synthetic pumped | pumped | 0 | 0 | 0 | 0 | 0 | 0
4714 | Synthetic battery | battery | 0 | 0 | 0 | 0 | 0 | 0
4715 | Synthetic pumped | pumped | 3.7096 | 0 | 0 | 3.3386 | 0.069554 | 0
4715 | Synthetic battery | battery | 0 | 0 | 0 | 0 | 0 | 0
4716 | Synthetic pumped | pumped | 11.097 | 0 | 3.3386 | 13.3259 | 0.27762 | 0
4716 | Synthetic battery | battery | 0 | 0 | 0 | 0 | 0 | 0
4717 | Synthetic pumped | pumped | 2.9165 | 0 | 13.3259 | 15.9508 | 0.33231 | 0
4717 | Synthetic battery | battery | 0 | 0 | 0 | 0 | 0 | 0
4718 | Synthetic pumped | pumped | 1.7098 | 0 | 15.9508 | 17.4896 | 0.36437 | 2.2204e-16
4718 | Synthetic battery | battery | 0 | 0 | 0 | 0 | 0 | 0
4719 | Synthetic pumped | pumped | 0 | 0 | 17.4896 | 17.4896 | 0.36437 | 0
4719 | Synthetic battery | battery | 0 | 0 | 0 | 0 | 0 | 0
4720 | Synthetic pumped | pumped | 0 | 0 | 17.4896 | 17.4896 | 0.36437 | 0
4720 | Synthetic battery | battery | 0 | 0 | 0 | 0 | 0 | 0
4721 | Synthetic pumped | pumped | 0 | 0 | 17.4896 | 17.4896 | 0.36437 | 0
4721 | Synthetic battery | battery | 0 | 0 | 0 | 0 | 0 | 0
4722 | Synthetic pumped | pumped | 0 | 12 | 17.4896 | 4.1562 | 0.086588 | 0
4722 | Synthetic battery | battery | 0 | 0 | 0 | 0 | 0 | 0
4723 | Synthetic pumped | pumped | 0 | 3.7406 | 4.1562 | 0 | 0 | 0
4723 | Synthetic battery | battery | 0 | 0 | 0 | 0 | 0 | 0
4724 | Synthetic pumped | pumped | 0 | 0 | 0 | 0 | 0 | 0
4724 | Synthetic battery | battery | 0 | 0 | 0 | 0 | 0 | 0
4725 | Synthetic pumped | pumped | 0 | 0 | 0 | 0 | 0 | 0
4725 | Synthetic battery | battery | 0 | 0 | 0 | 0 | 0 | 0
4726 | Synthetic pumped | pumped | 0 | 0 | 0 | 0 | 0 | 0
4726 | Synthetic battery | battery | 0 | 0 | 0 | 0 | 0 | 0
4727 | Synthetic pumped | pumped | 0 | 0 | 0 | 0 | 0 | 0
4727 | Synthetic battery | battery | 0 | 0 | 0 | 0 | 0 | 0
4728 | Synthetic pumped | pumped | 0 | 0 | 0 | 0 | 0 | 0
4728 | Synthetic battery | battery | 0 | 0 | 0 | 0 | 0 | 0
4729 | Synthetic pumped | pumped | 0 | 0 | 0 | 0 | 0 | 0
4729 | Synthetic battery | battery | 0 | 0 | 0 | 0 | 0 | 0
4730 | Synthetic pumped | pumped | 0 | 0 | 0 | 0 | 0 | 0
4730 | Synthetic battery | battery | 0 | 0 | 0 | 0 | 0 | 0
4731 | Synthetic pumped | pumped | 0 | 0 | 0 | 0 | 0 | 0
4731 | Synthetic battery | battery | 0 | 0 | 0 | 0 | 0 | 0
4732 | Synthetic pumped | pumped | 0 | 0 | 0 | 0 | 0 | 0
4732 | Synthetic battery | battery | 0 | 0 | 0 | 0 | 0 | 0
4733 | Synthetic pumped | pumped | 0 | 0 | 0 | 0 | 0 | 0
4733 | Synthetic battery | battery | 0 | 0 | 0 | 0 | 0 | 0
4734 | Synthetic pumped | pumped | 0 | 0 | 0 | 0 | 0 | 0
4734 | Synthetic battery | battery | 0 | 0 | 0 | 0 | 0 | 0
4735 | Synthetic pumped | pumped | 0 | 0 | 0 | 0 | 0 | 0
4735 | Synthetic battery | battery | 0 | 0 | 0 | 0 | 0 | 0
4736 | Synthetic pumped | pumped | 0 | 0 | 0 | 0 | 0 | 0
4736 | Synthetic battery | battery | 0 | 0 | 0 | 0 | 0 | 0
4737 | Synthetic pumped | pumped | 0 | 0 | 0 | 0 | 0 | 0
4737 | Synthetic battery | battery | 0 | 0 | 0 | 0 | 0 | 0
4738 | Synthetic pumped | pumped | 0 | 0 | 0 | 0 | 0 | 0
4738 | Synthetic battery | battery | 0 | 0 | 0 | 0 | 0 | 0
4739 | Synthetic pumped | pumped | 0 | 0 | 0 | 0 | 0 | 0
4739 | Synthetic battery | battery | 0 | 0 | 0 | 0 | 0 | 0
4740 | Synthetic pumped | pumped | 0 | 0 | 0 | 0 | 0 | 0
4740 | Synthetic battery | battery | 0 | 0 | 0 | 0 | 0 | 0
4741 | Synthetic pumped | pumped | 0 | 0 | 0 | 0 | 0 | 0
4741 | Synthetic battery | battery | 0 | 0 | 0 | 0 | 0 | 0
4742 | Synthetic pumped | pumped | 0 | 0 | 0 | 0 | 0 | 0
4742 | Synthetic battery | battery | 0 | 0 | 0 | 0 | 0 | 0
4743 | Synthetic pumped | pumped | 0 | 0 | 0 | 0 | 0 | 0
4743 | Synthetic battery | battery | 0 | 0 | 0 | 0 | 0 | 0
4744 | Synthetic pumped | pumped | 0 | 0 | 0 | 0 | 0 | 0
4744 | Synthetic battery | battery | 0 | 0 | 0 | 0 | 0 | 0
4745 | Synthetic pumped | pumped | 0 | 0 | 0 | 0 | 0 | 0
4745 | Synthetic battery | battery | 0 | 0 | 0 | 0 | 0 | 0
4746 | Synthetic pumped | pumped | 0 | 0 | 0 | 0 | 0 | 0
4746 | Synthetic battery | battery | 0 | 0 | 0 | 0 | 0 | 0
4747 | Synthetic pumped | pumped | 0 | 0 | 0 | 0 | 0 | 0
4747 | Synthetic battery | battery | 0 | 0 | 0 | 0 | 0 | 0
4748 | Synthetic pumped | pumped | 0 | 0 | 0 | 0 | 0 | 0
4748 | Synthetic battery | battery | 0 | 0 | 0 | 0 | 0 | 0
4749 | Synthetic pumped | pumped | 0 | 0 | 0 | 0 | 0 | 0
4749 | Synthetic battery | battery | 0 | 0 | 0 | 0 | 0 | 0
4750 | Synthetic pumped | pumped | 0 | 0 | 0 | 0 | 0 | 0
4750 | Synthetic battery | battery | 0 | 0 | 0 | 0 | 0 | 0
4751 | Synthetic pumped | pumped | 0 | 0 | 0 | 0 | 0 | 0
4751 | Synthetic battery | battery | 0 | 0 | 0 | 0 | 0 | 0
4752 | Synthetic pumped | pumped | 0 | 0 | 0 | 0 | 0 | 0
4752 | Synthetic battery | battery | 0 | 0 | 0 | 0 | 0 | 0
4753 | Synthetic pumped | pumped | 0 | 0 | 0 | 0 | 0 | 0
4753 | Synthetic battery | battery | 0 | 0 | 0 | 0 | 0 | 0
4754 | Synthetic pumped | pumped | 0 | 0 | 0 | 0 | 0 | 0
4754 | Synthetic battery | battery | 0 | 0 | 0 | 0 | 0 | 0
4755 | Synthetic pumped | pumped | 0 | 0 | 0 | 0 | 0 | 0
4755 | Synthetic battery | battery | 0 | 0 | 0 | 0 | 0 | 0
4756 | Synthetic pumped | pumped | 0 | 0 | 0 | 0 | 0 | 0
4756 | Synthetic battery | battery | 0 | 0 | 0 | 0 | 0 | 0
4757 | Synthetic pumped | pumped | 0 | 0 | 0 | 0 | 0 | 0
4757 | Synthetic battery | battery | 0 | 0 | 0 | 0 | 0 | 0
4758 | Synthetic pumped | pumped | 0 | 0 | 0 | 0 | 0 | 0
4758 | Synthetic battery | battery | 0 | 0 | 0 | 0 | 0 | 0
4759 | Synthetic pumped | pumped | 0 | 0 | 0 | 0 | 0 | 0
4759 | Synthetic battery | battery | 0 | 0 | 0 | 0 | 0 | 0
4760 | Synthetic pumped | pumped | 0 | 0 | 0 | 0 | 0 | 0
4760 | Synthetic battery | battery | 0 | 0 | 0 | 0 | 0 | 0
4761 | Synthetic pumped | pumped | 0 | 0 | 0 | 0 | 0 | 0
4761 | Synthetic battery | battery | 0 | 0 | 0 | 0 | 0 | 0
4762 | Synthetic pumped | pumped | 0 | 0 | 0 | 0 | 0 | 0
4762 | Synthetic battery | battery | 0 | 0 | 0 | 0 | 0 | 0
4763 | Synthetic pumped | pumped | 8.3102 | 0 | 0 | 7.4792 | 0.15582 | 0
4763 | Synthetic battery | battery | 0 | 0 | 0 | 0 | 0 | 0
4764 | Synthetic pumped | pumped | 8.1352 | 0 | 7.4792 | 14.8009 | 0.30835 | 0
4764 | Synthetic battery | battery | 0 | 0 | 0 | 0 | 0 | 0
4765 | Synthetic pumped | pumped | 11.0266 | 0 | 14.8009 | 24.7248 | 0.5151 | 0
4765 | Synthetic battery | battery | 0 | 0 | 0 | 0 | 0 | 0
4766 | Synthetic pumped | pumped | 5.7991 | 0 | 24.7248 | 29.944 | 0.62383 | 8.8818e-16
4766 | Synthetic battery | battery | 0 | 0 | 0 | 0 | 0 | 0
4767 | Synthetic pumped | pumped | 0.81473 | 0 | 29.944 | 30.6772 | 0.63911 | 1.4433e-15
4767 | Synthetic battery | battery | 0 | 0 | 0 | 0 | 0 | 0
4768 | Synthetic pumped | pumped | 0 | 0 | 30.6772 | 30.6772 | 0.63911 | 0
4768 | Synthetic battery | battery | 0 | 0 | 0 | 0 | 0 | 0
4769 | Synthetic pumped | pumped | 0 | 1.591 | 30.6772 | 28.9094 | 0.60228 | 1.1102e-15
4769 | Synthetic battery | battery | 0 | 0 | 0 | 0 | 0 | 0
4770 | Synthetic pumped | pumped | 0 | 11.282 | 28.9094 | 16.3739 | 0.34112 | 0
4770 | Synthetic battery | battery | 0 | 0 | 0 | 0 | 0 | 0
4771 | Synthetic pumped | pumped | 0 | 12 | 16.3739 | 3.0405 | 0.063344 | 0
4771 | Synthetic battery | battery | 0 | 0 | 0 | 0 | 0 | 0
4772 | Synthetic pumped | pumped | 0 | 2.7365 | 3.0405 | 0 | 0 | 0
4772 | Synthetic battery | battery | 0 | 0 | 0 | 0 | 0 | 0
4773 | Synthetic pumped | pumped | 0 | 0 | 0 | 0 | 0 | 0
4773 | Synthetic battery | battery | 0 | 0 | 0 | 0 | 0 | 0
4774 | Synthetic pumped | pumped | 0 | 0 | 0 | 0 | 0 | 0
4774 | Synthetic battery | battery | 0 | 0 | 0 | 0 | 0 | 0
4775 | Synthetic pumped | pumped | 0 | 0 | 0 | 0 | 0 | 0
4775 | Synthetic battery | battery | 0 | 0 | 0 | 0 | 0 | 0
4776 | Synthetic pumped | pumped | 0 | 0 | 0 | 0 | 0 | 0
4776 | Synthetic battery | battery | 0 | 0 | 0 | 0 | 0 | 0
4777 | Synthetic pumped | pumped | 0 | 0 | 0 | 0 | 0 | 0
4777 | Synthetic battery | battery | 0 | 0 | 0 | 0 | 0 | 0
4778 | Synthetic pumped | pumped | 0 | 0 | 0 | 0 | 0 | 0
4778 | Synthetic battery | battery | 0 | 0 | 0 | 0 | 0 | 0
4779 | Synthetic pumped | pumped | 0 | 0 | 0 | 0 | 0 | 0
4779 | Synthetic battery | battery | 0 | 0 | 0 | 0 | 0 | 0
4780 | Synthetic pumped | pumped | 0 | 0 | 0 | 0 | 0 | 0
4780 | Synthetic battery | battery | 0 | 0 | 0 | 0 | 0 | 0
4781 | Synthetic pumped | pumped | 0 | 0 | 0 | 0 | 0 | 0
4781 | Synthetic battery | battery | 0 | 0 | 0 | 0 | 0 | 0
4782 | Synthetic pumped | pumped | 0 | 0 | 0 | 0 | 0 | 0
4782 | Synthetic battery | battery | 0 | 0 | 0 | 0 | 0 | 0
4783 | Synthetic pumped | pumped | 0 | 0 | 0 | 0 | 0 | 0
4783 | Synthetic battery | battery | 0 | 0 | 0 | 0 | 0 | 0
4784 | Synthetic pumped | pumped | 0 | 0 | 0 | 0 | 0 | 0
4784 | Synthetic battery | battery | 0 | 0 | 0 | 0 | 0 | 0
4785 | Synthetic pumped | pumped | 0 | 0 | 0 | 0 | 0 | 0
4785 | Synthetic battery | battery | 0 | 0 | 0 | 0 | 0 | 0
4786 | Synthetic pumped | pumped | 0 | 0 | 0 | 0 | 0 | 0
4786 | Synthetic battery | battery | 0 | 0 | 0 | 0 | 0 | 0
4787 | Synthetic pumped | pumped | 5.2658 | 0 | 0 | 4.7392 | 0.098733 | 0
4787 | Synthetic battery | battery | 0 | 0 | 0 | 0 | 0 | 0
4788 | Synthetic pumped | pumped | 6.8568 | 0 | 4.7392 | 10.9103 | 0.2273 | 0
4788 | Synthetic battery | battery | 0 | 0 | 0 | 0 | 0 | 0
4789 | Synthetic pumped | pumped | 0 | 0 | 10.9103 | 10.9103 | 0.2273 | 0
4789 | Synthetic battery | battery | 0 | 0 | 0 | 0 | 0 | 0
4790 | Synthetic pumped | pumped | 0 | 0 | 10.9103 | 10.9103 | 0.2273 | 0
4790 | Synthetic battery | battery | 0 | 0 | 0 | 0 | 0 | 0
4791 | Synthetic pumped | pumped | 0 | 0 | 10.9103 | 10.9103 | 0.2273 | 0
4791 | Synthetic battery | battery | 0 | 0 | 0 | 0 | 0 | 0
4792 | Synthetic pumped | pumped | 0 | 0 | 10.9103 | 10.9103 | 0.2273 | 0
4792 | Synthetic battery | battery | 0 | 0 | 0 | 0 | 0 | 0
4793 | Synthetic pumped | pumped | 0 | 7.4914 | 10.9103 | 2.5865 | 0.053886 | 0
4793 | Synthetic battery | battery | 0 | 0 | 0 | 0 | 0 | 0
4794 | Synthetic pumped | pumped | 0 | 2.3279 | 2.5865 | 0 | 0 | 0
4794 | Synthetic battery | battery | 0 | 0 | 0 | 0 | 0 | 0
4795 | Synthetic pumped | pumped | 0 | 0 | 0 | 0 | 0 | 0
4795 | Synthetic battery | battery | 0 | 0 | 0 | 0 | 0 | 0
4796 | Synthetic pumped | pumped | 0 | 0 | 0 | 0 | 0 | 0
4796 | Synthetic battery | battery | 0 | 0 | 0 | 0 | 0 | 0
4797 | Synthetic pumped | pumped | 0 | 0 | 0 | 0 | 0 | 0
4797 | Synthetic battery | battery | 0 | 0 | 0 | 0 | 0 | 0
4798 | Synthetic pumped | pumped | 0 | 0 | 0 | 0 | 0 | 0
4798 | Synthetic battery | battery | 0 | 0 | 0 | 0 | 0 | 0
4799 | Synthetic pumped | pumped | 0 | 0 | 0 | 0 | 0 | 0
4799 | Synthetic battery | battery | 0 | 0 | 0 | 0 | 0 | 0
4800 | Synthetic pumped | pumped | 0 | 0 | 0 | 0 | 0 | 0
4800 | Synthetic battery | battery | 0 | 0 | 0 | 0 | 0 | 0
4801 | Synthetic pumped | pumped | 0 | 0 | 0 | 0 | 0 | 0
4801 | Synthetic battery | battery | 0 | 0 | 0 | 0 | 0 | 0
4802 | Synthetic pumped | pumped | 0 | 0 | 0 | 0 | 0 | 0
4802 | Synthetic battery | battery | 0 | 0 | 0 | 0 | 0 | 0
4803 | Synthetic pumped | pumped | 0 | 0 | 0 | 0 | 0 | 0
4803 | Synthetic battery | battery | 0 | 0 | 0 | 0 | 0 | 0
4804 | Synthetic pumped | pumped | 0 | 0 | 0 | 0 | 0 | 0
4804 | Synthetic battery | battery | 0 | 0 | 0 | 0 | 0 | 0
4805 | Synthetic pumped | pumped | 0 | 0 | 0 | 0 | 0 | 0
4805 | Synthetic battery | battery | 0 | 0 | 0 | 0 | 0 | 0
4806 | Synthetic pumped | pumped | 0 | 0 | 0 | 0 | 0 | 0
4806 | Synthetic battery | battery | 0 | 0 | 0 | 0 | 0 | 0
4807 | Synthetic pumped | pumped | 0 | 0 | 0 | 0 | 0 | 0
4807 | Synthetic battery | battery | 0 | 0 | 0 | 0 | 0 | 0
4808 | Synthetic pumped | pumped | 0 | 0 | 0 | 0 | 0 | 0
4808 | Synthetic battery | battery | 0 | 0 | 0 | 0 | 0 | 0
4809 | Synthetic pumped | pumped | 0 | 0 | 0 | 0 | 0 | 0
4809 | Synthetic battery | battery | 0 | 0 | 0 | 0 | 0 | 0
4810 | Synthetic pumped | pumped | 2.272 | 0 | 0 | 2.0448 | 0.042601 | 0
4810 | Synthetic battery | battery | 0 | 0 | 0 | 0 | 0 | 0
4811 | Synthetic pumped | pumped | 5.9778 | 0 | 2.0448 | 7.4248 | 0.15468 | 0
4811 | Synthetic battery | battery | 0 | 0 | 0 | 0 | 0 | 0
4812 | Synthetic pumped | pumped | 12 | 0 | 7.4248 | 18.2248 | 0.37968 | 0
4812 | Synthetic battery | battery | 0.14698 | 0 | 0 | 0.13551 | 0.0067757 | 0
4813 | Synthetic pumped | pumped | 5.8692 | 0 | 18.2248 | 23.5072 | 0.48973 | -8.8818e-16
4813 | Synthetic battery | battery | 0 | 0 | 0.13551 | 0.13551 | 0.0067757 | 0
4814 | Synthetic pumped | pumped | 2.3882 | 0 | 23.5072 | 25.6566 | 0.53451 | 0
4814 | Synthetic battery | battery | 0 | 0 | 0.13551 | 0.13551 | 0.0067757 | 0
4815 | Synthetic pumped | pumped | 3.4636 | 0 | 25.6566 | 28.7738 | 0.59945 | -8.8818e-16
4815 | Synthetic battery | battery | 0 | 0 | 0.13551 | 0.13551 | 0.0067757 | 0
4816 | Synthetic pumped | pumped | 0 | 0 | 28.7738 | 28.7738 | 0.59945 | 0
4816 | Synthetic battery | battery | 0 | 0 | 0.13551 | 0.13551 | 0.0067757 | 0
4817 | Synthetic pumped | pumped | 0 | 7.3099 | 28.7738 | 20.6517 | 0.43024 | 0
4817 | Synthetic battery | battery | 0 | 0.12494 | 0.13551 | 0 | 0 | 0
4818 | Synthetic pumped | pumped | 0 | 12 | 20.6517 | 7.3184 | 0.15247 | 0
4818 | Synthetic battery | battery | 0 | 0 | 0 | 0 | 0 | 0
4819 | Synthetic pumped | pumped | 0 | 6.5866 | 7.3184 | 0 | 0 | 0
4819 | Synthetic battery | battery | 0 | 0 | 0 | 0 | 0 | 0
4820 | Synthetic pumped | pumped | 0 | 0 | 0 | 0 | 0 | 0
4820 | Synthetic battery | battery | 0 | 0 | 0 | 0 | 0 | 0
4821 | Synthetic pumped | pumped | 0 | 0 | 0 | 0 | 0 | 0
4821 | Synthetic battery | battery | 0 | 0 | 0 | 0 | 0 | 0
4822 | Synthetic pumped | pumped | 0 | 0 | 0 | 0 | 0 | 0
4822 | Synthetic battery | battery | 0 | 0 | 0 | 0 | 0 | 0
4823 | Synthetic pumped | pumped | 0 | 0 | 0 | 0 | 0 | 0
4823 | Synthetic battery | battery | 0 | 0 | 0 | 0 | 0 | 0
4824 | Synthetic pumped | pumped | 0 | 0 | 0 | 0 | 0 | 0
4824 | Synthetic battery | battery | 0 | 0 | 0 | 0 | 0 | 0
4825 | Synthetic pumped | pumped | 0 | 0 | 0 | 0 | 0 | 0
4825 | Synthetic battery | battery | 0 | 0 | 0 | 0 | 0 | 0
4826 | Synthetic pumped | pumped | 0 | 0 | 0 | 0 | 0 | 0
4826 | Synthetic battery | battery | 0 | 0 | 0 | 0 | 0 | 0
4827 | Synthetic pumped | pumped | 0 | 0 | 0 | 0 | 0 | 0
4827 | Synthetic battery | battery | 0 | 0 | 0 | 0 | 0 | 0
4828 | Synthetic pumped | pumped | 0 | 0 | 0 | 0 | 0 | 0
4828 | Synthetic battery | battery | 0 | 0 | 0 | 0 | 0 | 0
4829 | Synthetic pumped | pumped | 0 | 0 | 0 | 0 | 0 | 0
4829 | Synthetic battery | battery | 0 | 0 | 0 | 0 | 0 | 0
4830 | Synthetic pumped | pumped | 0 | 0 | 0 | 0 | 0 | 0
4830 | Synthetic battery | battery | 0 | 0 | 0 | 0 | 0 | 0
4831 | Synthetic pumped | pumped | 0 | 0 | 0 | 0 | 0 | 0
4831 | Synthetic battery | battery | 0 | 0 | 0 | 0 | 0 | 0
4832 | Synthetic pumped | pumped | 0 | 0 | 0 | 0 | 0 | 0
4832 | Synthetic battery | battery | 0 | 0 | 0 | 0 | 0 | 0
4833 | Synthetic pumped | pumped | 0 | 0 | 0 | 0 | 0 | 0
4833 | Synthetic battery | battery | 0 | 0 | 0 | 0 | 0 | 0
4834 | Synthetic pumped | pumped | 2.3536 | 0 | 0 | 2.1183 | 0.044131 | 0
4834 | Synthetic battery | battery | 0 | 0 | 0 | 0 | 0 | 0
4835 | Synthetic pumped | pumped | 6.9183 | 0 | 2.1183 | 8.3447 | 0.17385 | -8.8818e-16
4835 | Synthetic battery | battery | 0 | 0 | 0 | 0 | 0 | 0
4836 | Synthetic pumped | pumped | 10.1137 | 0 | 8.3447 | 17.447 | 0.36348 | -1.7764e-15
4836 | Synthetic battery | battery | 0 | 0 | 0 | 0 | 0 | 0
4837 | Synthetic pumped | pumped | 12 | 0 | 17.447 | 28.247 | 0.58848 | 0
4837 | Synthetic battery | battery | 1.1745 | 0 | 0 | 1.0828 | 0.054142 | 0
4838 | Synthetic pumped | pumped | 0.33533 | 0 | 28.247 | 28.5488 | 0.59477 | -7.2164e-16
4838 | Synthetic battery | battery | 0 | 0 | 1.0828 | 1.0828 | 0.054142 | 0
4839 | Synthetic pumped | pumped | 0 | 0 | 28.5488 | 28.5488 | 0.59477 | 0
4839 | Synthetic battery | battery | 0 | 0 | 1.0828 | 1.0828 | 0.054142 | 0
4840 | Synthetic pumped | pumped | 0 | 0 | 28.5488 | 28.5488 | 0.59477 | 0
4840 | Synthetic battery | battery | 0 | 0 | 1.0828 | 1.0828 | 0.054142 | 0
4841 | Synthetic pumped | pumped | 0 | 8.306 | 28.5488 | 19.3199 | 0.4025 | 0
4841 | Synthetic battery | battery | 0 | 0.99832 | 1.0828 | 0 | 0 | 0
4842 | Synthetic pumped | pumped | 0 | 12 | 19.3199 | 5.9866 | 0.12472 | 0
4842 | Synthetic battery | battery | 0 | 0 | 0 | 0 | 0 | 0
4843 | Synthetic pumped | pumped | 0 | 5.388 | 5.9866 | 0 | 0 | 0
4843 | Synthetic battery | battery | 0 | 0 | 0 | 0 | 0 | 0
4844 | Synthetic pumped | pumped | 0 | 0 | 0 | 0 | 0 | 0
4844 | Synthetic battery | battery | 0 | 0 | 0 | 0 | 0 | 0
4845 | Synthetic pumped | pumped | 0 | 0 | 0 | 0 | 0 | 0
4845 | Synthetic battery | battery | 0 | 0 | 0 | 0 | 0 | 0
4846 | Synthetic pumped | pumped | 0 | 0 | 0 | 0 | 0 | 0
4846 | Synthetic battery | battery | 0 | 0 | 0 | 0 | 0 | 0
4847 | Synthetic pumped | pumped | 0 | 0 | 0 | 0 | 0 | 0
4847 | Synthetic battery | battery | 0 | 0 | 0 | 0 | 0 | 0
4848 | Synthetic pumped | pumped | 0 | 0 | 0 | 0 | 0 | 0
4848 | Synthetic battery | battery | 0 | 0 | 0 | 0 | 0 | 0
4849 | Synthetic pumped | pumped | 0 | 0 | 0 | 0 | 0 | 0
4849 | Synthetic battery | battery | 0 | 0 | 0 | 0 | 0 | 0
4850 | Synthetic pumped | pumped | 0 | 0 | 0 | 0 | 0 | 0
4850 | Synthetic battery | battery | 0 | 0 | 0 | 0 | 0 | 0
4851 | Synthetic pumped | pumped | 0 | 0 | 0 | 0 | 0 | 0
4851 | Synthetic battery | battery | 0 | 0 | 0 | 0 | 0 | 0
4852 | Synthetic pumped | pumped | 0 | 0 | 0 | 0 | 0 | 0
4852 | Synthetic battery | battery | 0 | 0 | 0 | 0 | 0 | 0
4853 | Synthetic pumped | pumped | 0 | 0 | 0 | 0 | 0 | 0
4853 | Synthetic battery | battery | 0 | 0 | 0 | 0 | 0 | 0
4854 | Synthetic pumped | pumped | 0 | 0 | 0 | 0 | 0 | 0
4854 | Synthetic battery | battery | 0 | 0 | 0 | 0 | 0 | 0
4855 | Synthetic pumped | pumped | 0 | 0 | 0 | 0 | 0 | 0
4855 | Synthetic battery | battery | 0 | 0 | 0 | 0 | 0 | 0
4856 | Synthetic pumped | pumped | 0 | 0 | 0 | 0 | 0 | 0
4856 | Synthetic battery | battery | 0 | 0 | 0 | 0 | 0 | 0
4857 | Synthetic pumped | pumped | 0.8129 | 0 | 0 | 0.73161 | 0.015242 | 0
4857 | Synthetic battery | battery | 0 | 0 | 0 | 0 | 0 | 0
4858 | Synthetic pumped | pumped | 7.7228 | 0 | 0.73161 | 7.6821 | 0.16004 | 0
4858 | Synthetic battery | battery | 0 | 0 | 0 | 0 | 0 | 0
4859 | Synthetic pumped | pumped | 12 | 0 | 7.6821 | 18.4821 | 0.38504 | 0
4859 | Synthetic battery | battery | 2.2024 | 0 | 0 | 2.0305 | 0.10153 | 0
4860 | Synthetic pumped | pumped | 12 | 0 | 18.4821 | 29.2821 | 0.61004 | 0
4860 | Synthetic battery | battery | 7.6879 | 0 | 2.0305 | 9.1184 | 0.45592 | 0
4861 | Synthetic pumped | pumped | 12 | 0 | 29.2821 | 40.0821 | 0.83504 | 3.5527e-15
4861 | Synthetic battery | battery | 0.84946 | 0 | 9.1184 | 9.9016 | 0.49508 | -7.7716e-16
4862 | Synthetic pumped | pumped | 4.9363 | 0 | 40.0821 | 44.5248 | 0.9276 | -2.6645e-15
4862 | Synthetic battery | battery | 0 | 0 | 9.9016 | 9.9016 | 0.49508 | 0
4863 | Synthetic pumped | pumped | 2.702 | 0 | 44.5248 | 46.9566 | 0.97826 | 2.6645e-15
4863 | Synthetic battery | battery | 0 | 0 | 9.9016 | 9.9016 | 0.49508 | 0
4864 | Synthetic pumped | pumped | 0 | 0 | 46.9566 | 46.9566 | 0.97826 | 0
4864 | Synthetic battery | battery | 0 | 0 | 9.9016 | 9.9016 | 0.49508 | 0
4865 | Synthetic pumped | pumped | 0 | 0 | 46.9566 | 46.9566 | 0.97826 | 0
4865 | Synthetic battery | battery | 0 | 3.1476 | 9.9016 | 6.4876 | 0.32438 | 4.4409e-16
4866 | Synthetic pumped | pumped | 0 | 12 | 46.9566 | 33.6233 | 0.70049 | 3.5527e-15
4866 | Synthetic battery | battery | 0 | 5.9812 | 6.4876 | 0 | 0 | 0
4867 | Synthetic pumped | pumped | 0 | 12 | 33.6233 | 20.29 | 0.42271 | 0
4867 | Synthetic battery | battery | 0 | 0 | 0 | 0 | 0 | 0
4868 | Synthetic pumped | pumped | 0 | 12 | 20.29 | 6.9566 | 0.14493 | 0
4868 | Synthetic battery | battery | 0 | 0 | 0 | 0 | 0 | 0
4869 | Synthetic pumped | pumped | 0 | 6.261 | 6.9566 | 0 | 0 | 0
4869 | Synthetic battery | battery | 0 | 0 | 0 | 0 | 0 | 0
4870 | Synthetic pumped | pumped | 0 | 0 | 0 | 0 | 0 | 0
4870 | Synthetic battery | battery | 0 | 0 | 0 | 0 | 0 | 0
4871 | Synthetic pumped | pumped | 0 | 0 | 0 | 0 | 0 | 0
4871 | Synthetic battery | battery | 0 | 0 | 0 | 0 | 0 | 0
4872 | Synthetic pumped | pumped | 0 | 0 | 0 | 0 | 0 | 0
4872 | Synthetic battery | battery | 0 | 0 | 0 | 0 | 0 | 0
4873 | Synthetic pumped | pumped | 0 | 0 | 0 | 0 | 0 | 0
4873 | Synthetic battery | battery | 0 | 0 | 0 | 0 | 0 | 0
4874 | Synthetic pumped | pumped | 0 | 0 | 0 | 0 | 0 | 0
4874 | Synthetic battery | battery | 0 | 0 | 0 | 0 | 0 | 0
4875 | Synthetic pumped | pumped | 0 | 0 | 0 | 0 | 0 | 0
4875 | Synthetic battery | battery | 0 | 0 | 0 | 0 | 0 | 0
4876 | Synthetic pumped | pumped | 0 | 0 | 0 | 0 | 0 | 0
4876 | Synthetic battery | battery | 0 | 0 | 0 | 0 | 0 | 0
4877 | Synthetic pumped | pumped | 0 | 0 | 0 | 0 | 0 | 0
4877 | Synthetic battery | battery | 0 | 0 | 0 | 0 | 0 | 0
4878 | Synthetic pumped | pumped | 0 | 0 | 0 | 0 | 0 | 0
4878 | Synthetic battery | battery | 0 | 0 | 0 | 0 | 0 | 0
4879 | Synthetic pumped | pumped | 0 | 0 | 0 | 0 | 0 | 0
4879 | Synthetic battery | battery | 0 | 0 | 0 | 0 | 0 | 0
4880 | Synthetic pumped | pumped | 0 | 0 | 0 | 0 | 0 | 0
4880 | Synthetic battery | battery | 0 | 0 | 0 | 0 | 0 | 0
4881 | Synthetic pumped | pumped | 0 | 0 | 0 | 0 | 0 | 0
4881 | Synthetic battery | battery | 0 | 0 | 0 | 0 | 0 | 0
4882 | Synthetic pumped | pumped | 3.6264 | 0 | 0 | 3.2637 | 0.067995 | 0
4882 | Synthetic battery | battery | 0 | 0 | 0 | 0 | 0 | 0
4883 | Synthetic pumped | pumped | 3.0858 | 0 | 3.2637 | 6.041 | 0.12585 | 0
4883 | Synthetic battery | battery | 0 | 0 | 0 | 0 | 0 | 0
4884 | Synthetic pumped | pumped | 6.8547 | 0 | 6.041 | 12.2102 | 0.25438 | 0
4884 | Synthetic battery | battery | 0 | 0 | 0 | 0 | 0 | 0
4885 | Synthetic pumped | pumped | 4.6876 | 0 | 12.2102 | 16.429 | 0.34227 | 8.8818e-16
4885 | Synthetic battery | battery | 0 | 0 | 0 | 0 | 0 | 0
4886 | Synthetic pumped | pumped | 9.8148 | 0 | 16.429 | 25.2624 | 0.5263 | 1.7764e-15
4886 | Synthetic battery | battery | 0 | 0 | 0 | 0 | 0 | 0
4887 | Synthetic pumped | pumped | 0 | 0 | 25.2624 | 25.2624 | 0.5263 | 0
4887 | Synthetic battery | battery | 0 | 0 | 0 | 0 | 0 | 0
4888 | Synthetic pumped | pumped | 0 | 0 | 25.2624 | 25.2624 | 0.5263 | 0
4888 | Synthetic battery | battery | 0 | 0 | 0 | 0 | 0 | 0
4889 | Synthetic pumped | pumped | 0 | 10.5752 | 25.2624 | 13.5122 | 0.2815 | 0
4889 | Synthetic battery | battery | 0 | 0 | 0 | 0 | 0 | 0
4890 | Synthetic pumped | pumped | 0 | 12 | 13.5122 | 0.17887 | 0.0037264 | 0
4890 | Synthetic battery | battery | 0 | 0 | 0 | 0 | 0 | 0
4891 | Synthetic pumped | pumped | 0 | 0.16098 | 0.17887 | 0 | 0 | 0
4891 | Synthetic battery | battery | 0 | 0 | 0 | 0 | 0 | 0
4892 | Synthetic pumped | pumped | 0 | 0 | 0 | 0 | 0 | 0
4892 | Synthetic battery | battery | 0 | 0 | 0 | 0 | 0 | 0
4893 | Synthetic pumped | pumped | 0 | 0 | 0 | 0 | 0 | 0
4893 | Synthetic battery | battery | 0 | 0 | 0 | 0 | 0 | 0
4894 | Synthetic pumped | pumped | 0 | 0 | 0 | 0 | 0 | 0
4894 | Synthetic battery | battery | 0 | 0 | 0 | 0 | 0 | 0
4895 | Synthetic pumped | pumped | 0 | 0 | 0 | 0 | 0 | 0
4895 | Synthetic battery | battery | 0 | 0 | 0 | 0 | 0 | 0
4896 | Synthetic pumped | pumped | 0 | 0 | 0 | 0 | 0 | 0
4896 | Synthetic battery | battery | 0 | 0 | 0 | 0 | 0 | 0
4897 | Synthetic pumped | pumped | 0 | 0 | 0 | 0 | 0 | 0
4897 | Synthetic battery | battery | 0 | 0 | 0 | 0 | 0 | 0
4898 | Synthetic pumped | pumped | 0 | 0 | 0 | 0 | 0 | 0
4898 | Synthetic battery | battery | 0 | 0 | 0 | 0 | 0 | 0
4899 | Synthetic pumped | pumped | 0 | 0 | 0 | 0 | 0 | 0
4899 | Synthetic battery | battery | 0 | 0 | 0 | 0 | 0 | 0
4900 | Synthetic pumped | pumped | 0 | 0 | 0 | 0 | 0 | 0
4900 | Synthetic battery | battery | 0 | 0 | 0 | 0 | 0 | 0
4901 | Synthetic pumped | pumped | 0 | 0 | 0 | 0 | 0 | 0
4901 | Synthetic battery | battery | 0 | 0 | 0 | 0 | 0 | 0
4902 | Synthetic pumped | pumped | 0 | 0 | 0 | 0 | 0 | 0
4902 | Synthetic battery | battery | 0 | 0 | 0 | 0 | 0 | 0
4903 | Synthetic pumped | pumped | 0 | 0 | 0 | 0 | 0 | 0
4903 | Synthetic battery | battery | 0 | 0 | 0 | 0 | 0 | 0
4904 | Synthetic pumped | pumped | 0 | 0 | 0 | 0 | 0 | 0
4904 | Synthetic battery | battery | 0 | 0 | 0 | 0 | 0 | 0
4905 | Synthetic pumped | pumped | 5.1287 | 0 | 0 | 4.6158 | 0.096163 | 0
4905 | Synthetic battery | battery | 0 | 0 | 0 | 0 | 0 | 0
4906 | Synthetic pumped | pumped | 10.5774 | 0 | 4.6158 | 14.1355 | 0.29449 | 0
4906 | Synthetic battery | battery | 0 | 0 | 0 | 0 | 0 | 0
4907 | Synthetic pumped | pumped | 12 | 0 | 14.1355 | 24.9355 | 0.51949 | -1.7764e-15
4907 | Synthetic battery | battery | 3.4213 | 0 | 0 | 3.1543 | 0.15771 | 0
4908 | Synthetic pumped | pumped | 12 | 0 | 24.9355 | 35.7355 | 0.74449 | 3.5527e-15
4908 | Synthetic battery | battery | 5.7682 | 0 | 3.1543 | 8.4722 | 0.42361 | 0
4909 | Synthetic pumped | pumped | 12 | 0 | 35.7355 | 46.5355 | 0.96949 | -3.5527e-15
4909 | Synthetic battery | battery | 2.0087 | 0 | 8.4722 | 10.3241 | 0.51621 | 2.2204e-16
4910 | Synthetic pumped | pumped | 1.6272 | 0 | 46.5355 | 48 | 1 | 0
4910 | Synthetic battery | battery | 7.9132 | 0 | 10.3241 | 17.6197 | 0.88099 | 0
4911 | Synthetic pumped | pumped | 0 | 0 | 48 | 48 | 1 | 0
4911 | Synthetic battery | battery | 2.5818 | 0 | 17.6197 | 20 | 1 | 0
4912 | Synthetic pumped | pumped | 0 | 0 | 48 | 48 | 1 | 0
4912 | Synthetic battery | battery | 0 | 0 | 20 | 20 | 1 | 0
4913 | Synthetic pumped | pumped | 0 | 0 | 48 | 48 | 1 | 0
4913 | Synthetic battery | battery | 0 | 0 | 20 | 20 | 1 | 0
4914 | Synthetic pumped | pumped | 0 | 4.382 | 48 | 43.1311 | 0.89856 | -1.7764e-15
4914 | Synthetic battery | battery | 0 | 10 | 20 | 9.1535 | 0.45767 | 0
4915 | Synthetic pumped | pumped | 0 | 11.8474 | 43.1311 | 29.9674 | 0.62432 | -1.7764e-15
4915 | Synthetic battery | battery | 0 | 8.4391 | 9.1535 | 0 | 0 | 0
4916 | Synthetic pumped | pumped | 0 | 12 | 29.9674 | 16.634 | 0.34654 | 0
4916 | Synthetic battery | battery | 0 | 0 | 0 | 0 | 0 | 0
4917 | Synthetic pumped | pumped | 0 | 12 | 16.634 | 3.3007 | 0.068764 | 0
4917 | Synthetic battery | battery | 0 | 0 | 0 | 0 | 0 | 0
4918 | Synthetic pumped | pumped | 0 | 2.9706 | 3.3007 | 0 | 0 | 0
4918 | Synthetic battery | battery | 0 | 0 | 0 | 0 | 0 | 0
4919 | Synthetic pumped | pumped | 0 | 0 | 0 | 0 | 0 | 0
4919 | Synthetic battery | battery | 0 | 0 | 0 | 0 | 0 | 0
4920 | Synthetic pumped | pumped | 0 | 0 | 0 | 0 | 0 | 0
4920 | Synthetic battery | battery | 0 | 0 | 0 | 0 | 0 | 0
4921 | Synthetic pumped | pumped | 0 | 0 | 0 | 0 | 0 | 0
4921 | Synthetic battery | battery | 0 | 0 | 0 | 0 | 0 | 0
4922 | Synthetic pumped | pumped | 0 | 0 | 0 | 0 | 0 | 0
4922 | Synthetic battery | battery | 0 | 0 | 0 | 0 | 0 | 0
4923 | Synthetic pumped | pumped | 0 | 0 | 0 | 0 | 0 | 0
4923 | Synthetic battery | battery | 0 | 0 | 0 | 0 | 0 | 0
4924 | Synthetic pumped | pumped | 0 | 0 | 0 | 0 | 0 | 0
4924 | Synthetic battery | battery | 0 | 0 | 0 | 0 | 0 | 0
4925 | Synthetic pumped | pumped | 0 | 0 | 0 | 0 | 0 | 0
4925 | Synthetic battery | battery | 0 | 0 | 0 | 0 | 0 | 0
4926 | Synthetic pumped | pumped | 0 | 0 | 0 | 0 | 0 | 0
4926 | Synthetic battery | battery | 0 | 0 | 0 | 0 | 0 | 0
4927 | Synthetic pumped | pumped | 0 | 0 | 0 | 0 | 0 | 0
4927 | Synthetic battery | battery | 0 | 0 | 0 | 0 | 0 | 0
4928 | Synthetic pumped | pumped | 0 | 0 | 0 | 0 | 0 | 0
4928 | Synthetic battery | battery | 0 | 0 | 0 | 0 | 0 | 0
4929 | Synthetic pumped | pumped | 0 | 0 | 0 | 0 | 0 | 0
4929 | Synthetic battery | battery | 0 | 0 | 0 | 0 | 0 | 0
4930 | Synthetic pumped | pumped | 0 | 0 | 0 | 0 | 0 | 0
4930 | Synthetic battery | battery | 0 | 0 | 0 | 0 | 0 | 0
4931 | Synthetic pumped | pumped | 0 | 0 | 0 | 0 | 0 | 0
4931 | Synthetic battery | battery | 0 | 0 | 0 | 0 | 0 | 0
4932 | Synthetic pumped | pumped | 0 | 0 | 0 | 0 | 0 | 0
4932 | Synthetic battery | battery | 0 | 0 | 0 | 0 | 0 | 0
4933 | Synthetic pumped | pumped | 3.6831 | 0 | 0 | 3.3148 | 0.069059 | 0
4933 | Synthetic battery | battery | 0 | 0 | 0 | 0 | 0 | 0
4934 | Synthetic pumped | pumped | 0 | 0 | 3.3148 | 3.3148 | 0.069059 | 0
4934 | Synthetic battery | battery | 0 | 0 | 0 | 0 | 0 | 0
4935 | Synthetic pumped | pumped | 0 | 0 | 3.3148 | 3.3148 | 0.069059 | 0
4935 | Synthetic battery | battery | 0 | 0 | 0 | 0 | 0 | 0
4936 | Synthetic pumped | pumped | 0 | 0 | 3.3148 | 3.3148 | 0.069059 | 0
4936 | Synthetic battery | battery | 0 | 0 | 0 | 0 | 0 | 0
4937 | Synthetic pumped | pumped | 0 | 2.9833 | 3.3148 | 0 | 0 | 0
4937 | Synthetic battery | battery | 0 | 0 | 0 | 0 | 0 | 0
4938 | Synthetic pumped | pumped | 0 | 0 | 0 | 0 | 0 | 0
4938 | Synthetic battery | battery | 0 | 0 | 0 | 0 | 0 | 0
4939 | Synthetic pumped | pumped | 0 | 0 | 0 | 0 | 0 | 0
4939 | Synthetic battery | battery | 0 | 0 | 0 | 0 | 0 | 0
4940 | Synthetic pumped | pumped | 0 | 0 | 0 | 0 | 0 | 0
4940 | Synthetic battery | battery | 0 | 0 | 0 | 0 | 0 | 0
4941 | Synthetic pumped | pumped | 0 | 0 | 0 | 0 | 0 | 0
4941 | Synthetic battery | battery | 0 | 0 | 0 | 0 | 0 | 0
4942 | Synthetic pumped | pumped | 0 | 0 | 0 | 0 | 0 | 0
4942 | Synthetic battery | battery | 0 | 0 | 0 | 0 | 0 | 0
4943 | Synthetic pumped | pumped | 0 | 0 | 0 | 0 | 0 | 0
4943 | Synthetic battery | battery | 0 | 0 | 0 | 0 | 0 | 0
4944 | Synthetic pumped | pumped | 0 | 0 | 0 | 0 | 0 | 0
4944 | Synthetic battery | battery | 0 | 0 | 0 | 0 | 0 | 0
4945 | Synthetic pumped | pumped | 0 | 0 | 0 | 0 | 0 | 0
4945 | Synthetic battery | battery | 0 | 0 | 0 | 0 | 0 | 0
4946 | Synthetic pumped | pumped | 0 | 0 | 0 | 0 | 0 | 0
4946 | Synthetic battery | battery | 0 | 0 | 0 | 0 | 0 | 0
4947 | Synthetic pumped | pumped | 0 | 0 | 0 | 0 | 0 | 0
4947 | Synthetic battery | battery | 0 | 0 | 0 | 0 | 0 | 0
4948 | Synthetic pumped | pumped | 0 | 0 | 0 | 0 | 0 | 0
4948 | Synthetic battery | battery | 0 | 0 | 0 | 0 | 0 | 0
4949 | Synthetic pumped | pumped | 0 | 0 | 0 | 0 | 0 | 0
4949 | Synthetic battery | battery | 0 | 0 | 0 | 0 | 0 | 0
4950 | Synthetic pumped | pumped | 0 | 0 | 0 | 0 | 0 | 0
4950 | Synthetic battery | battery | 0 | 0 | 0 | 0 | 0 | 0
4951 | Synthetic pumped | pumped | 0 | 0 | 0 | 0 | 0 | 0
4951 | Synthetic battery | battery | 0 | 0 | 0 | 0 | 0 | 0
4952 | Synthetic pumped | pumped | 0 | 0 | 0 | 0 | 0 | 0
4952 | Synthetic battery | battery | 0 | 0 | 0 | 0 | 0 | 0
4953 | Synthetic pumped | pumped | 3.1018 | 0 | 0 | 2.7916 | 0.058158 | 0
4953 | Synthetic battery | battery | 0 | 0 | 0 | 0 | 0 | 0
4954 | Synthetic pumped | pumped | 6.9176 | 0 | 2.7916 | 9.0174 | 0.18786 | 0
4954 | Synthetic battery | battery | 0 | 0 | 0 | 0 | 0 | 0
4955 | Synthetic pumped | pumped | 12 | 0 | 9.0174 | 19.8174 | 0.41286 | 0
4955 | Synthetic battery | battery | 4.6758 | 0 | 0 | 4.3109 | 0.21554 | 0
4956 | Synthetic pumped | pumped | 12 | 0 | 19.8174 | 30.6174 | 0.63786 | 0
4956 | Synthetic battery | battery | 8.1406 | 0 | 4.3109 | 11.8161 | 0.5908 | 0
4957 | Synthetic pumped | pumped | 12 | 0 | 30.6174 | 41.4174 | 0.86286 | 0
4957 | Synthetic battery | battery | 6.0814 | 0 | 11.8161 | 17.4229 | 0.87114 | -8.8818e-16
4958 | Synthetic pumped | pumped | 7.1135 | 0 | 41.4174 | 47.8196 | 0.99624 | -2.6645e-15
4958 | Synthetic battery | battery | 0 | 0 | 17.4229 | 17.4229 | 0.87114 | 0
4959 | Synthetic pumped | pumped | 0.20046 | 0 | 47.8196 | 48 | 1 | 0
4959 | Synthetic battery | battery | 2.3414 | 0 | 17.4229 | 19.5815 | 0.97908 | -8.8818e-16
4960 | Synthetic pumped | pumped | 0 | 0 | 48 | 48 | 1 | 0
4960 | Synthetic battery | battery | 0 | 0 | 19.5815 | 19.5815 | 0.97908 | 0
4961 | Synthetic pumped | pumped | 0 | 0 | 48 | 48 | 1 | 0
4961 | Synthetic battery | battery | 0 | 3.6103 | 19.5815 | 15.6656 | 0.78328 | 8.8818e-16
4962 | Synthetic pumped | pumped | 0 | 7.3119 | 48 | 39.8757 | 0.83074 | 1.7764e-15
4962 | Synthetic battery | battery | 0 | 10 | 15.6656 | 4.8191 | 0.24095 | 0
4963 | Synthetic pumped | pumped | 0 | 12 | 39.8757 | 26.5424 | 0.55297 | 0
4963 | Synthetic battery | battery | 0 | 4.443 | 4.8191 | 0 | 0 | 0
4964 | Synthetic pumped | pumped | 0 | 12 | 26.5424 | 13.209 | 0.27519 | 0
4964 | Synthetic battery | battery | 0 | 0 | 0 | 0 | 0 | 0
4965 | Synthetic pumped | pumped | 0 | 11.8881 | 13.209 | 0 | 0 | 0
4965 | Synthetic battery | battery | 0 | 0 | 0 | 0 | 0 | 0
4966 | Synthetic pumped | pumped | 0 | 0 | 0 | 0 | 0 | 0
4966 | Synthetic battery | battery | 0 | 0 | 0 | 0 | 0 | 0
4967 | Synthetic pumped | pumped | 0 | 0 | 0 | 0 | 0 | 0
4967 | Synthetic battery | battery | 0 | 0 | 0 | 0 | 0 | 0
4968 | Synthetic pumped | pumped | 0 | 0 | 0 | 0 | 0 | 0
4968 | Synthetic battery | battery | 0 | 0 | 0 | 0 | 0 | 0
4969 | Synthetic pumped | pumped | 0 | 0 | 0 | 0 | 0 | 0
4969 | Synthetic battery | battery | 0 | 0 | 0 | 0 | 0 | 0
4970 | Synthetic pumped | pumped | 0 | 0 | 0 | 0 | 0 | 0
4970 | Synthetic battery | battery | 0 | 0 | 0 | 0 | 0 | 0
4971 | Synthetic pumped | pumped | 0 | 0 | 0 | 0 | 0 | 0
4971 | Synthetic battery | battery | 0 | 0 | 0 | 0 | 0 | 0
4972 | Synthetic pumped | pumped | 0 | 0 | 0 | 0 | 0 | 0
4972 | Synthetic battery | battery | 0 | 0 | 0 | 0 | 0 | 0
4973 | Synthetic pumped | pumped | 0 | 0 | 0 | 0 | 0 | 0
4973 | Synthetic battery | battery | 0 | 0 | 0 | 0 | 0 | 0
4974 | Synthetic pumped | pumped | 0 | 0 | 0 | 0 | 0 | 0
4974 | Synthetic battery | battery | 0 | 0 | 0 | 0 | 0 | 0
4975 | Synthetic pumped | pumped | 0 | 0 | 0 | 0 | 0 | 0
4975 | Synthetic battery | battery | 0 | 0 | 0 | 0 | 0 | 0
4976 | Synthetic pumped | pumped | 0 | 0 | 0 | 0 | 0 | 0
4976 | Synthetic battery | battery | 0 | 0 | 0 | 0 | 0 | 0
4977 | Synthetic pumped | pumped | 0 | 0 | 0 | 0 | 0 | 0
4977 | Synthetic battery | battery | 0 | 0 | 0 | 0 | 0 | 0
4978 | Synthetic pumped | pumped | 0 | 0 | 0 | 0 | 0 | 0
4978 | Synthetic battery | battery | 0 | 0 | 0 | 0 | 0 | 0
4979 | Synthetic pumped | pumped | 8.0268 | 0 | 0 | 7.2242 | 0.1505 | 0
4979 | Synthetic battery | battery | 0 | 0 | 0 | 0 | 0 | 0
4980 | Synthetic pumped | pumped | 9.3738 | 0 | 7.2242 | 15.6606 | 0.32626 | 0
4980 | Synthetic battery | battery | 0 | 0 | 0 | 0 | 0 | 0
4981 | Synthetic pumped | pumped | 4.8693 | 0 | 15.6606 | 20.043 | 0.41756 | 8.8818e-16
4981 | Synthetic battery | battery | 0 | 0 | 0 | 0 | 0 | 0
4982 | Synthetic pumped | pumped | 0.18381 | 0 | 20.043 | 20.2084 | 0.42101 | 0
4982 | Synthetic battery | battery | 0 | 0 | 0 | 0 | 0 | 0
4983 | Synthetic pumped | pumped | 0 | 0 | 20.2084 | 20.2084 | 0.42101 | 0
4983 | Synthetic battery | battery | 0 | 0 | 0 | 0 | 0 | 0
4984 | Synthetic pumped | pumped | 0 | 0 | 20.2084 | 20.2084 | 0.42101 | 0
4984 | Synthetic battery | battery | 0 | 0 | 0 | 0 | 0 | 0
4985 | Synthetic pumped | pumped | 0 | 6.4715 | 20.2084 | 13.0178 | 0.2712 | 8.8818e-16
4985 | Synthetic battery | battery | 0 | 0 | 0 | 0 | 0 | 0
4986 | Synthetic pumped | pumped | 0 | 11.716 | 13.0178 | 0 | 0 | 0
4986 | Synthetic battery | battery | 0 | 0 | 0 | 0 | 0 | 0
4987 | Synthetic pumped | pumped | 0 | 0 | 0 | 0 | 0 | 0
4987 | Synthetic battery | battery | 0 | 0 | 0 | 0 | 0 | 0
4988 | Synthetic pumped | pumped | 0 | 0 | 0 | 0 | 0 | 0
4988 | Synthetic battery | battery | 0 | 0 | 0 | 0 | 0 | 0
4989 | Synthetic pumped | pumped | 0 | 0 | 0 | 0 | 0 | 0
4989 | Synthetic battery | battery | 0 | 0 | 0 | 0 | 0 | 0
4990 | Synthetic pumped | pumped | 0 | 0 | 0 | 0 | 0 | 0
4990 | Synthetic battery | battery | 0 | 0 | 0 | 0 | 0 | 0
4991 | Synthetic pumped | pumped | 0 | 0 | 0 | 0 | 0 | 0
4991 | Synthetic battery | battery | 0 | 0 | 0 | 0 | 0 | 0
4992 | Synthetic pumped | pumped | 0 | 0 | 0 | 0 | 0 | 0
4992 | Synthetic battery | battery | 0 | 0 | 0 | 0 | 0 | 0
4993 | Synthetic pumped | pumped | 0 | 0 | 0 | 0 | 0 | 0
4993 | Synthetic battery | battery | 0 | 0 | 0 | 0 | 0 | 0
4994 | Synthetic pumped | pumped | 0 | 0 | 0 | 0 | 0 | 0
4994 | Synthetic battery | battery | 0 | 0 | 0 | 0 | 0 | 0
4995 | Synthetic pumped | pumped | 0 | 0 | 0 | 0 | 0 | 0
4995 | Synthetic battery | battery | 0 | 0 | 0 | 0 | 0 | 0
4996 | Synthetic pumped | pumped | 0 | 0 | 0 | 0 | 0 | 0
4996 | Synthetic battery | battery | 0 | 0 | 0 | 0 | 0 | 0
4997 | Synthetic pumped | pumped | 0 | 0 | 0 | 0 | 0 | 0
4997 | Synthetic battery | battery | 0 | 0 | 0 | 0 | 0 | 0
4998 | Synthetic pumped | pumped | 0 | 0 | 0 | 0 | 0 | 0
4998 | Synthetic battery | battery | 0 | 0 | 0 | 0 | 0 | 0
4999 | Synthetic pumped | pumped | 0 | 0 | 0 | 0 | 0 | 0
4999 | Synthetic battery | battery | 0 | 0 | 0 | 0 | 0 | 0
5000 | Synthetic pumped | pumped | 0 | 0 | 0 | 0 | 0 | 0
5000 | Synthetic battery | battery | 0 | 0 | 0 | 0 | 0 | 0
5001 | Synthetic pumped | pumped | 0 | 0 | 0 | 0 | 0 | 0
5001 | Synthetic battery | battery | 0 | 0 | 0 | 0 | 0 | 0
5002 | Synthetic pumped | pumped | 2.3779 | 0 | 0 | 2.1401 | 0.044586 | 0
5002 | Synthetic battery | battery | 0 | 0 | 0 | 0 | 0 | 0
5003 | Synthetic pumped | pumped | 5.2156 | 0 | 2.1401 | 6.8342 | 0.14238 | -8.8818e-16
5003 | Synthetic battery | battery | 0 | 0 | 0 | 0 | 0 | 0
5004 | Synthetic pumped | pumped | 12 | 0 | 6.8342 | 17.6342 | 0.36738 | -1.7764e-15
5004 | Synthetic battery | battery | 0.08208 | 0 | 0 | 0.075674 | 0.0037837 | 0
5005 | Synthetic pumped | pumped | 9.6157 | 0 | 17.6342 | 26.2883 | 0.54767 | 0
5005 | Synthetic battery | battery | 0 | 0 | 0.075674 | 0.075674 | 0.0037837 | 0
5006 | Synthetic pumped | pumped | 6.6803 | 0 | 26.2883 | 32.3005 | 0.67293 | 8.8818e-16
5006 | Synthetic battery | battery | 0 | 0 | 0.075674 | 0.075674 | 0.0037837 | 0
5007 | Synthetic pumped | pumped | 0 | 0 | 32.3005 | 32.3005 | 0.67293 | 0
5007 | Synthetic battery | battery | 0 | 0 | 0.075674 | 0.075674 | 0.0037837 | 0
5008 | Synthetic pumped | pumped | 0 | 0 | 32.3005 | 32.3005 | 0.67293 | 0
5008 | Synthetic battery | battery | 0 | 0 | 0.075674 | 0.075674 | 0.0037837 | 0
5009 | Synthetic pumped | pumped | 0 | 7.6434 | 32.3005 | 23.8078 | 0.496 | 1.7764e-15
5009 | Synthetic battery | battery | 0 | 0.069768 | 0.075674 | 0 | 0 | 0
5010 | Synthetic pumped | pumped | 0 | 12 | 23.8078 | 10.4745 | 0.21822 | 0
5010 | Synthetic battery | battery | 0 | 0 | 0 | 0 | 0 | 0
5011 | Synthetic pumped | pumped | 0 | 9.4271 | 10.4745 | 0 | 0 | 0
5011 | Synthetic battery | battery | 0 | 0 | 0 | 0 | 0 | 0
5012 | Synthetic pumped | pumped | 0 | 0 | 0 | 0 | 0 | 0
5012 | Synthetic battery | battery | 0 | 0 | 0 | 0 | 0 | 0
5013 | Synthetic pumped | pumped | 0 | 0 | 0 | 0 | 0 | 0
5013 | Synthetic battery | battery | 0 | 0 | 0 | 0 | 0 | 0
5014 | Synthetic pumped | pumped | 0 | 0 | 0 | 0 | 0 | 0
5014 | Synthetic battery | battery | 0 | 0 | 0 | 0 | 0 | 0
5015 | Synthetic pumped | pumped | 0 | 0 | 0 | 0 | 0 | 0
5015 | Synthetic battery | battery | 0 | 0 | 0 | 0 | 0 | 0
5016 | Synthetic pumped | pumped | 0 | 0 | 0 | 0 | 0 | 0
5016 | Synthetic battery | battery | 0 | 0 | 0 | 0 | 0 | 0
5017 | Synthetic pumped | pumped | 0 | 0 | 0 | 0 | 0 | 0
5017 | Synthetic battery | battery | 0 | 0 | 0 | 0 | 0 | 0
5018 | Synthetic pumped | pumped | 0 | 0 | 0 | 0 | 0 | 0
5018 | Synthetic battery | battery | 0 | 0 | 0 | 0 | 0 | 0
5019 | Synthetic pumped | pumped | 0 | 0 | 0 | 0 | 0 | 0
5019 | Synthetic battery | battery | 0 | 0 | 0 | 0 | 0 | 0
5020 | Synthetic pumped | pumped | 0 | 0 | 0 | 0 | 0 | 0
5020 | Synthetic battery | battery | 0 | 0 | 0 | 0 | 0 | 0
5021 | Synthetic pumped | pumped | 0 | 0 | 0 | 0 | 0 | 0
5021 | Synthetic battery | battery | 0 | 0 | 0 | 0 | 0 | 0
5022 | Synthetic pumped | pumped | 0 | 0 | 0 | 0 | 0 | 0
5022 | Synthetic battery | battery | 0 | 0 | 0 | 0 | 0 | 0
5023 | Synthetic pumped | pumped | 0 | 0 | 0 | 0 | 0 | 0
5023 | Synthetic battery | battery | 0 | 0 | 0 | 0 | 0 | 0
5024 | Synthetic pumped | pumped | 0 | 0 | 0 | 0 | 0 | 0
5024 | Synthetic battery | battery | 0 | 0 | 0 | 0 | 0 | 0
5025 | Synthetic pumped | pumped | 1.2045 | 0 | 0 | 1.084 | 0.022584 | 0
5025 | Synthetic battery | battery | 0 | 0 | 0 | 0 | 0 | 0
5026 | Synthetic pumped | pumped | 8.4696 | 0 | 1.084 | 8.7067 | 0.18139 | 0
5026 | Synthetic battery | battery | 0 | 0 | 0 | 0 | 0 | 0
5027 | Synthetic pumped | pumped | 10.549 | 0 | 8.7067 | 18.2008 | 0.37918 | 1.7764e-15
5027 | Synthetic battery | battery | 0 | 0 | 0 | 0 | 0 | 0
5028 | Synthetic pumped | pumped | 12 | 0 | 18.2008 | 29.0008 | 0.60418 | 0
5028 | Synthetic battery | battery | 0.73429 | 0 | 0 | 0.67698 | 0.033849 | 0
5029 | Synthetic pumped | pumped | 12 | 0 | 29.0008 | 39.8008 | 0.82918 | 0
5029 | Synthetic battery | battery | 6.5535 | 0 | 0.67698 | 6.719 | 0.33595 | 0
5030 | Synthetic pumped | pumped | 9.1102 | 0 | 39.8008 | 48 | 1 | 0
5030 | Synthetic battery | battery | 1.7137 | 0 | 6.719 | 8.299 | 0.41495 | -2.2204e-16
5031 | Synthetic pumped | pumped | 0 | 0 | 48 | 48 | 1 | 0
5031 | Synthetic battery | battery | 1.8892 | 0 | 8.299 | 10.0408 | 0.50204 | 6.6613e-16
5032 | Synthetic pumped | pumped | 0 | 0 | 48 | 48 | 1 | 0
5032 | Synthetic battery | battery | 0 | 0 | 10.0408 | 10.0408 | 0.50204 | 0
5033 | Synthetic pumped | pumped | 0 | 0 | 48 | 48 | 1 | 0
5033 | Synthetic battery | battery | 0 | 3.4581 | 10.0408 | 6.2899 | 0.31449 | 0
5034 | Synthetic pumped | pumped | 0 | 12 | 48 | 34.6667 | 0.72222 | 3.5527e-15
5034 | Synthetic battery | battery | 0 | 5.799 | 6.2899 | 0 | 0 | 0
5035 | Synthetic pumped | pumped | 0 | 12 | 34.6667 | 21.3333 | 0.44444 | 0
5035 | Synthetic battery | battery | 0 | 0 | 0 | 0 | 0 | 0
5036 | Synthetic pumped | pumped | 0 | 12 | 21.3333 | 8 | 0.16667 | 0
5036 | Synthetic battery | battery | 0 | 0 | 0 | 0 | 0 | 0
5037 | Synthetic pumped | pumped | 0 | 7.2 | 8 | 0 | 0 | 0
5037 | Synthetic battery | battery | 0 | 0 | 0 | 0 | 0 | 0
5038 | Synthetic pumped | pumped | 0 | 0 | 0 | 0 | 0 | 0
5038 | Synthetic battery | battery | 0 | 0 | 0 | 0 | 0 | 0
5039 | Synthetic pumped | pumped | 0 | 0 | 0 | 0 | 0 | 0
5039 | Synthetic battery | battery | 0 | 0 | 0 | 0 | 0 | 0
5040 | Synthetic pumped | pumped | 0 | 0 | 0 | 0 | 0 | 0
5040 | Synthetic battery | battery | 0 | 0 | 0 | 0 | 0 | 0
5041 | Synthetic pumped | pumped | 0 | 0 | 0 | 0 | 0 | 0
5041 | Synthetic battery | battery | 0 | 0 | 0 | 0 | 0 | 0
5042 | Synthetic pumped | pumped | 0 | 0 | 0 | 0 | 0 | 0
5042 | Synthetic battery | battery | 0 | 0 | 0 | 0 | 0 | 0
5043 | Synthetic pumped | pumped | 0 | 0 | 0 | 0 | 0 | 0
5043 | Synthetic battery | battery | 0 | 0 | 0 | 0 | 0 | 0
5044 | Synthetic pumped | pumped | 0 | 0 | 0 | 0 | 0 | 0
5044 | Synthetic battery | battery | 0 | 0 | 0 | 0 | 0 | 0
5045 | Synthetic pumped | pumped | 0 | 0 | 0 | 0 | 0 | 0
5045 | Synthetic battery | battery | 0 | 0 | 0 | 0 | 0 | 0
5046 | Synthetic pumped | pumped | 0 | 0 | 0 | 0 | 0 | 0
5046 | Synthetic battery | battery | 0 | 0 | 0 | 0 | 0 | 0
5047 | Synthetic pumped | pumped | 0 | 0 | 0 | 0 | 0 | 0
5047 | Synthetic battery | battery | 0 | 0 | 0 | 0 | 0 | 0
5048 | Synthetic pumped | pumped | 0 | 0 | 0 | 0 | 0 | 0
5048 | Synthetic battery | battery | 0 | 0 | 0 | 0 | 0 | 0
5049 | Synthetic pumped | pumped | 0 | 0 | 0 | 0 | 0 | 0
5049 | Synthetic battery | battery | 0 | 0 | 0 | 0 | 0 | 0
5050 | Synthetic pumped | pumped | 0 | 0 | 0 | 0 | 0 | 0
5050 | Synthetic battery | battery | 0 | 0 | 0 | 0 | 0 | 0
5051 | Synthetic pumped | pumped | 2.2604 | 0 | 0 | 2.0344 | 0.042383 | 0
5051 | Synthetic battery | battery | 0 | 0 | 0 | 0 | 0 | 0
5052 | Synthetic pumped | pumped | 0 | 0 | 2.0344 | 2.0344 | 0.042383 | 0
5052 | Synthetic battery | battery | 0 | 0 | 0 | 0 | 0 | 0
5053 | Synthetic pumped | pumped | 3.3017 | 0 | 2.0344 | 5.0058 | 0.10429 | -4.4409e-16
5053 | Synthetic battery | battery | 0 | 0 | 0 | 0 | 0 | 0
5054 | Synthetic pumped | pumped | 2.6575 | 0 | 5.0058 | 7.3976 | 0.15412 | 0
5054 | Synthetic battery | battery | 0 | 0 | 0 | 0 | 0 | 0
5055 | Synthetic pumped | pumped | 0 | 0 | 7.3976 | 7.3976 | 0.15412 | 0
5055 | Synthetic battery | battery | 0 | 0 | 0 | 0 | 0 | 0
5056 | Synthetic pumped | pumped | 0 | 0 | 7.3976 | 7.3976 | 0.15412 | 0
5056 | Synthetic battery | battery | 0 | 0 | 0 | 0 | 0 | 0
5057 | Synthetic pumped | pumped | 0 | 6.6578 | 7.3976 | 0 | 0 | 0
5057 | Synthetic battery | battery | 0 | 0 | 0 | 0 | 0 | 0
5058 | Synthetic pumped | pumped | 0 | 0 | 0 | 0 | 0 | 0
5058 | Synthetic battery | battery | 0 | 0 | 0 | 0 | 0 | 0
5059 | Synthetic pumped | pumped | 0 | 0 | 0 | 0 | 0 | 0
5059 | Synthetic battery | battery | 0 | 0 | 0 | 0 | 0 | 0
5060 | Synthetic pumped | pumped | 0 | 0 | 0 | 0 | 0 | 0
5060 | Synthetic battery | battery | 0 | 0 | 0 | 0 | 0 | 0
5061 | Synthetic pumped | pumped | 0 | 0 | 0 | 0 | 0 | 0
5061 | Synthetic battery | battery | 0 | 0 | 0 | 0 | 0 | 0
5062 | Synthetic pumped | pumped | 0 | 0 | 0 | 0 | 0 | 0
5062 | Synthetic battery | battery | 0 | 0 | 0 | 0 | 0 | 0
5063 | Synthetic pumped | pumped | 0 | 0 | 0 | 0 | 0 | 0
5063 | Synthetic battery | battery | 0 | 0 | 0 | 0 | 0 | 0
5064 | Synthetic pumped | pumped | 0 | 0 | 0 | 0 | 0 | 0
5064 | Synthetic battery | battery | 0 | 0 | 0 | 0 | 0 | 0
5065 | Synthetic pumped | pumped | 0 | 0 | 0 | 0 | 0 | 0
5065 | Synthetic battery | battery | 0 | 0 | 0 | 0 | 0 | 0
5066 | Synthetic pumped | pumped | 0 | 0 | 0 | 0 | 0 | 0
5066 | Synthetic battery | battery | 0 | 0 | 0 | 0 | 0 | 0
5067 | Synthetic pumped | pumped | 0 | 0 | 0 | 0 | 0 | 0
5067 | Synthetic battery | battery | 0 | 0 | 0 | 0 | 0 | 0
5068 | Synthetic pumped | pumped | 0 | 0 | 0 | 0 | 0 | 0
5068 | Synthetic battery | battery | 0 | 0 | 0 | 0 | 0 | 0
5069 | Synthetic pumped | pumped | 0 | 0 | 0 | 0 | 0 | 0
5069 | Synthetic battery | battery | 0 | 0 | 0 | 0 | 0 | 0
5070 | Synthetic pumped | pumped | 0 | 0 | 0 | 0 | 0 | 0
5070 | Synthetic battery | battery | 0 | 0 | 0 | 0 | 0 | 0
5071 | Synthetic pumped | pumped | 0 | 0 | 0 | 0 | 0 | 0
5071 | Synthetic battery | battery | 0 | 0 | 0 | 0 | 0 | 0
5072 | Synthetic pumped | pumped | 0 | 0 | 0 | 0 | 0 | 0
5072 | Synthetic battery | battery | 0 | 0 | 0 | 0 | 0 | 0
5073 | Synthetic pumped | pumped | 2.5945 | 0 | 0 | 2.3351 | 0.048647 | 0
5073 | Synthetic battery | battery | 0 | 0 | 0 | 0 | 0 | 0
5074 | Synthetic pumped | pumped | 12 | 0 | 2.3351 | 13.1351 | 0.27365 | 0
5074 | Synthetic battery | battery | 3.6756 | 0 | 0 | 3.3888 | 0.16944 | 0
5075 | Synthetic pumped | pumped | 10.025 | 0 | 13.1351 | 22.1576 | 0.46162 | 1.7764e-15
5075 | Synthetic battery | battery | 0 | 0 | 3.3888 | 3.3888 | 0.16944 | 0
5076 | Synthetic pumped | pumped | 12 | 0 | 22.1576 | 32.9576 | 0.68662 | -3.5527e-15
5076 | Synthetic battery | battery | 2.138 | 0 | 3.3888 | 5.3599 | 0.26799 | 2.2204e-16
5077 | Synthetic pumped | pumped | 12 | 0 | 32.9576 | 43.7576 | 0.91162 | -3.5527e-15
5077 | Synthetic battery | battery | 3.4114 | 0 | 5.3599 | 8.505 | 0.42525 | -4.4409e-16
5078 | Synthetic pumped | pumped | 4.7138 | 0 | 43.7576 | 48 | 1 | 0
5078 | Synthetic battery | battery | 7.8587 | 0 | 8.505 | 15.7504 | 0.78752 | 8.8818e-16
5079 | Synthetic pumped | pumped | 0 | 0 | 48 | 48 | 1 | 0
5079 | Synthetic battery | battery | 4.6093 | 0 | 15.7504 | 20 | 1 | 0
5080 | Synthetic pumped | pumped | 0 | 0 | 48 | 48 | 1 | 0
5080 | Synthetic battery | battery | 0 | 0 | 20 | 20 | 1 | 0
5081 | Synthetic pumped | pumped | 0 | 0 | 48 | 48 | 1 | 0
5081 | Synthetic battery | battery | 0 | 4.3372 | 20 | 15.2957 | 0.76478 | 8.8818e-16
5082 | Synthetic pumped | pumped | 0 | 9.1924 | 48 | 37.7862 | 0.78721 | -1.7764e-15
5082 | Synthetic battery | battery | 0 | 10 | 15.2957 | 4.4492 | 0.22246 | 0
5083 | Synthetic pumped | pumped | 0 | 12 | 37.7862 | 24.4529 | 0.50944 | 0
5083 | Synthetic battery | battery | 0 | 4.1019 | 4.4492 | 0 | 0 | 0
5084 | Synthetic pumped | pumped | 0 | 12 | 24.4529 | 11.1196 | 0.23166 | 0
5084 | Synthetic battery | battery | 0 | 0 | 0 | 0 | 0 | 0
5085 | Synthetic pumped | pumped | 0 | 10.0076 | 11.1196 | -1.7764e-15 | -3.7007e-17 | 0
5085 | Synthetic battery | battery | 0 | 0 | 0 | 0 | 0 | 0
5086 | Synthetic pumped | pumped | 0 | -1.5987e-15 | -1.7764e-15 | 0 | 0 | 0
5086 | Synthetic battery | battery | 0 | 0 | 0 | 0 | 0 | 0
5087 | Synthetic pumped | pumped | 0 | 0 | 0 | 0 | 0 | 0
5087 | Synthetic battery | battery | 0 | 0 | 0 | 0 | 0 | 0
5088 | Synthetic pumped | pumped | 0 | 0 | 0 | 0 | 0 | 0
5088 | Synthetic battery | battery | 0 | 0 | 0 | 0 | 0 | 0
5089 | Synthetic pumped | pumped | 0 | 0 | 0 | 0 | 0 | 0
5089 | Synthetic battery | battery | 0 | 0 | 0 | 0 | 0 | 0
5090 | Synthetic pumped | pumped | 0 | 0 | 0 | 0 | 0 | 0
5090 | Synthetic battery | battery | 0 | 0 | 0 | 0 | 0 | 0
5091 | Synthetic pumped | pumped | 0 | 0 | 0 | 0 | 0 | 0
5091 | Synthetic battery | battery | 0 | 0 | 0 | 0 | 0 | 0
5092 | Synthetic pumped | pumped | 0 | 0 | 0 | 0 | 0 | 0
5092 | Synthetic battery | battery | 0 | 0 | 0 | 0 | 0 | 0
5093 | Synthetic pumped | pumped | 0 | 0 | 0 | 0 | 0 | 0
5093 | Synthetic battery | battery | 0 | 0 | 0 | 0 | 0 | 0
5094 | Synthetic pumped | pumped | 0 | 0 | 0 | 0 | 0 | 0
5094 | Synthetic battery | battery | 0 | 0 | 0 | 0 | 0 | 0
5095 | Synthetic pumped | pumped | 0 | 0 | 0 | 0 | 0 | 0
5095 | Synthetic battery | battery | 0 | 0 | 0 | 0 | 0 | 0
5096 | Synthetic pumped | pumped | 0 | 0 | 0 | 0 | 0 | 0
5096 | Synthetic battery | battery | 0 | 0 | 0 | 0 | 0 | 0
5097 | Synthetic pumped | pumped | 0 | 0 | 0 | 0 | 0 | 0
5097 | Synthetic battery | battery | 0 | 0 | 0 | 0 | 0 | 0
5098 | Synthetic pumped | pumped | 3.3532 | 0 | 0 | 3.0178 | 0.062872 | 0
5098 | Synthetic battery | battery | 0 | 0 | 0 | 0 | 0 | 0
5099 | Synthetic pumped | pumped | 3.6473 | 0 | 3.0178 | 6.3004 | 0.13126 | 0
5099 | Synthetic battery | battery | 0 | 0 | 0 | 0 | 0 | 0
5100 | Synthetic pumped | pumped | 10.2202 | 0 | 6.3004 | 15.4986 | 0.32289 | 1.7764e-15
5100 | Synthetic battery | battery | 0 | 0 | 0 | 0 | 0 | 0
5101 | Synthetic pumped | pumped | 12 | 0 | 15.4986 | 26.2986 | 0.54789 | 0
5101 | Synthetic battery | battery | 2.5789 | 0 | 0 | 2.3777 | 0.11888 | 0
5102 | Synthetic pumped | pumped | 12 | 0 | 26.2986 | 37.0986 | 0.77289 | 0
5102 | Synthetic battery | battery | 1.8596 | 0 | 2.3777 | 4.0921 | 0.20461 | 2.2204e-16
5103 | Synthetic pumped | pumped | 1.936 | 0 | 37.0986 | 38.841 | 0.80919 | -1.5543e-15
5103 | Synthetic battery | battery | 0 | 0 | 4.0921 | 4.0921 | 0.20461 | 0
5104 | Synthetic pumped | pumped | 0 | 0 | 38.841 | 38.841 | 0.80919 | 0
5104 | Synthetic battery | battery | 0 | 0 | 4.0921 | 4.0921 | 0.20461 | 0
5105 | Synthetic pumped | pumped | 0 | 1.9654 | 38.841 | 36.6573 | 0.76369 | 2.6645e-15
5105 | Synthetic battery | battery | 0 | 3.7728 | 4.0921 | 0 | 0 | 0
5106 | Synthetic pumped | pumped | 0 | 12 | 36.6573 | 23.324 | 0.48592 | 0
5106 | Synthetic battery | battery | 0 | 0 | 0 | 0 | 0 | 0
5107 | Synthetic pumped | pumped | 0 | 12 | 23.324 | 9.9906 | 0.20814 | 0
5107 | Synthetic battery | battery | 0 | 0 | 0 | 0 | 0 | 0
5108 | Synthetic pumped | pumped | 0 | 8.9916 | 9.9906 | 0 | 0 | 0
5108 | Synthetic battery | battery | 0 | 0 | 0 | 0 | 0 | 0
5109 | Synthetic pumped | pumped | 0 | 0 | 0 | 0 | 0 | 0
5109 | Synthetic battery | battery | 0 | 0 | 0 | 0 | 0 | 0
5110 | Synthetic pumped | pumped | 0 | 0 | 0 | 0 | 0 | 0
5110 | Synthetic battery | battery | 0 | 0 | 0 | 0 | 0 | 0
5111 | Synthetic pumped | pumped | 0 | 0 | 0 | 0 | 0 | 0
5111 | Synthetic battery | battery | 0 | 0 | 0 | 0 | 0 | 0
5112 | Synthetic pumped | pumped | 0 | 0 | 0 | 0 | 0 | 0
5112 | Synthetic battery | battery | 0 | 0 | 0 | 0 | 0 | 0
5113 | Synthetic pumped | pumped | 0 | 0 | 0 | 0 | 0 | 0
5113 | Synthetic battery | battery | 0 | 0 | 0 | 0 | 0 | 0
5114 | Synthetic pumped | pumped | 0 | 0 | 0 | 0 | 0 | 0
5114 | Synthetic battery | battery | 0 | 0 | 0 | 0 | 0 | 0
5115 | Synthetic pumped | pumped | 0 | 0 | 0 | 0 | 0 | 0
5115 | Synthetic battery | battery | 0 | 0 | 0 | 0 | 0 | 0
5116 | Synthetic pumped | pumped | 0 | 0 | 0 | 0 | 0 | 0
5116 | Synthetic battery | battery | 0 | 0 | 0 | 0 | 0 | 0
5117 | Synthetic pumped | pumped | 0 | 0 | 0 | 0 | 0 | 0
5117 | Synthetic battery | battery | 0 | 0 | 0 | 0 | 0 | 0
5118 | Synthetic pumped | pumped | 0 | 0 | 0 | 0 | 0 | 0
5118 | Synthetic battery | battery | 0 | 0 | 0 | 0 | 0 | 0
5119 | Synthetic pumped | pumped | 0 | 0 | 0 | 0 | 0 | 0
5119 | Synthetic battery | battery | 0 | 0 | 0 | 0 | 0 | 0
5120 | Synthetic pumped | pumped | 0 | 0 | 0 | 0 | 0 | 0
5120 | Synthetic battery | battery | 0 | 0 | 0 | 0 | 0 | 0
5121 | Synthetic pumped | pumped | 0 | 0 | 0 | 0 | 0 | 0
5121 | Synthetic battery | battery | 0 | 0 | 0 | 0 | 0 | 0
5122 | Synthetic pumped | pumped | 2.6213 | 0 | 0 | 2.3592 | 0.04915 | 0
5122 | Synthetic battery | battery | 0 | 0 | 0 | 0 | 0 | 0
5123 | Synthetic pumped | pumped | 3.9154 | 0 | 2.3592 | 5.883 | 0.12256 | 0
5123 | Synthetic battery | battery | 0 | 0 | 0 | 0 | 0 | 0
5124 | Synthetic pumped | pumped | 7.1977 | 0 | 5.883 | 12.361 | 0.25752 | 0
5124 | Synthetic battery | battery | 0 | 0 | 0 | 0 | 0 | 0
5125 | Synthetic pumped | pumped | 7.1819 | 0 | 12.361 | 18.8246 | 0.39218 | -8.8818e-16
5125 | Synthetic battery | battery | 0 | 0 | 0 | 0 | 0 | 0
5126 | Synthetic pumped | pumped | 3.6741 | 0 | 18.8246 | 22.1313 | 0.46107 | -1.3323e-15
5126 | Synthetic battery | battery | 0 | 0 | 0 | 0 | 0 | 0
5127 | Synthetic pumped | pumped | 0 | 0 | 22.1313 | 22.1313 | 0.46107 | 0
5127 | Synthetic battery | battery | 0 | 0 | 0 | 0 | 0 | 0
5128 | Synthetic pumped | pumped | 0 | 0 | 22.1313 | 22.1313 | 0.46107 | 0
5128 | Synthetic battery | battery | 0 | 0 | 0 | 0 | 0 | 0
5129 | Synthetic pumped | pumped | 0 | 12 | 22.1313 | 8.798 | 0.18329 | 0
5129 | Synthetic battery | battery | 0 | 0 | 0 | 0 | 0 | 0
5130 | Synthetic pumped | pumped | 0 | 7.9182 | 8.798 | 0 | 0 | 0
5130 | Synthetic battery | battery | 0 | 0 | 0 | 0 | 0 | 0
5131 | Synthetic pumped | pumped | 0 | 0 | 0 | 0 | 0 | 0
5131 | Synthetic battery | battery | 0 | 0 | 0 | 0 | 0 | 0
5132 | Synthetic pumped | pumped | 0 | 0 | 0 | 0 | 0 | 0
5132 | Synthetic battery | battery | 0 | 0 | 0 | 0 | 0 | 0
5133 | Synthetic pumped | pumped | 0 | 0 | 0 | 0 | 0 | 0
5133 | Synthetic battery | battery | 0 | 0 | 0 | 0 | 0 | 0
5134 | Synthetic pumped | pumped | 0 | 0 | 0 | 0 | 0 | 0
5134 | Synthetic battery | battery | 0 | 0 | 0 | 0 | 0 | 0
5135 | Synthetic pumped | pumped | 0 | 0 | 0 | 0 | 0 | 0
5135 | Synthetic battery | battery | 0 | 0 | 0 | 0 | 0 | 0
5136 | Synthetic pumped | pumped | 0 | 0 | 0 | 0 | 0 | 0
5136 | Synthetic battery | battery | 0 | 0 | 0 | 0 | 0 | 0
5137 | Synthetic pumped | pumped | 0 | 0 | 0 | 0 | 0 | 0
5137 | Synthetic battery | battery | 0 | 0 | 0 | 0 | 0 | 0
5138 | Synthetic pumped | pumped | 0 | 0 | 0 | 0 | 0 | 0
5138 | Synthetic battery | battery | 0 | 0 | 0 | 0 | 0 | 0
5139 | Synthetic pumped | pumped | 0 | 0 | 0 | 0 | 0 | 0
5139 | Synthetic battery | battery | 0 | 0 | 0 | 0 | 0 | 0
5140 | Synthetic pumped | pumped | 0 | 0 | 0 | 0 | 0 | 0
5140 | Synthetic battery | battery | 0 | 0 | 0 | 0 | 0 | 0
5141 | Synthetic pumped | pumped | 0 | 0 | 0 | 0 | 0 | 0
5141 | Synthetic battery | battery | 0 | 0 | 0 | 0 | 0 | 0
5142 | Synthetic pumped | pumped | 0 | 0 | 0 | 0 | 0 | 0
5142 | Synthetic battery | battery | 0 | 0 | 0 | 0 | 0 | 0
5143 | Synthetic pumped | pumped | 0 | 0 | 0 | 0 | 0 | 0
5143 | Synthetic battery | battery | 0 | 0 | 0 | 0 | 0 | 0
5144 | Synthetic pumped | pumped | 0 | 0 | 0 | 0 | 0 | 0
5144 | Synthetic battery | battery | 0 | 0 | 0 | 0 | 0 | 0
5145 | Synthetic pumped | pumped | 5.1663 | 0 | 0 | 4.6497 | 0.096869 | 0
5145 | Synthetic battery | battery | 0 | 0 | 0 | 0 | 0 | 0
5146 | Synthetic pumped | pumped | 12 | 0 | 4.6497 | 15.4497 | 0.32187 | 0
5146 | Synthetic battery | battery | 5.955 | 0 | 0 | 5.4903 | 0.27451 | 0
5147 | Synthetic pumped | pumped | 12 | 0 | 15.4497 | 26.2497 | 0.54687 | -1.7764e-15
5147 | Synthetic battery | battery | 7.8883 | 0 | 5.4903 | 12.7629 | 0.63814 | 0
5148 | Synthetic pumped | pumped | 12 | 0 | 26.2497 | 37.0497 | 0.77187 | 3.5527e-15
5148 | Synthetic battery | battery | 7.8498 | 0 | 12.7629 | 20 | 1 | 0
5149 | Synthetic pumped | pumped | 12 | 0 | 37.0497 | 47.8497 | 0.99687 | -3.5527e-15
5149 | Synthetic battery | battery | 0 | 0 | 20 | 20 | 1 | 0
5150 | Synthetic pumped | pumped | 0.16701 | 0 | 47.8497 | 48 | 1 | 0
5150 | Synthetic battery | battery | 0 | 0 | 20 | 20 | 1 | 0
5151 | Synthetic pumped | pumped | 0 | 0 | 48 | 48 | 1 | 0
5151 | Synthetic battery | battery | 0 | 0 | 20 | 20 | 1 | 0
5152 | Synthetic pumped | pumped | 0 | 0 | 48 | 48 | 1 | 0
5152 | Synthetic battery | battery | 0 | 0 | 20 | 20 | 1 | 0
5153 | Synthetic pumped | pumped | 0 | 0 | 48 | 48 | 1 | 0
5153 | Synthetic battery | battery | 0 | 4.2131 | 20 | 15.4303 | 0.77151 | 0
5154 | Synthetic pumped | pumped | 0 | 10.397 | 48 | 36.4478 | 0.75933 | 0
5154 | Synthetic battery | battery | 0 | 10 | 15.4303 | 4.5838 | 0.22919 | 0
5155 | Synthetic pumped | pumped | 0 | 12 | 36.4478 | 23.1145 | 0.48155 | 0
5155 | Synthetic battery | battery | 0 | 4.226 | 4.5838 | 0 | 0 | 0
5156 | Synthetic pumped | pumped | 0 | 12 | 23.1145 | 9.7812 | 0.20377 | 0
5156 | Synthetic battery | battery | 0 | 0 | 0 | 0 | 0 | 0
5157 | Synthetic pumped | pumped | 0 | 8.803 | 9.7812 | 0 | 0 | 0
5157 | Synthetic battery | battery | 0 | 0 | 0 | 0 | 0 | 0
5158 | Synthetic pumped | pumped | 0 | 0 | 0 | 0 | 0 | 0
5158 | Synthetic battery | battery | 0 | 0 | 0 | 0 | 0 | 0
5159 | Synthetic pumped | pumped | 0 | 0 | 0 | 0 | 0 | 0
5159 | Synthetic battery | battery | 0 | 0 | 0 | 0 | 0 | 0
5160 | Synthetic pumped | pumped | 0 | 0 | 0 | 0 | 0 | 0
5160 | Synthetic battery | battery | 0 | 0 | 0 | 0 | 0 | 0
5161 | Synthetic pumped | pumped | 0 | 0 | 0 | 0 | 0 | 0
5161 | Synthetic battery | battery | 0 | 0 | 0 | 0 | 0 | 0
5162 | Synthetic pumped | pumped | 0 | 0 | 0 | 0 | 0 | 0
5162 | Synthetic battery | battery | 0 | 0 | 0 | 0 | 0 | 0
5163 | Synthetic pumped | pumped | 0 | 0 | 0 | 0 | 0 | 0
5163 | Synthetic battery | battery | 0 | 0 | 0 | 0 | 0 | 0
5164 | Synthetic pumped | pumped | 0 | 0 | 0 | 0 | 0 | 0
5164 | Synthetic battery | battery | 0 | 0 | 0 | 0 | 0 | 0
5165 | Synthetic pumped | pumped | 0 | 0 | 0 | 0 | 0 | 0
5165 | Synthetic battery | battery | 0 | 0 | 0 | 0 | 0 | 0
5166 | Synthetic pumped | pumped | 0 | 0 | 0 | 0 | 0 | 0
5166 | Synthetic battery | battery | 0 | 0 | 0 | 0 | 0 | 0
5167 | Synthetic pumped | pumped | 0 | 0 | 0 | 0 | 0 | 0
5167 | Synthetic battery | battery | 0 | 0 | 0 | 0 | 0 | 0
5168 | Synthetic pumped | pumped | 0 | 0 | 0 | 0 | 0 | 0
5168 | Synthetic battery | battery | 0 | 0 | 0 | 0 | 0 | 0
5169 | Synthetic pumped | pumped | 0 | 0 | 0 | 0 | 0 | 0
5169 | Synthetic battery | battery | 0 | 0 | 0 | 0 | 0 | 0
5170 | Synthetic pumped | pumped | 8.8203 | 0 | 0 | 7.9383 | 0.16538 | 0
5170 | Synthetic battery | battery | 0 | 0 | 0 | 0 | 0 | 0
5171 | Synthetic pumped | pumped | 12 | 0 | 7.9383 | 18.7383 | 0.39038 | 0
5171 | Synthetic battery | battery | 1.845 | 0 | 0 | 1.701 | 0.085051 | 0
5172 | Synthetic pumped | pumped | 10.5196 | 0 | 18.7383 | 28.206 | 0.58762 | 0
5172 | Synthetic battery | battery | 0 | 0 | 1.701 | 1.701 | 0.085051 | 0
5173 | Synthetic pumped | pumped | 6.8876 | 0 | 28.206 | 34.4048 | 0.71677 | 3.5527e-15
5173 | Synthetic battery | battery | 0 | 0 | 1.701 | 1.701 | 0.085051 | 0
5174 | Synthetic pumped | pumped | 8.7929 | 0 | 34.4048 | 42.3184 | 0.88163 | 8.8818e-16
5174 | Synthetic battery | battery | 0 | 0 | 1.701 | 1.701 | 0.085051 | 0
5175 | Synthetic pumped | pumped | 1.3585 | 0 | 42.3184 | 43.541 | 0.9071 | -2.8866e-15
5175 | Synthetic battery | battery | 0 | 0 | 1.701 | 1.701 | 0.085051 | 0
5176 | Synthetic pumped | pumped | 0 | 0 | 43.541 | 43.541 | 0.9071 | 0
5176 | Synthetic battery | battery | 0 | 0 | 1.701 | 1.701 | 0.085051 | 0
5177 | Synthetic pumped | pumped | 0 | 3.9244 | 43.541 | 39.1806 | 0.81626 | 1.7764e-15
5177 | Synthetic battery | battery | 0 | 1.5683 | 1.701 | 0 | 0 | 0
5178 | Synthetic pumped | pumped | 0 | 12 | 39.1806 | 25.8473 | 0.53849 | 0
5178 | Synthetic battery | battery | 0 | 0 | 0 | 0 | 0 | 0
5179 | Synthetic pumped | pumped | 0 | 12 | 25.8473 | 12.514 | 0.26071 | 0
5179 | Synthetic battery | battery | 0 | 0 | 0 | 0 | 0 | 0
5180 | Synthetic pumped | pumped | 0 | 11.2626 | 12.514 | 0 | 0 | 0
5180 | Synthetic battery | battery | 0 | 0 | 0 | 0 | 0 | 0
5181 | Synthetic pumped | pumped | 0 | 0 | 0 | 0 | 0 | 0
5181 | Synthetic battery | battery | 0 | 0 | 0 | 0 | 0 | 0
5182 | Synthetic pumped | pumped | 0 | 0 | 0 | 0 | 0 | 0
5182 | Synthetic battery | battery | 0 | 0 | 0 | 0 | 0 | 0
5183 | Synthetic pumped | pumped | 0 | 0 | 0 | 0 | 0 | 0
5183 | Synthetic battery | battery | 0 | 0 | 0 | 0 | 0 | 0
5184 | Synthetic pumped | pumped | 0 | 0 | 0 | 0 | 0 | 0
5184 | Synthetic battery | battery | 0 | 0 | 0 | 0 | 0 | 0
5185 | Synthetic pumped | pumped | 0 | 0 | 0 | 0 | 0 | 0
5185 | Synthetic battery | battery | 0 | 0 | 0 | 0 | 0 | 0
5186 | Synthetic pumped | pumped | 0 | 0 | 0 | 0 | 0 | 0
5186 | Synthetic battery | battery | 0 | 0 | 0 | 0 | 0 | 0
5187 | Synthetic pumped | pumped | 0 | 0 | 0 | 0 | 0 | 0
5187 | Synthetic battery | battery | 0 | 0 | 0 | 0 | 0 | 0
5188 | Synthetic pumped | pumped | 0 | 0 | 0 | 0 | 0 | 0
5188 | Synthetic battery | battery | 0 | 0 | 0 | 0 | 0 | 0
5189 | Synthetic pumped | pumped | 0 | 0 | 0 | 0 | 0 | 0
5189 | Synthetic battery | battery | 0 | 0 | 0 | 0 | 0 | 0
5190 | Synthetic pumped | pumped | 0 | 0 | 0 | 0 | 0 | 0
5190 | Synthetic battery | battery | 0 | 0 | 0 | 0 | 0 | 0
5191 | Synthetic pumped | pumped | 0 | 0 | 0 | 0 | 0 | 0
5191 | Synthetic battery | battery | 0 | 0 | 0 | 0 | 0 | 0
5192 | Synthetic pumped | pumped | 0 | 0 | 0 | 0 | 0 | 0
5192 | Synthetic battery | battery | 0 | 0 | 0 | 0 | 0 | 0
5193 | Synthetic pumped | pumped | 1.1235 | 0 | 0 | 1.0111 | 0.021065 | 0
5193 | Synthetic battery | battery | 0 | 0 | 0 | 0 | 0 | 0
5194 | Synthetic pumped | pumped | 10.2492 | 0 | 1.0111 | 10.2354 | 0.21324 | 0
5194 | Synthetic battery | battery | 0 | 0 | 0 | 0 | 0 | 0
5195 | Synthetic pumped | pumped | 9.982 | 0 | 10.2354 | 19.2192 | 0.4004 | 0
5195 | Synthetic battery | battery | 0 | 0 | 0 | 0 | 0 | 0
5196 | Synthetic pumped | pumped | 12 | 0 | 19.2192 | 30.0192 | 0.6254 | 0
5196 | Synthetic battery | battery | 4.191 | 0 | 0 | 3.8639 | 0.1932 | 0
5197 | Synthetic pumped | pumped | 12 | 0 | 30.0192 | 40.8192 | 0.8504 | 0
5197 | Synthetic battery | battery | 4.0369 | 0 | 3.8639 | 7.5858 | 0.37929 | 0
5198 | Synthetic pumped | pumped | 7.9787 | 0 | 40.8192 | 48 | 1 | 0
5198 | Synthetic battery | battery | 4.6206 | 0 | 7.5858 | 11.8457 | 0.59229 | 0
5199 | Synthetic pumped | pumped | 0 | 0 | 48 | 48 | 1 | 0
5199 | Synthetic battery | battery | 0.97483 | 0 | 11.8457 | 12.7445 | 0.63722 | 8.8818e-16
5200 | Synthetic pumped | pumped | 0 | 0 | 48 | 48 | 1 | 0
5200 | Synthetic battery | battery | 0 | 0 | 12.7445 | 12.7445 | 0.63722 | 0
5201 | Synthetic pumped | pumped | 0 | 0 | 48 | 48 | 1 | 0
5201 | Synthetic battery | battery | 0 | 3.1518 | 12.7445 | 9.3259 | 0.46629 | 0
5202 | Synthetic pumped | pumped | 0 | 11.1174 | 48 | 35.6474 | 0.74265 | 0
5202 | Synthetic battery | battery | 0 | 8.5981 | 9.3259 | 0 | 0 | 0
5203 | Synthetic pumped | pumped | 0 | 12 | 35.6474 | 22.314 | 0.46488 | 0
5203 | Synthetic battery | battery | 0 | 0 | 0 | 0 | 0 | 0
5204 | Synthetic pumped | pumped | 0 | 12 | 22.314 | 8.9807 | 0.1871 | 0
5204 | Synthetic battery | battery | 0 | 0 | 0 | 0 | 0 | 0
5205 | Synthetic pumped | pumped | 0 | 8.0826 | 8.9807 | 0 | 0 | 0
5205 | Synthetic battery | battery | 0 | 0 | 0 | 0 | 0 | 0
5206 | Synthetic pumped | pumped | 0 | 0 | 0 | 0 | 0 | 0
5206 | Synthetic battery | battery | 0 | 0 | 0 | 0 | 0 | 0
5207 | Synthetic pumped | pumped | 0 | 0 | 0 | 0 | 0 | 0
5207 | Synthetic battery | battery | 0 | 0 | 0 | 0 | 0 | 0
5208 | Synthetic pumped | pumped | 0 | 0 | 0 | 0 | 0 | 0
5208 | Synthetic battery | battery | 0 | 0 | 0 | 0 | 0 | 0
5209 | Synthetic pumped | pumped | 0 | 0 | 0 | 0 | 0 | 0
5209 | Synthetic battery | battery | 0 | 0 | 0 | 0 | 0 | 0
5210 | Synthetic pumped | pumped | 0 | 0 | 0 | 0 | 0 | 0
5210 | Synthetic battery | battery | 0 | 0 | 0 | 0 | 0 | 0
5211 | Synthetic pumped | pumped | 0 | 0 | 0 | 0 | 0 | 0
5211 | Synthetic battery | battery | 0 | 0 | 0 | 0 | 0 | 0
5212 | Synthetic pumped | pumped | 0 | 0 | 0 | 0 | 0 | 0
5212 | Synthetic battery | battery | 0 | 0 | 0 | 0 | 0 | 0
5213 | Synthetic pumped | pumped | 0 | 0 | 0 | 0 | 0 | 0
5213 | Synthetic battery | battery | 0 | 0 | 0 | 0 | 0 | 0
5214 | Synthetic pumped | pumped | 0 | 0 | 0 | 0 | 0 | 0
5214 | Synthetic battery | battery | 0 | 0 | 0 | 0 | 0 | 0
5215 | Synthetic pumped | pumped | 0 | 0 | 0 | 0 | 0 | 0
5215 | Synthetic battery | battery | 0 | 0 | 0 | 0 | 0 | 0
5216 | Synthetic pumped | pumped | 0 | 0 | 0 | 0 | 0 | 0
5216 | Synthetic battery | battery | 0 | 0 | 0 | 0 | 0 | 0
5217 | Synthetic pumped | pumped | 0.67522 | 0 | 0 | 0.6077 | 0.01266 | 0
5217 | Synthetic battery | battery | 0 | 0 | 0 | 0 | 0 | 0
5218 | Synthetic pumped | pumped | 12 | 0 | 0.6077 | 11.4077 | 0.23766 | 0
5218 | Synthetic battery | battery | 1.3915 | 0 | 0 | 1.2829 | 0.064144 | 0
5219 | Synthetic pumped | pumped | 10.5064 | 0 | 11.4077 | 20.8635 | 0.43466 | 0
5219 | Synthetic battery | battery | 0 | 0 | 1.2829 | 1.2829 | 0.064144 | 0
5220 | Synthetic pumped | pumped | 12 | 0 | 20.8635 | 31.6635 | 0.65966 | 0
5220 | Synthetic battery | battery | 6.7517 | 0 | 1.2829 | 7.5077 | 0.37538 | 0
5221 | Synthetic pumped | pumped | 12 | 0 | 31.6635 | 42.4635 | 0.88466 | 3.5527e-15
5221 | Synthetic battery | battery | 7.2532 | 0 | 7.5077 | 14.1948 | 0.70974 | -8.8818e-16
5222 | Synthetic pumped | pumped | 6.1517 | 0 | 42.4635 | 48 | 1 | 0
5222 | Synthetic battery | battery | 6.2967 | 0 | 14.1948 | 20 | 1 | 0
5223 | Synthetic pumped | pumped | 0 | 0 | 48 | 48 | 1 | 0
5223 | Synthetic battery | battery | 0 | 0 | 20 | 20 | 1 | 0
5224 | Synthetic pumped | pumped | 0 | 0 | 48 | 48 | 1 | 0
5224 | Synthetic battery | battery | 0 | 0 | 20 | 20 | 1 | 0
5225 | Synthetic pumped | pumped | 0 | 0 | 48 | 48 | 1 | 0
5225 | Synthetic battery | battery | 0 | 0.51757 | 20 | 19.4386 | 0.97193 | 1.5543e-15
5226 | Synthetic pumped | pumped | 0 | 8.0337 | 48 | 39.0737 | 0.81404 | -3.5527e-15
5226 | Synthetic battery | battery | 0 | 10 | 19.4386 | 8.5921 | 0.4296 | 0
5227 | Synthetic pumped | pumped | 0 | 10.5301 | 39.0737 | 27.3736 | 0.57028 | 1.7764e-15
5227 | Synthetic battery | battery | 0 | 7.9215 | 8.5921 | 0 | 0 | 0
5228 | Synthetic pumped | pumped | 0 | 12 | 27.3736 | 14.0403 | 0.29251 | 0
5228 | Synthetic battery | battery | 0 | 0 | 0 | 0 | 0 | 0
5229 | Synthetic pumped | pumped | 0 | 12 | 14.0403 | 0.70696 | 0.014728 | 0
5229 | Synthetic battery | battery | 0 | 0 | 0 | 0 | 0 | 0
5230 | Synthetic pumped | pumped | 0 | 0.63626 | 0.70696 | 0 | 0 | 0
5230 | Synthetic battery | battery | 0 | 0 | 0 | 0 | 0 | 0
5231 | Synthetic pumped | pumped | 0 | 0 | 0 | 0 | 0 | 0
5231 | Synthetic battery | battery | 0 | 0 | 0 | 0 | 0 | 0
5232 | Synthetic pumped | pumped | 0 | 0 | 0 | 0 | 0 | 0
5232 | Synthetic battery | battery | 0 | 0 | 0 | 0 | 0 | 0
5233 | Synthetic pumped | pumped | 0 | 0 | 0 | 0 | 0 | 0
5233 | Synthetic battery | battery | 0 | 0 | 0 | 0 | 0 | 0
5234 | Synthetic pumped | pumped | 0 | 0 | 0 | 0 | 0 | 0
5234 | Synthetic battery | battery | 0 | 0 | 0 | 0 | 0 | 0
5235 | Synthetic pumped | pumped | 0 | 0 | 0 | 0 | 0 | 0
5235 | Synthetic battery | battery | 0 | 0 | 0 | 0 | 0 | 0
5236 | Synthetic pumped | pumped | 0 | 0 | 0 | 0 | 0 | 0
5236 | Synthetic battery | battery | 0 | 0 | 0 | 0 | 0 | 0
5237 | Synthetic pumped | pumped | 0 | 0 | 0 | 0 | 0 | 0
5237 | Synthetic battery | battery | 0 | 0 | 0 | 0 | 0 | 0
5238 | Synthetic pumped | pumped | 0 | 0 | 0 | 0 | 0 | 0
5238 | Synthetic battery | battery | 0 | 0 | 0 | 0 | 0 | 0
5239 | Synthetic pumped | pumped | 0 | 0 | 0 | 0 | 0 | 0
5239 | Synthetic battery | battery | 0 | 0 | 0 | 0 | 0 | 0
5240 | Synthetic pumped | pumped | 0 | 0 | 0 | 0 | 0 | 0
5240 | Synthetic battery | battery | 0 | 0 | 0 | 0 | 0 | 0
5241 | Synthetic pumped | pumped | 0 | 0 | 0 | 0 | 0 | 0
5241 | Synthetic battery | battery | 0 | 0 | 0 | 0 | 0 | 0
5242 | Synthetic pumped | pumped | 5.4269 | 0 | 0 | 4.8842 | 0.10176 | 0
5242 | Synthetic battery | battery | 0 | 0 | 0 | 0 | 0 | 0
5243 | Synthetic pumped | pumped | 8.1342 | 0 | 4.8842 | 12.205 | 0.25427 | 8.8818e-16
5243 | Synthetic battery | battery | 0 | 0 | 0 | 0 | 0 | 0
5244 | Synthetic pumped | pumped | 11.6905 | 0 | 12.205 | 22.7265 | 0.47347 | -1.7764e-15
5244 | Synthetic battery | battery | 0 | 0 | 0 | 0 | 0 | 0
5245 | Synthetic pumped | pumped | 10.3997 | 0 | 22.7265 | 32.0862 | 0.66846 | 0
5245 | Synthetic battery | battery | 0 | 0 | 0 | 0 | 0 | 0
5246 | Synthetic pumped | pumped | 7.6304 | 0 | 32.0862 | 38.9535 | 0.81153 | -1.7764e-15
5246 | Synthetic battery | battery | 0 | 0 | 0 | 0 | 0 | 0
5247 | Synthetic pumped | pumped | 1.5503 | 0 | 38.9535 | 40.3489 | 0.8406 | 1.3323e-15
5247 | Synthetic battery | battery | 0 | 0 | 0 | 0 | 0 | 0
5248 | Synthetic pumped | pumped | 0 | 0 | 40.3489 | 40.3489 | 0.8406 | 0
5248 | Synthetic battery | battery | 0 | 0 | 0 | 0 | 0 | 0
5249 | Synthetic pumped | pumped | 0 | 6.7944 | 40.3489 | 32.7996 | 0.68332 | -2.6645e-15
5249 | Synthetic battery | battery | 0 | 0 | 0 | 0 | 0 | 0
5250 | Synthetic pumped | pumped | 0 | 12 | 32.7996 | 19.4662 | 0.40555 | 0
5250 | Synthetic battery | battery | 0 | 0 | 0 | 0 | 0 | 0
5251 | Synthetic pumped | pumped | 0 | 12 | 19.4662 | 6.1329 | 0.12777 | 0
5251 | Synthetic battery | battery | 0 | 0 | 0 | 0 | 0 | 0
5252 | Synthetic pumped | pumped | 0 | 5.5196 | 6.1329 | 0 | 0 | 0
5252 | Synthetic battery | battery | 0 | 0 | 0 | 0 | 0 | 0
5253 | Synthetic pumped | pumped | 0 | 0 | 0 | 0 | 0 | 0
5253 | Synthetic battery | battery | 0 | 0 | 0 | 0 | 0 | 0
5254 | Synthetic pumped | pumped | 0 | 0 | 0 | 0 | 0 | 0
5254 | Synthetic battery | battery | 0 | 0 | 0 | 0 | 0 | 0
5255 | Synthetic pumped | pumped | 0 | 0 | 0 | 0 | 0 | 0
5255 | Synthetic battery | battery | 0 | 0 | 0 | 0 | 0 | 0
5256 | Synthetic pumped | pumped | 0 | 0 | 0 | 0 | 0 | 0
5256 | Synthetic battery | battery | 0 | 0 | 0 | 0 | 0 | 0
5257 | Synthetic pumped | pumped | 0 | 0 | 0 | 0 | 0 | 0
5257 | Synthetic battery | battery | 0 | 0 | 0 | 0 | 0 | 0
5258 | Synthetic pumped | pumped | 0 | 0 | 0 | 0 | 0 | 0
5258 | Synthetic battery | battery | 0 | 0 | 0 | 0 | 0 | 0
5259 | Synthetic pumped | pumped | 0 | 0 | 0 | 0 | 0 | 0
5259 | Synthetic battery | battery | 0 | 0 | 0 | 0 | 0 | 0
5260 | Synthetic pumped | pumped | 0 | 0 | 0 | 0 | 0 | 0
5260 | Synthetic battery | battery | 0 | 0 | 0 | 0 | 0 | 0
5261 | Synthetic pumped | pumped | 0 | 0 | 0 | 0 | 0 | 0
5261 | Synthetic battery | battery | 0 | 0 | 0 | 0 | 0 | 0
5262 | Synthetic pumped | pumped | 0 | 0 | 0 | 0 | 0 | 0
5262 | Synthetic battery | battery | 0 | 0 | 0 | 0 | 0 | 0
5263 | Synthetic pumped | pumped | 0 | 0 | 0 | 0 | 0 | 0
5263 | Synthetic battery | battery | 0 | 0 | 0 | 0 | 0 | 0
5264 | Synthetic pumped | pumped | 0 | 0 | 0 | 0 | 0 | 0
5264 | Synthetic battery | battery | 0 | 0 | 0 | 0 | 0 | 0
5265 | Synthetic pumped | pumped | 0 | 0 | 0 | 0 | 0 | 0
5265 | Synthetic battery | battery | 0 | 0 | 0 | 0 | 0 | 0
5266 | Synthetic pumped | pumped | 0 | 0 | 0 | 0 | 0 | 0
5266 | Synthetic battery | battery | 0 | 0 | 0 | 0 | 0 | 0
5267 | Synthetic pumped | pumped | 11.386 | 0 | 0 | 10.2474 | 0.21349 | 0
5267 | Synthetic battery | battery | 0 | 0 | 0 | 0 | 0 | 0
5268 | Synthetic pumped | pumped | 7.2797 | 0 | 10.2474 | 16.7991 | 0.34998 | 1.7764e-15
5268 | Synthetic battery | battery | 0 | 0 | 0 | 0 | 0 | 0
5269 | Synthetic pumped | pumped | 9.6404 | 0 | 16.7991 | 25.4754 | 0.53074 | 1.7764e-15
5269 | Synthetic battery | battery | 0 | 0 | 0 | 0 | 0 | 0
5270 | Synthetic pumped | pumped | 4.197 | 0 | 25.4754 | 29.2527 | 0.60943 | 0
5270 | Synthetic battery | battery | 0 | 0 | 0 | 0 | 0 | 0
5271 | Synthetic pumped | pumped | 0.14355 | 0 | 29.2527 | 29.3819 | 0.61212 | -7.2164e-16
5271 | Synthetic battery | battery | 0 | 0 | 0 | 0 | 0 | 0
5272 | Synthetic pumped | pumped | 0 | 0 | 29.3819 | 29.3819 | 0.61212 | 0
5272 | Synthetic battery | battery | 0 | 0 | 0 | 0 | 0 | 0
5273 | Synthetic pumped | pumped | 0 | 3.4146 | 29.3819 | 25.5879 | 0.53308 | -1.3323e-15
5273 | Synthetic battery | battery | 0 | 0 | 0 | 0 | 0 | 0
5274 | Synthetic pumped | pumped | 0 | 12 | 25.5879 | 12.2545 | 0.2553 | 0
5274 | Synthetic battery | battery | 0 | 0 | 0 | 0 | 0 | 0
5275 | Synthetic pumped | pumped | 0 | 11.0291 | 12.2545 | 0 | 0 | 0
5275 | Synthetic battery | battery | 0 | 0 | 0 | 0 | 0 | 0
5276 | Synthetic pumped | pumped | 0 | 0 | 0 | 0 | 0 | 0
5276 | Synthetic battery | battery | 0 | 0 | 0 | 0 | 0 | 0
5277 | Synthetic pumped | pumped | 0 | 0 | 0 | 0 | 0 | 0
5277 | Synthetic battery | battery | 0 | 0 | 0 | 0 | 0 | 0
5278 | Synthetic pumped | pumped | 0 | 0 | 0 | 0 | 0 | 0
5278 | Synthetic battery | battery | 0 | 0 | 0 | 0 | 0 | 0
5279 | Synthetic pumped | pumped | 0 | 0 | 0 | 0 | 0 | 0
5279 | Synthetic battery | battery | 0 | 0 | 0 | 0 | 0 | 0
5280 | Synthetic pumped | pumped | 0 | 0 | 0 | 0 | 0 | 0
5280 | Synthetic battery | battery | 0 | 0 | 0 | 0 | 0 | 0
5281 | Synthetic pumped | pumped | 0 | 0 | 0 | 0 | 0 | 0
5281 | Synthetic battery | battery | 0 | 0 | 0 | 0 | 0 | 0
5282 | Synthetic pumped | pumped | 0 | 0 | 0 | 0 | 0 | 0
5282 | Synthetic battery | battery | 0 | 0 | 0 | 0 | 0 | 0
5283 | Synthetic pumped | pumped | 0 | 0 | 0 | 0 | 0 | 0
5283 | Synthetic battery | battery | 0 | 0 | 0 | 0 | 0 | 0
5284 | Synthetic pumped | pumped | 0 | 0 | 0 | 0 | 0 | 0
5284 | Synthetic battery | battery | 0 | 0 | 0 | 0 | 0 | 0
5285 | Synthetic pumped | pumped | 0 | 0 | 0 | 0 | 0 | 0
5285 | Synthetic battery | battery | 0 | 0 | 0 | 0 | 0 | 0
5286 | Synthetic pumped | pumped | 0 | 0 | 0 | 0 | 0 | 0
5286 | Synthetic battery | battery | 0 | 0 | 0 | 0 | 0 | 0
5287 | Synthetic pumped | pumped | 0 | 0 | 0 | 0 | 0 | 0
5287 | Synthetic battery | battery | 0 | 0 | 0 | 0 | 0 | 0
5288 | Synthetic pumped | pumped | 0 | 0 | 0 | 0 | 0 | 0
5288 | Synthetic battery | battery | 0 | 0 | 0 | 0 | 0 | 0
5289 | Synthetic pumped | pumped | 0 | 0 | 0 | 0 | 0 | 0
5289 | Synthetic battery | battery | 0 | 0 | 0 | 0 | 0 | 0
5290 | Synthetic pumped | pumped | 3.006 | 0 | 0 | 2.7054 | 0.056363 | 0
5290 | Synthetic battery | battery | 0 | 0 | 0 | 0 | 0 | 0
5291 | Synthetic pumped | pumped | 2.1296 | 0 | 2.7054 | 4.6221 | 0.096293 | 0
5291 | Synthetic battery | battery | 0 | 0 | 0 | 0 | 0 | 0
5292 | Synthetic pumped | pumped | 12 | 0 | 4.6221 | 15.4221 | 0.32129 | 0
5292 | Synthetic battery | battery | 0.91303 | 0 | 0 | 0.84177 | 0.042088 | 0
5293 | Synthetic pumped | pumped | 9.2821 | 0 | 15.4221 | 23.776 | 0.49533 | 1.7764e-15
5293 | Synthetic battery | battery | 0 | 0 | 0.84177 | 0.84177 | 0.042088 | 0
5294 | Synthetic pumped | pumped | 5.5643 | 0 | 23.776 | 28.7839 | 0.59966 | 0
5294 | Synthetic battery | battery | 0 | 0 | 0.84177 | 0.84177 | 0.042088 | 0
5295 | Synthetic pumped | pumped | 0 | 0 | 28.7839 | 28.7839 | 0.59966 | 0
5295 | Synthetic battery | battery | 0 | 0 | 0.84177 | 0.84177 | 0.042088 | 0
5296 | Synthetic pumped | pumped | 0 | 0 | 28.7839 | 28.7839 | 0.59966 | 0
5296 | Synthetic battery | battery | 0 | 0 | 0.84177 | 0.84177 | 0.042088 | 0
5297 | Synthetic pumped | pumped | 0 | 1.6824 | 28.7839 | 26.9145 | 0.56072 | -1.5543e-15
5297 | Synthetic battery | battery | 0 | 0.77607 | 0.84177 | 0 | 0 | 0
5298 | Synthetic pumped | pumped | 0 | 12 | 26.9145 | 13.5812 | 0.28294 | 0
5298 | Synthetic battery | battery | 0 | 0 | 0 | 0 | 0 | 0
5299 | Synthetic pumped | pumped | 0 | 12 | 13.5812 | 0.24783 | 0.0051632 | 0
5299 | Synthetic battery | battery | 0 | 0 | 0 | 0 | 0 | 0
5300 | Synthetic pumped | pumped | 0 | 0.22305 | 0.24783 | 0 | 0 | 0
5300 | Synthetic battery | battery | 0 | 0 | 0 | 0 | 0 | 0
5301 | Synthetic pumped | pumped | 0 | 0 | 0 | 0 | 0 | 0
5301 | Synthetic battery | battery | 0 | 0 | 0 | 0 | 0 | 0
5302 | Synthetic pumped | pumped | 0 | 0 | 0 | 0 | 0 | 0
5302 | Synthetic battery | battery | 0 | 0 | 0 | 0 | 0 | 0
5303 | Synthetic pumped | pumped | 0 | 0 | 0 | 0 | 0 | 0
5303 | Synthetic battery | battery | 0 | 0 | 0 | 0 | 0 | 0
5304 | Synthetic pumped | pumped | 0 | 0 | 0 | 0 | 0 | 0
5304 | Synthetic battery | battery | 0 | 0 | 0 | 0 | 0 | 0
5305 | Synthetic pumped | pumped | 0 | 0 | 0 | 0 | 0 | 0
5305 | Synthetic battery | battery | 0 | 0 | 0 | 0 | 0 | 0
5306 | Synthetic pumped | pumped | 0 | 0 | 0 | 0 | 0 | 0
5306 | Synthetic battery | battery | 0 | 0 | 0 | 0 | 0 | 0
5307 | Synthetic pumped | pumped | 0 | 0 | 0 | 0 | 0 | 0
5307 | Synthetic battery | battery | 0 | 0 | 0 | 0 | 0 | 0
5308 | Synthetic pumped | pumped | 0 | 0 | 0 | 0 | 0 | 0
5308 | Synthetic battery | battery | 0 | 0 | 0 | 0 | 0 | 0
5309 | Synthetic pumped | pumped | 0 | 0 | 0 | 0 | 0 | 0
5309 | Synthetic battery | battery | 0 | 0 | 0 | 0 | 0 | 0
5310 | Synthetic pumped | pumped | 0 | 0 | 0 | 0 | 0 | 0
5310 | Synthetic battery | battery | 0 | 0 | 0 | 0 | 0 | 0
5311 | Synthetic pumped | pumped | 0 | 0 | 0 | 0 | 0 | 0
5311 | Synthetic battery | battery | 0 | 0 | 0 | 0 | 0 | 0
5312 | Synthetic pumped | pumped | 0 | 0 | 0 | 0 | 0 | 0
5312 | Synthetic battery | battery | 0 | 0 | 0 | 0 | 0 | 0
5313 | Synthetic pumped | pumped | 0 | 0 | 0 | 0 | 0 | 0
5313 | Synthetic battery | battery | 0 | 0 | 0 | 0 | 0 | 0
5314 | Synthetic pumped | pumped | 0 | 0 | 0 | 0 | 0 | 0
5314 | Synthetic battery | battery | 0 | 0 | 0 | 0 | 0 | 0
5315 | Synthetic pumped | pumped | 2.1107 | 0 | 0 | 1.8997 | 0.039576 | 0
5315 | Synthetic battery | battery | 0 | 0 | 0 | 0 | 0 | 0
5316 | Synthetic pumped | pumped | 5.1316 | 0 | 1.8997 | 6.5181 | 0.13579 | 0
5316 | Synthetic battery | battery | 0 | 0 | 0 | 0 | 0 | 0
5317 | Synthetic pumped | pumped | 6.7346 | 0 | 6.5181 | 12.5793 | 0.26207 | -8.8818e-16
5317 | Synthetic battery | battery | 0 | 0 | 0 | 0 | 0 | 0
5318 | Synthetic pumped | pumped | 4.6585 | 0 | 12.5793 | 16.7719 | 0.34941 | 8.8818e-16
5318 | Synthetic battery | battery | 0 | 0 | 0 | 0 | 0 | 0
5319 | Synthetic pumped | pumped | 0 | 0 | 16.7719 | 16.7719 | 0.34941 | 0
5319 | Synthetic battery | battery | 0 | 0 | 0 | 0 | 0 | 0
5320 | Synthetic pumped | pumped | 0 | 0 | 16.7719 | 16.7719 | 0.34941 | 0
5320 | Synthetic battery | battery | 0 | 0 | 0 | 0 | 0 | 0
5321 | Synthetic pumped | pumped | 0 | 12 | 16.7719 | 3.4386 | 0.071637 | 0
5321 | Synthetic battery | battery | 0 | 0 | 0 | 0 | 0 | 0
5322 | Synthetic pumped | pumped | 0 | 3.0947 | 3.4386 | 0 | 0 | 0
5322 | Synthetic battery | battery | 0 | 0 | 0 | 0 | 0 | 0
5323 | Synthetic pumped | pumped | 0 | 0 | 0 | 0 | 0 | 0
5323 | Synthetic battery | battery | 0 | 0 | 0 | 0 | 0 | 0
5324 | Synthetic pumped | pumped | 0 | 0 | 0 | 0 | 0 | 0
5324 | Synthetic battery | battery | 0 | 0 | 0 | 0 | 0 | 0
5325 | Synthetic pumped | pumped | 0 | 0 | 0 | 0 | 0 | 0
5325 | Synthetic battery | battery | 0 | 0 | 0 | 0 | 0 | 0
5326 | Synthetic pumped | pumped | 0 | 0 | 0 | 0 | 0 | 0
5326 | Synthetic battery | battery | 0 | 0 | 0 | 0 | 0 | 0
5327 | Synthetic pumped | pumped | 0 | 0 | 0 | 0 | 0 | 0
5327 | Synthetic battery | battery | 0 | 0 | 0 | 0 | 0 | 0
5328 | Synthetic pumped | pumped | 0 | 0 | 0 | 0 | 0 | 0
5328 | Synthetic battery | battery | 0 | 0 | 0 | 0 | 0 | 0
5329 | Synthetic pumped | pumped | 0 | 0 | 0 | 0 | 0 | 0
5329 | Synthetic battery | battery | 0 | 0 | 0 | 0 | 0 | 0
5330 | Synthetic pumped | pumped | 0 | 0 | 0 | 0 | 0 | 0
5330 | Synthetic battery | battery | 0 | 0 | 0 | 0 | 0 | 0
5331 | Synthetic pumped | pumped | 0 | 0 | 0 | 0 | 0 | 0
5331 | Synthetic battery | battery | 0 | 0 | 0 | 0 | 0 | 0
5332 | Synthetic pumped | pumped | 0 | 0 | 0 | 0 | 0 | 0
5332 | Synthetic battery | battery | 0 | 0 | 0 | 0 | 0 | 0
5333 | Synthetic pumped | pumped | 0 | 0 | 0 | 0 | 0 | 0
5333 | Synthetic battery | battery | 0 | 0 | 0 | 0 | 0 | 0
5334 | Synthetic pumped | pumped | 0 | 0 | 0 | 0 | 0 | 0
5334 | Synthetic battery | battery | 0 | 0 | 0 | 0 | 0 | 0
5335 | Synthetic pumped | pumped | 0 | 0 | 0 | 0 | 0 | 0
5335 | Synthetic battery | battery | 0 | 0 | 0 | 0 | 0 | 0
5336 | Synthetic pumped | pumped | 0 | 0 | 0 | 0 | 0 | 0
5336 | Synthetic battery | battery | 0 | 0 | 0 | 0 | 0 | 0
5337 | Synthetic pumped | pumped | 10.2068 | 0 | 0 | 9.1861 | 0.19138 | 0
5337 | Synthetic battery | battery | 0 | 0 | 0 | 0 | 0 | 0
5338 | Synthetic pumped | pumped | 12 | 0 | 9.1861 | 19.9861 | 0.41638 | -1.7764e-15
5338 | Synthetic battery | battery | 1.8678 | 0 | 0 | 1.7221 | 0.086103 | 0
5339 | Synthetic pumped | pumped | 12 | 0 | 19.9861 | 30.7861 | 0.64138 | 0
5339 | Synthetic battery | battery | 10 | 0 | 1.7221 | 10.9416 | 0.54708 | 0
5340 | Synthetic pumped | pumped | 12 | 0 | 30.7861 | 41.5861 | 0.86638 | 0
5340 | Synthetic battery | battery | 9.8252 | 0 | 10.9416 | 20 | 1 | 0
5341 | Synthetic pumped | pumped | 7.1265 | 0 | 41.5861 | 48 | 1 | 0
5341 | Synthetic battery | battery | 0 | 0 | 20 | 20 | 1 | 0
5342 | Synthetic pumped | pumped | 0 | 0 | 48 | 48 | 1 | 0
5342 | Synthetic battery | battery | 0 | 0 | 20 | 20 | 1 | 0
5343 | Synthetic pumped | pumped | 0 | 0 | 48 | 48 | 1 | 0
5343 | Synthetic battery | battery | 0 | 0 | 20 | 20 | 1 | 0
5344 | Synthetic pumped | pumped | 0 | 0 | 48 | 48 | 1 | 0
5344 | Synthetic battery | battery | 0 | 0 | 20 | 20 | 1 | 0
5345 | Synthetic pumped | pumped | 0 | 0 | 48 | 48 | 1 | 0
5345 | Synthetic battery | battery | 0 | 0 | 20 | 20 | 1 | 0
5346 | Synthetic pumped | pumped | 0 | 9.5396 | 48 | 37.4004 | 0.77918 | 3.5527e-15
5346 | Synthetic battery | battery | 0 | 10 | 20 | 9.1535 | 0.45767 | 0
5347 | Synthetic pumped | pumped | 0 | 11.2031 | 37.4004 | 24.9525 | 0.51984 | -1.7764e-15
5347 | Synthetic battery | battery | 0 | 8.4391 | 9.1535 | 0 | 0 | 0
5348 | Synthetic pumped | pumped | 0 | 12 | 24.9525 | 11.6192 | 0.24207 | 0
5348 | Synthetic battery | battery | 0 | 0 | 0 | 0 | 0 | 0
5349 | Synthetic pumped | pumped | 0 | 10.4573 | 11.6192 | 0 | 0 | 0
5349 | Synthetic battery | battery | 0 | 0 | 0 | 0 | 0 | 0
5350 | Synthetic pumped | pumped | 0 | 0 | 0 | 0 | 0 | 0
5350 | Synthetic battery | battery | 0 | 0 | 0 | 0 | 0 | 0
5351 | Synthetic pumped | pumped | 0 | 0 | 0 | 0 | 0 | 0
5351 | Synthetic battery | battery | 0 | 0 | 0 | 0 | 0 | 0
5352 | Synthetic pumped | pumped | 0 | 0 | 0 | 0 | 0 | 0
5352 | Synthetic battery | battery | 0 | 0 | 0 | 0 | 0 | 0
5353 | Synthetic pumped | pumped | 0 | 0 | 0 | 0 | 0 | 0
5353 | Synthetic battery | battery | 0 | 0 | 0 | 0 | 0 | 0
5354 | Synthetic pumped | pumped | 0 | 0 | 0 | 0 | 0 | 0
5354 | Synthetic battery | battery | 0 | 0 | 0 | 0 | 0 | 0
5355 | Synthetic pumped | pumped | 0 | 0 | 0 | 0 | 0 | 0
5355 | Synthetic battery | battery | 0 | 0 | 0 | 0 | 0 | 0
5356 | Synthetic pumped | pumped | 0 | 0 | 0 | 0 | 0 | 0
5356 | Synthetic battery | battery | 0 | 0 | 0 | 0 | 0 | 0
5357 | Synthetic pumped | pumped | 0 | 0 | 0 | 0 | 0 | 0
5357 | Synthetic battery | battery | 0 | 0 | 0 | 0 | 0 | 0
5358 | Synthetic pumped | pumped | 0 | 0 | 0 | 0 | 0 | 0
5358 | Synthetic battery | battery | 0 | 0 | 0 | 0 | 0 | 0
5359 | Synthetic pumped | pumped | 0 | 0 | 0 | 0 | 0 | 0
5359 | Synthetic battery | battery | 0 | 0 | 0 | 0 | 0 | 0
5360 | Synthetic pumped | pumped | 0 | 0 | 0 | 0 | 0 | 0
5360 | Synthetic battery | battery | 0 | 0 | 0 | 0 | 0 | 0
5361 | Synthetic pumped | pumped | 6.3087 | 0 | 0 | 5.6779 | 0.11829 | 0
5361 | Synthetic battery | battery | 0 | 0 | 0 | 0 | 0 | 0
5362 | Synthetic pumped | pumped | 10.5762 | 0 | 5.6779 | 15.1964 | 0.31659 | 0
5362 | Synthetic battery | battery | 0 | 0 | 0 | 0 | 0 | 0
5363 | Synthetic pumped | pumped | 7.6387 | 0 | 15.1964 | 22.0713 | 0.45982 | 8.8818e-16
5363 | Synthetic battery | battery | 0 | 0 | 0 | 0 | 0 | 0
5364 | Synthetic pumped | pumped | 12 | 0 | 22.0713 | 32.8713 | 0.68482 | 0
5364 | Synthetic battery | battery | 3.6731 | 0 | 0 | 3.3864 | 0.16932 | 0
5365 | Synthetic pumped | pumped | 9.0173 | 0 | 32.8713 | 40.9869 | 0.85389 | -1.7764e-15
5365 | Synthetic battery | battery | 0 | 0 | 3.3864 | 3.3864 | 0.16932 | 0
5366 | Synthetic pumped | pumped | 7.7924 | 0 | 40.9869 | 48 | 1 | 0
5366 | Synthetic battery | battery | 6.0938 | 0 | 3.3864 | 9.0046 | 0.45023 | 0
5367 | Synthetic pumped | pumped | 0 | 0 | 48 | 48 | 1 | 0
5367 | Synthetic battery | battery | 1.8398 | 0 | 9.0046 | 10.7009 | 0.53504 | -6.6613e-16
5368 | Synthetic pumped | pumped | 0 | 0 | 48 | 48 | 1 | 0
5368 | Synthetic battery | battery | 0 | 0 | 10.7009 | 10.7009 | 0.53504 | 0
5369 | Synthetic pumped | pumped | 0 | 0 | 48 | 48 | 1 | 0
5369 | Synthetic battery | battery | 0 | 8.4932 | 10.7009 | 1.4888 | 0.074438 | 0
5370 | Synthetic pumped | pumped | 0 | 12 | 48 | 34.6667 | 0.72222 | 3.5527e-15
5370 | Synthetic battery | battery | 0 | 1.3726 | 1.4888 | 0 | 0 | 0
5371 | Synthetic pumped | pumped | 0 | 12 | 34.6667 | 21.3333 | 0.44444 | 0
5371 | Synthetic battery | battery | 0 | 0 | 0 | 0 | 0 | 0
5372 | Synthetic pumped | pumped | 0 | 12 | 21.3333 | 8 | 0.16667 | 0
5372 | Synthetic battery | battery | 0 | 0 | 0 | 0 | 0 | 0
5373 | Synthetic pumped | pumped | 0 | 7.2 | 8 | 0 | 0 | 0
5373 | Synthetic battery | battery | 0 | 0 | 0 | 0 | 0 | 0
5374 | Synthetic pumped | pumped | 0 | 0 | 0 | 0 | 0 | 0
5374 | Synthetic battery | battery | 0 | 0 | 0 | 0 | 0 | 0
5375 | Synthetic pumped | pumped | 0 | 0 | 0 | 0 | 0 | 0
5375 | Synthetic battery | battery | 0 | 0 | 0 | 0 | 0 | 0
5376 | Synthetic pumped | pumped | 0 | 0 | 0 | 0 | 0 | 0
5376 | Synthetic battery | battery | 0 | 0 | 0 | 0 | 0 | 0
5377 | Synthetic pumped | pumped | 0 | 0 | 0 | 0 | 0 | 0
5377 | Synthetic battery | battery | 0 | 0 | 0 | 0 | 0 | 0
5378 | Synthetic pumped | pumped | 0 | 0 | 0 | 0 | 0 | 0
5378 | Synthetic battery | battery | 0 | 0 | 0 | 0 | 0 | 0
5379 | Synthetic pumped | pumped | 0 | 0 | 0 | 0 | 0 | 0
5379 | Synthetic battery | battery | 0 | 0 | 0 | 0 | 0 | 0
5380 | Synthetic pumped | pumped | 0 | 0 | 0 | 0 | 0 | 0
5380 | Synthetic battery | battery | 0 | 0 | 0 | 0 | 0 | 0
5381 | Synthetic pumped | pumped | 0 | 0 | 0 | 0 | 0 | 0
5381 | Synthetic battery | battery | 0 | 0 | 0 | 0 | 0 | 0
5382 | Synthetic pumped | pumped | 0 | 0 | 0 | 0 | 0 | 0
5382 | Synthetic battery | battery | 0 | 0 | 0 | 0 | 0 | 0
5383 | Synthetic pumped | pumped | 0 | 0 | 0 | 0 | 0 | 0
5383 | Synthetic battery | battery | 0 | 0 | 0 | 0 | 0 | 0
5384 | Synthetic pumped | pumped | 0 | 0 | 0 | 0 | 0 | 0
5384 | Synthetic battery | battery | 0 | 0 | 0 | 0 | 0 | 0
5385 | Synthetic pumped | pumped | 0.031014 | 0 | 0 | 0.027913 | 0.00058151 | 0
5385 | Synthetic battery | battery | 0 | 0 | 0 | 0 | 0 | 0
5386 | Synthetic pumped | pumped | 8.4148 | 0 | 0.027913 | 7.6013 | 0.15836 | 0
5386 | Synthetic battery | battery | 0 | 0 | 0 | 0 | 0 | 0
5387 | Synthetic pumped | pumped | 12 | 0 | 7.6013 | 18.4013 | 0.38336 | 0
5387 | Synthetic battery | battery | 4.5995 | 0 | 0 | 4.2406 | 0.21203 | 0
5388 | Synthetic pumped | pumped | 12 | 0 | 18.4013 | 29.2013 | 0.60836 | 0
5388 | Synthetic battery | battery | 7.5301 | 0 | 4.2406 | 11.183 | 0.55915 | -8.8818e-16
5389 | Synthetic pumped | pumped | 10.2904 | 0 | 29.2013 | 38.4626 | 0.8013 | -1.7764e-15
5389 | Synthetic battery | battery | 0 | 0 | 11.183 | 11.183 | 0.55915 | 0
5390 | Synthetic pumped | pumped | 8.6557 | 0 | 38.4626 | 46.2527 | 0.9636 | -2.6645e-15
5390 | Synthetic battery | battery | 0 | 0 | 11.183 | 11.183 | 0.55915 | 0
5391 | Synthetic pumped | pumped | 1.9414 | 0 | 46.2527 | 48 | 1 | 0
5391 | Synthetic battery | battery | 2.3923 | 0 | 11.183 | 13.3886 | 0.66943 | 0
5392 | Synthetic pumped | pumped | 0 | 0 | 48 | 48 | 1 | 0
5392 | Synthetic battery | battery | 0 | 0 | 13.3886 | 13.3886 | 0.66943 | 0
5393 | Synthetic pumped | pumped | 0 | 0 | 48 | 48 | 1 | 0
5393 | Synthetic battery | battery | 0 | 8.936 | 13.3886 | 3.6961 | 0.1848 | 0
5394 | Synthetic pumped | pumped | 0 | 12 | 48 | 34.6667 | 0.72222 | 3.5527e-15
5394 | Synthetic battery | battery | 0 | 3.4076 | 3.6961 | -4.4409e-16 | -2.2204e-17 | 0
5395 | Synthetic pumped | pumped | 0 | 12 | 34.6667 | 21.3333 | 0.44444 | 0
5395 | Synthetic battery | battery | 0 | -4.0943e-16 | -4.4409e-16 | 0 | 0 | 0
5396 | Synthetic pumped | pumped | 0 | 12 | 21.3333 | 8 | 0.16667 | 0
5396 | Synthetic battery | battery | 0 | 0 | 0 | 0 | 0 | 0
5397 | Synthetic pumped | pumped | 0 | 7.2 | 8 | 0 | 0 | 0
5397 | Synthetic battery | battery | 0 | 0 | 0 | 0 | 0 | 0
5398 | Synthetic pumped | pumped | 0 | 0 | 0 | 0 | 0 | 0
5398 | Synthetic battery | battery | 0 | 0 | 0 | 0 | 0 | 0
5399 | Synthetic pumped | pumped | 0 | 0 | 0 | 0 | 0 | 0
5399 | Synthetic battery | battery | 0 | 0 | 0 | 0 | 0 | 0
5400 | Synthetic pumped | pumped | 0 | 0 | 0 | 0 | 0 | 0
5400 | Synthetic battery | battery | 0 | 0 | 0 | 0 | 0 | 0
5401 | Synthetic pumped | pumped | 0 | 0 | 0 | 0 | 0 | 0
5401 | Synthetic battery | battery | 0 | 0 | 0 | 0 | 0 | 0
5402 | Synthetic pumped | pumped | 0 | 0 | 0 | 0 | 0 | 0
5402 | Synthetic battery | battery | 0 | 0 | 0 | 0 | 0 | 0
5403 | Synthetic pumped | pumped | 0 | 0 | 0 | 0 | 0 | 0
5403 | Synthetic battery | battery | 0 | 0 | 0 | 0 | 0 | 0
5404 | Synthetic pumped | pumped | 0 | 0 | 0 | 0 | 0 | 0
5404 | Synthetic battery | battery | 0 | 0 | 0 | 0 | 0 | 0
5405 | Synthetic pumped | pumped | 0 | 0 | 0 | 0 | 0 | 0
5405 | Synthetic battery | battery | 0 | 0 | 0 | 0 | 0 | 0
5406 | Synthetic pumped | pumped | 0 | 0 | 0 | 0 | 0 | 0
5406 | Synthetic battery | battery | 0 | 0 | 0 | 0 | 0 | 0
5407 | Synthetic pumped | pumped | 0 | 0 | 0 | 0 | 0 | 0
5407 | Synthetic battery | battery | 0 | 0 | 0 | 0 | 0 | 0
5408 | Synthetic pumped | pumped | 0 | 0 | 0 | 0 | 0 | 0
5408 | Synthetic battery | battery | 0 | 0 | 0 | 0 | 0 | 0
5409 | Synthetic pumped | pumped | 3.9409 | 0 | 0 | 3.5468 | 0.073892 | 0
5409 | Synthetic battery | battery | 0 | 0 | 0 | 0 | 0 | 0
5410 | Synthetic pumped | pumped | 12 | 0 | 3.5468 | 14.3468 | 0.29889 | 0
5410 | Synthetic battery | battery | 0.93036 | 0 | 0 | 0.85775 | 0.042887 | 0
5411 | Synthetic pumped | pumped | 12 | 0 | 14.3468 | 25.1468 | 0.52389 | 1.7764e-15
5411 | Synthetic battery | battery | 10 | 0 | 0.85775 | 10.0773 | 0.50386 | 0
5412 | Synthetic pumped | pumped | 12 | 0 | 25.1468 | 35.9468 | 0.74889 | 3.5527e-15
5412 | Synthetic battery | battery | 6.5565 | 0 | 10.0773 | 16.1221 | 0.8061 | 0
5413 | Synthetic pumped | pumped | 12 | 0 | 35.9468 | 46.7468 | 0.97389 | -3.5527e-15
5413 | Synthetic battery | battery | 4.2062 | 0 | 16.1221 | 20 | 1 | 0
5414 | Synthetic pumped | pumped | 1.3924 | 0 | 46.7468 | 48 | 1 | 0
5414 | Synthetic battery | battery | 0 | 0 | 20 | 20 | 1 | 0
5415 | Synthetic pumped | pumped | 0 | 0 | 48 | 48 | 1 | 0
5415 | Synthetic battery | battery | 0 | 0 | 20 | 20 | 1 | 0
5416 | Synthetic pumped | pumped | 0 | 0 | 48 | 48 | 1 | 0
5416 | Synthetic battery | battery | 0 | 0 | 20 | 20 | 1 | 0
5417 | Synthetic pumped | pumped | 0 | 0 | 48 | 48 | 1 | 0
5417 | Synthetic battery | battery | 0 | 5.4335 | 20 | 14.1065 | 0.70533 | -8.8818e-16
5418 | Synthetic pumped | pumped | 0 | 8.4249 | 48 | 38.639 | 0.80498 | -1.7764e-15
5418 | Synthetic battery | battery | 0 | 10 | 14.1065 | 3.26 | 0.163 | 0
5419 | Synthetic pumped | pumped | 0 | 12 | 38.639 | 25.3057 | 0.5272 | 0
5419 | Synthetic battery | battery | 0 | 3.0056 | 3.26 | 0 | 0 | 0
5420 | Synthetic pumped | pumped | 0 | 12 | 25.3057 | 11.9724 | 0.24942 | 0
5420 | Synthetic battery | battery | 0 | 0 | 0 | 0 | 0 | 0
5421 | Synthetic pumped | pumped | 0 | 10.7751 | 11.9724 | 0 | 0 | 0
5421 | Synthetic battery | battery | 0 | 0 | 0 | 0 | 0 | 0
5422 | Synthetic pumped | pumped | 0 | 0 | 0 | 0 | 0 | 0
5422 | Synthetic battery | battery | 0 | 0 | 0 | 0 | 0 | 0
5423 | Synthetic pumped | pumped | 0 | 0 | 0 | 0 | 0 | 0
5423 | Synthetic battery | battery | 0 | 0 | 0 | 0 | 0 | 0
5424 | Synthetic pumped | pumped | 0 | 0 | 0 | 0 | 0 | 0
5424 | Synthetic battery | battery | 0 | 0 | 0 | 0 | 0 | 0
5425 | Synthetic pumped | pumped | 0 | 0 | 0 | 0 | 0 | 0
5425 | Synthetic battery | battery | 0 | 0 | 0 | 0 | 0 | 0
5426 | Synthetic pumped | pumped | 0 | 0 | 0 | 0 | 0 | 0
5426 | Synthetic battery | battery | 0 | 0 | 0 | 0 | 0 | 0
5427 | Synthetic pumped | pumped | 0 | 0 | 0 | 0 | 0 | 0
5427 | Synthetic battery | battery | 0 | 0 | 0 | 0 | 0 | 0
5428 | Synthetic pumped | pumped | 0 | 0 | 0 | 0 | 0 | 0
5428 | Synthetic battery | battery | 0 | 0 | 0 | 0 | 0 | 0
5429 | Synthetic pumped | pumped | 0 | 0 | 0 | 0 | 0 | 0
5429 | Synthetic battery | battery | 0 | 0 | 0 | 0 | 0 | 0
5430 | Synthetic pumped | pumped | 0 | 0 | 0 | 0 | 0 | 0
5430 | Synthetic battery | battery | 0 | 0 | 0 | 0 | 0 | 0
5431 | Synthetic pumped | pumped | 0 | 0 | 0 | 0 | 0 | 0
5431 | Synthetic battery | battery | 0 | 0 | 0 | 0 | 0 | 0
5432 | Synthetic pumped | pumped | 0 | 0 | 0 | 0 | 0 | 0
5432 | Synthetic battery | battery | 0 | 0 | 0 | 0 | 0 | 0
5433 | Synthetic pumped | pumped | 5.7184 | 0 | 0 | 5.1466 | 0.10722 | 0
5433 | Synthetic battery | battery | 0 | 0 | 0 | 0 | 0 | 0
5434 | Synthetic pumped | pumped | 10.941 | 0 | 5.1466 | 14.9935 | 0.31236 | -1.7764e-15
5434 | Synthetic battery | battery | 0 | 0 | 0 | 0 | 0 | 0
5435 | Synthetic pumped | pumped | 12 | 0 | 14.9935 | 25.7935 | 0.53736 | 0
5435 | Synthetic battery | battery | 1.3273 | 0 | 0 | 1.2237 | 0.061184 | 0
5436 | Synthetic pumped | pumped | 12 | 0 | 25.7935 | 36.5935 | 0.76236 | -3.5527e-15
5436 | Synthetic battery | battery | 7.6559 | 0 | 1.2237 | 8.282 | 0.4141 | 0
5437 | Synthetic pumped | pumped | 12 | 0 | 36.5935 | 47.3935 | 0.98736 | -3.5527e-15
5437 | Synthetic battery | battery | 9.4728 | 0 | 8.282 | 17.0156 | 0.85078 | 0
5438 | Synthetic pumped | pumped | 0.67394 | 0 | 47.3935 | 48 | 1 | 0
5438 | Synthetic battery | battery | 3.2371 | 0 | 17.0156 | 20 | 1 | 0
5439 | Synthetic pumped | pumped | 0 | 0 | 48 | 48 | 1 | 0
5439 | Synthetic battery | battery | 0 | 0 | 20 | 20 | 1 | 0
5440 | Synthetic pumped | pumped | 0 | 0 | 48 | 48 | 1 | 0
5440 | Synthetic battery | battery | 0 | 0 | 20 | 20 | 1 | 0
5441 | Synthetic pumped | pumped | 0 | 0 | 48 | 48 | 1 | 0
5441 | Synthetic battery | battery | 0 | 4.7675 | 20 | 14.8289 | 0.74144 | -8.8818e-16
5442 | Synthetic pumped | pumped | 0 | 12 | 48 | 34.6667 | 0.72222 | 3.5527e-15
5442 | Synthetic battery | battery | 0 | 10 | 14.8289 | 3.9824 | 0.19912 | 0
5443 | Synthetic pumped | pumped | 0 | 12 | 34.6667 | 21.3333 | 0.44444 | 0
5443 | Synthetic battery | battery | 0 | 3.6716 | 3.9824 | 0 | 0 | 0
5444 | Synthetic pumped | pumped | 0 | 12 | 21.3333 | 8 | 0.16667 | 0
5444 | Synthetic battery | battery | 0 | 0 | 0 | 0 | 0 | 0
5445 | Synthetic pumped | pumped | 0 | 7.2 | 8 | 0 | 0 | 0
5445 | Synthetic battery | battery | 0 | 0 | 0 | 0 | 0 | 0
5446 | Synthetic pumped | pumped | 0 | 0 | 0 | 0 | 0 | 0
5446 | Synthetic battery | battery | 0 | 0 | 0 | 0 | 0 | 0
5447 | Synthetic pumped | pumped | 0 | 0 | 0 | 0 | 0 | 0
5447 | Synthetic battery | battery | 0 | 0 | 0 | 0 | 0 | 0
5448 | Synthetic pumped | pumped | 0 | 0 | 0 | 0 | 0 | 0
5448 | Synthetic battery | battery | 0 | 0 | 0 | 0 | 0 | 0
5449 | Synthetic pumped | pumped | 0 | 0 | 0 | 0 | 0 | 0
5449 | Synthetic battery | battery | 0 | 0 | 0 | 0 | 0 | 0
5450 | Synthetic pumped | pumped | 0 | 0 | 0 | 0 | 0 | 0
5450 | Synthetic battery | battery | 0 | 0 | 0 | 0 | 0 | 0
5451 | Synthetic pumped | pumped | 0 | 0 | 0 | 0 | 0 | 0
5451 | Synthetic battery | battery | 0 | 0 | 0 | 0 | 0 | 0
5452 | Synthetic pumped | pumped | 0 | 0 | 0 | 0 | 0 | 0
5452 | Synthetic battery | battery | 0 | 0 | 0 | 0 | 0 | 0
5453 | Synthetic pumped | pumped | 0 | 0 | 0 | 0 | 0 | 0
5453 | Synthetic battery | battery | 0 | 0 | 0 | 0 | 0 | 0
5454 | Synthetic pumped | pumped | 0 | 0 | 0 | 0 | 0 | 0
5454 | Synthetic battery | battery | 0 | 0 | 0 | 0 | 0 | 0
5455 | Synthetic pumped | pumped | 0 | 0 | 0 | 0 | 0 | 0
5455 | Synthetic battery | battery | 0 | 0 | 0 | 0 | 0 | 0
5456 | Synthetic pumped | pumped | 0 | 0 | 0 | 0 | 0 | 0
5456 | Synthetic battery | battery | 0 | 0 | 0 | 0 | 0 | 0
5457 | Synthetic pumped | pumped | 1.1795 | 0 | 0 | 1.0616 | 0.022116 | 0
5457 | Synthetic battery | battery | 0 | 0 | 0 | 0 | 0 | 0
5458 | Synthetic pumped | pumped | 12 | 0 | 1.0616 | 11.8616 | 0.24712 | 0
5458 | Synthetic battery | battery | 3.6076 | 0 | 0 | 3.326 | 0.1663 | 0
5459 | Synthetic pumped | pumped | 12 | 0 | 11.8616 | 22.6616 | 0.47212 | 0
5459 | Synthetic battery | battery | 6.6142 | 0 | 3.326 | 9.4241 | 0.4712 | -8.8818e-16
5460 | Synthetic pumped | pumped | 12 | 0 | 22.6616 | 33.4616 | 0.69712 | 0
5460 | Synthetic battery | battery | 8.2961 | 0 | 9.4241 | 17.0727 | 0.85364 | 0
5461 | Synthetic pumped | pumped | 12 | 0 | 33.4616 | 44.2616 | 0.92212 | 3.5527e-15
5461 | Synthetic battery | battery | 3.1751 | 0 | 17.0727 | 20 | 1 | 0
5462 | Synthetic pumped | pumped | 4.1538 | 0 | 44.2616 | 48 | 1 | 4.4409e-16
5462 | Synthetic battery | battery | 0 | 0 | 20 | 20 | 1 | 0
5463 | Synthetic pumped | pumped | 0 | 0 | 48 | 48 | 1 | 0
5463 | Synthetic battery | battery | 0 | 0 | 20 | 20 | 1 | 0
5464 | Synthetic pumped | pumped | 0 | 0 | 48 | 48 | 1 | 0
5464 | Synthetic battery | battery | 0 | 0 | 20 | 20 | 1 | 0
5465 | Synthetic pumped | pumped | 0 | 0 | 48 | 48 | 1 | 0
5465 | Synthetic battery | battery | 0 | 0 | 20 | 20 | 1 | 0
5466 | Synthetic pumped | pumped | 0 | 6.1745 | 48 | 41.1395 | 0.85707 | 1.7764e-15
5466 | Synthetic battery | battery | 0 | 10 | 20 | 9.1535 | 0.45767 | 0
5467 | Synthetic pumped | pumped | 0 | 9.7643 | 41.1395 | 30.2902 | 0.63105 | 0
5467 | Synthetic battery | battery | 0 | 8.4391 | 9.1535 | 0 | 0 | 0
5468 | Synthetic pumped | pumped | 0 | 12 | 30.2902 | 16.9569 | 0.35327 | 0
5468 | Synthetic battery | battery | 0 | 0 | 0 | 0 | 0 | 0
5469 | Synthetic pumped | pumped | 0 | 12 | 16.9569 | 3.6236 | 0.075491 | 0
5469 | Synthetic battery | battery | 0 | 0 | 0 | 0 | 0 | 0
5470 | Synthetic pumped | pumped | 0 | 3.2612 | 3.6236 | 0 | 0 | 0
5470 | Synthetic battery | battery | 0 | 0 | 0 | 0 | 0 | 0
5471 | Synthetic pumped | pumped | 0 | 0 | 0 | 0 | 0 | 0
5471 | Synthetic battery | battery | 0 | 0 | 0 | 0 | 0 | 0
5472 | Synthetic pumped | pumped | 0 | 0 | 0 | 0 | 0 | 0
5472 | Synthetic battery | battery | 0 | 0 | 0 | 0 | 0 | 0
5473 | Synthetic pumped | pumped | 0 | 0 | 0 | 0 | 0 | 0
5473 | Synthetic battery | battery | 0 | 0 | 0 | 0 | 0 | 0
5474 | Synthetic pumped | pumped | 0 | 0 | 0 | 0 | 0 | 0
5474 | Synthetic battery | battery | 0 | 0 | 0 | 0 | 0 | 0
5475 | Synthetic pumped | pumped | 0 | 0 | 0 | 0 | 0 | 0
5475 | Synthetic battery | battery | 0 | 0 | 0 | 0 | 0 | 0
5476 | Synthetic pumped | pumped | 0 | 0 | 0 | 0 | 0 | 0
5476 | Synthetic battery | battery | 0 | 0 | 0 | 0 | 0 | 0
5477 | Synthetic pumped | pumped | 0 | 0 | 0 | 0 | 0 | 0
5477 | Synthetic battery | battery | 0 | 0 | 0 | 0 | 0 | 0
5478 | Synthetic pumped | pumped | 0 | 0 | 0 | 0 | 0 | 0
5478 | Synthetic battery | battery | 0 | 0 | 0 | 0 | 0 | 0
5479 | Synthetic pumped | pumped | 0 | 0 | 0 | 0 | 0 | 0
5479 | Synthetic battery | battery | 0 | 0 | 0 | 0 | 0 | 0
5480 | Synthetic pumped | pumped | 0 | 0 | 0 | 0 | 0 | 0
5480 | Synthetic battery | battery | 0 | 0 | 0 | 0 | 0 | 0
5481 | Synthetic pumped | pumped | 0 | 0 | 0 | 0 | 0 | 0
5481 | Synthetic battery | battery | 0 | 0 | 0 | 0 | 0 | 0
5482 | Synthetic pumped | pumped | 0 | 0 | 0 | 0 | 0 | 0
5482 | Synthetic battery | battery | 0 | 0 | 0 | 0 | 0 | 0
5483 | Synthetic pumped | pumped | 5.6996 | 0 | 0 | 5.1297 | 0.10687 | 0
5483 | Synthetic battery | battery | 0 | 0 | 0 | 0 | 0 | 0
5484 | Synthetic pumped | pumped | 7.68 | 0 | 5.1297 | 12.0417 | 0.25087 | 8.8818e-16
5484 | Synthetic battery | battery | 0 | 0 | 0 | 0 | 0 | 0
5485 | Synthetic pumped | pumped | 4.0281 | 0 | 12.0417 | 15.667 | 0.32639 | 0
5485 | Synthetic battery | battery | 0 | 0 | 0 | 0 | 0 | 0
5486 | Synthetic pumped | pumped | 6.6731 | 0 | 15.667 | 21.6728 | 0.45152 | 1.7764e-15
5486 | Synthetic battery | battery | 0 | 0 | 0 | 0 | 0 | 0
5487 | Synthetic pumped | pumped | 0 | 0 | 21.6728 | 21.6728 | 0.45152 | 0
5487 | Synthetic battery | battery | 0 | 0 | 0 | 0 | 0 | 0
5488 | Synthetic pumped | pumped | 0 | 0 | 21.6728 | 21.6728 | 0.45152 | 0
5488 | Synthetic battery | battery | 0 | 0 | 0 | 0 | 0 | 0
5489 | Synthetic pumped | pumped | 0 | 6.6063 | 21.6728 | 14.3324 | 0.29859 | 8.8818e-16
5489 | Synthetic battery | battery | 0 | 0 | 0 | 0 | 0 | 0
5490 | Synthetic pumped | pumped | 0 | 12 | 14.3324 | 0.99905 | 0.020814 | 0
5490 | Synthetic battery | battery | 0 | 0 | 0 | 0 | 0 | 0
5491 | Synthetic pumped | pumped | 0 | 0.89915 | 0.99905 | 0 | 0 | 0
5491 | Synthetic battery | battery | 0 | 0 | 0 | 0 | 0 | 0
5492 | Synthetic pumped | pumped | 0 | 0 | 0 | 0 | 0 | 0
5492 | Synthetic battery | battery | 0 | 0 | 0 | 0 | 0 | 0
5493 | Synthetic pumped | pumped | 0 | 0 | 0 | 0 | 0 | 0
5493 | Synthetic battery | battery | 0 | 0 | 0 | 0 | 0 | 0
5494 | Synthetic pumped | pumped | 0 | 0 | 0 | 0 | 0 | 0
5494 | Synthetic battery | battery | 0 | 0 | 0 | 0 | 0 | 0
5495 | Synthetic pumped | pumped | 0 | 0 | 0 | 0 | 0 | 0
5495 | Synthetic battery | battery | 0 | 0 | 0 | 0 | 0 | 0
5496 | Synthetic pumped | pumped | 0 | 0 | 0 | 0 | 0 | 0
5496 | Synthetic battery | battery | 0 | 0 | 0 | 0 | 0 | 0
5497 | Synthetic pumped | pumped | 0 | 0 | 0 | 0 | 0 | 0
5497 | Synthetic battery | battery | 0 | 0 | 0 | 0 | 0 | 0
5498 | Synthetic pumped | pumped | 0 | 0 | 0 | 0 | 0 | 0
5498 | Synthetic battery | battery | 0 | 0 | 0 | 0 | 0 | 0
5499 | Synthetic pumped | pumped | 0 | 0 | 0 | 0 | 0 | 0
5499 | Synthetic battery | battery | 0 | 0 | 0 | 0 | 0 | 0
5500 | Synthetic pumped | pumped | 0 | 0 | 0 | 0 | 0 | 0
5500 | Synthetic battery | battery | 0 | 0 | 0 | 0 | 0 | 0
5501 | Synthetic pumped | pumped | 0 | 0 | 0 | 0 | 0 | 0
5501 | Synthetic battery | battery | 0 | 0 | 0 | 0 | 0 | 0
5502 | Synthetic pumped | pumped | 0 | 0 | 0 | 0 | 0 | 0
5502 | Synthetic battery | battery | 0 | 0 | 0 | 0 | 0 | 0
5503 | Synthetic pumped | pumped | 0 | 0 | 0 | 0 | 0 | 0
5503 | Synthetic battery | battery | 0 | 0 | 0 | 0 | 0 | 0
5504 | Synthetic pumped | pumped | 0 | 0 | 0 | 0 | 0 | 0
5504 | Synthetic battery | battery | 0 | 0 | 0 | 0 | 0 | 0
5505 | Synthetic pumped | pumped | 0 | 0 | 0 | 0 | 0 | 0
5505 | Synthetic battery | battery | 0 | 0 | 0 | 0 | 0 | 0
5506 | Synthetic pumped | pumped | 0 | 0 | 0 | 0 | 0 | 0
5506 | Synthetic battery | battery | 0 | 0 | 0 | 0 | 0 | 0
5507 | Synthetic pumped | pumped | 0 | 0 | 0 | 0 | 0 | 0
5507 | Synthetic battery | battery | 0 | 0 | 0 | 0 | 0 | 0
5508 | Synthetic pumped | pumped | 2.3985 | 0 | 0 | 2.1586 | 0.044971 | 0
5508 | Synthetic battery | battery | 0 | 0 | 0 | 0 | 0 | 0
5509 | Synthetic pumped | pumped | 2.7941 | 0 | 2.1586 | 4.6733 | 0.097361 | 4.4409e-16
5509 | Synthetic battery | battery | 0 | 0 | 0 | 0 | 0 | 0
5510 | Synthetic pumped | pumped | 2.2737 | 0 | 4.6733 | 6.7196 | 0.13999 | 0
5510 | Synthetic battery | battery | 0 | 0 | 0 | 0 | 0 | 0
5511 | Synthetic pumped | pumped | 0 | 0 | 6.7196 | 6.7196 | 0.13999 | 0
5511 | Synthetic battery | battery | 0 | 0 | 0 | 0 | 0 | 0
5512 | Synthetic pumped | pumped | 0 | 0 | 6.7196 | 6.7196 | 0.13999 | 0
5512 | Synthetic battery | battery | 0 | 0 | 0 | 0 | 0 | 0
5513 | Synthetic pumped | pumped | 0 | 6.0477 | 6.7196 | 0 | 0 | 0
5513 | Synthetic battery | battery | 0 | 0 | 0 | 0 | 0 | 0
5514 | Synthetic pumped | pumped | 0 | 0 | 0 | 0 | 0 | 0
5514 | Synthetic battery | battery | 0 | 0 | 0 | 0 | 0 | 0
5515 | Synthetic pumped | pumped | 0 | 0 | 0 | 0 | 0 | 0
5515 | Synthetic battery | battery | 0 | 0 | 0 | 0 | 0 | 0
5516 | Synthetic pumped | pumped | 0 | 0 | 0 | 0 | 0 | 0
5516 | Synthetic battery | battery | 0 | 0 | 0 | 0 | 0 | 0
5517 | Synthetic pumped | pumped | 0 | 0 | 0 | 0 | 0 | 0
5517 | Synthetic battery | battery | 0 | 0 | 0 | 0 | 0 | 0
5518 | Synthetic pumped | pumped | 0 | 0 | 0 | 0 | 0 | 0
5518 | Synthetic battery | battery | 0 | 0 | 0 | 0 | 0 | 0
5519 | Synthetic pumped | pumped | 0 | 0 | 0 | 0 | 0 | 0
5519 | Synthetic battery | battery | 0 | 0 | 0 | 0 | 0 | 0
5520 | Synthetic pumped | pumped | 0 | 0 | 0 | 0 | 0 | 0
5520 | Synthetic battery | battery | 0 | 0 | 0 | 0 | 0 | 0
5521 | Synthetic pumped | pumped | 0 | 0 | 0 | 0 | 0 | 0
5521 | Synthetic battery | battery | 0 | 0 | 0 | 0 | 0 | 0
5522 | Synthetic pumped | pumped | 0 | 0 | 0 | 0 | 0 | 0
5522 | Synthetic battery | battery | 0 | 0 | 0 | 0 | 0 | 0
5523 | Synthetic pumped | pumped | 0 | 0 | 0 | 0 | 0 | 0
5523 | Synthetic battery | battery | 0 | 0 | 0 | 0 | 0 | 0
5524 | Synthetic pumped | pumped | 0 | 0 | 0 | 0 | 0 | 0
5524 | Synthetic battery | battery | 0 | 0 | 0 | 0 | 0 | 0
5525 | Synthetic pumped | pumped | 0 | 0 | 0 | 0 | 0 | 0
5525 | Synthetic battery | battery | 0 | 0 | 0 | 0 | 0 | 0
5526 | Synthetic pumped | pumped | 0 | 0 | 0 | 0 | 0 | 0
5526 | Synthetic battery | battery | 0 | 0 | 0 | 0 | 0 | 0
5527 | Synthetic pumped | pumped | 0 | 0 | 0 | 0 | 0 | 0
5527 | Synthetic battery | battery | 0 | 0 | 0 | 0 | 0 | 0
5528 | Synthetic pumped | pumped | 0 | 0 | 0 | 0 | 0 | 0
5528 | Synthetic battery | battery | 0 | 0 | 0 | 0 | 0 | 0
5529 | Synthetic pumped | pumped | 3.4353 | 0 | 0 | 3.0917 | 0.064411 | 0
5529 | Synthetic battery | battery | 0 | 0 | 0 | 0 | 0 | 0
5530 | Synthetic pumped | pumped | 11.4166 | 0 | 3.0917 | 13.3666 | 0.27847 | 0
5530 | Synthetic battery | battery | 0 | 0 | 0 | 0 | 0 | 0
5531 | Synthetic pumped | pumped | 12 | 0 | 13.3666 | 24.1666 | 0.50347 | 0
5531 | Synthetic battery | battery | 1.7573 | 0 | 0 | 1.6202 | 0.081009 | 0
5532 | Synthetic pumped | pumped | 12 | 0 | 24.1666 | 34.9666 | 0.72847 | 0
5532 | Synthetic battery | battery | 8.9785 | 0 | 1.6202 | 9.898 | 0.4949 | 0
5533 | Synthetic pumped | pumped | 12 | 0 | 34.9666 | 45.7666 | 0.95347 | -3.5527e-15
5533 | Synthetic battery | battery | 10 | 0 | 9.898 | 19.1175 | 0.95588 | 1.7764e-15
5534 | Synthetic pumped | pumped | 2.4815 | 0 | 45.7666 | 48 | 1 | 0
5534 | Synthetic battery | battery | 0.95718 | 0 | 19.1175 | 20 | 1 | 0
5535 | Synthetic pumped | pumped | 0 | 0 | 48 | 48 | 1 | 0
5535 | Synthetic battery | battery | 0 | 0 | 20 | 20 | 1 | 0
5536 | Synthetic pumped | pumped | 0 | 0 | 48 | 48 | 1 | 0
5536 | Synthetic battery | battery | 0 | 0 | 20 | 20 | 1 | 0
5537 | Synthetic pumped | pumped | 0 | 0 | 48 | 48 | 1 | 0
5537 | Synthetic battery | battery | 0 | 3.761 | 20 | 15.9206 | 0.79603 | 0
5538 | Synthetic pumped | pumped | 0 | 9.2856 | 48 | 37.6827 | 0.78506 | 0
5538 | Synthetic battery | battery | 0 | 10 | 15.9206 | 5.0741 | 0.2537 | 0
5539 | Synthetic pumped | pumped | 0 | 12 | 37.6827 | 24.3494 | 0.50728 | 0
5539 | Synthetic battery | battery | 0 | 4.6781 | 5.0741 | 0 | 0 | 0
5540 | Synthetic pumped | pumped | 0 | 12 | 24.3494 | 11.016 | 0.2295 | 0
5540 | Synthetic battery | battery | 0 | 0 | 0 | 0 | 0 | 0
5541 | Synthetic pumped | pumped | 0 | 9.9144 | 11.016 | 0 | 0 | 0
5541 | Synthetic battery | battery | 0 | 0 | 0 | 0 | 0 | 0
5542 | Synthetic pumped | pumped | 0 | 0 | 0 | 0 | 0 | 0
5542 | Synthetic battery | battery | 0 | 0 | 0 | 0 | 0 | 0
5543 | Synthetic pumped | pumped | 0 | 0 | 0 | 0 | 0 | 0
5543 | Synthetic battery | battery | 0 | 0 | 0 | 0 | 0 | 0
5544 | Synthetic pumped | pumped | 0 | 0 | 0 | 0 | 0 | 0
5544 | Synthetic battery | battery | 0 | 0 | 0 | 0 | 0 | 0
5545 | Synthetic pumped | pumped | 0 | 0 | 0 | 0 | 0 | 0
5545 | Synthetic battery | battery | 0 | 0 | 0 | 0 | 0 | 0
5546 | Synthetic pumped | pumped | 0 | 0 | 0 | 0 | 0 | 0
5546 | Synthetic battery | battery | 0 | 0 | 0 | 0 | 0 | 0
5547 | Synthetic pumped | pumped | 0 | 0 | 0 | 0 | 0 | 0
5547 | Synthetic battery | battery | 0 | 0 | 0 | 0 | 0 | 0
5548 | Synthetic pumped | pumped | 0 | 0 | 0 | 0 | 0 | 0
5548 | Synthetic battery | battery | 0 | 0 | 0 | 0 | 0 | 0
5549 | Synthetic pumped | pumped | 0 | 0 | 0 | 0 | 0 | 0
5549 | Synthetic battery | battery | 0 | 0 | 0 | 0 | 0 | 0
5550 | Synthetic pumped | pumped | 0 | 0 | 0 | 0 | 0 | 0
5550 | Synthetic battery | battery | 0 | 0 | 0 | 0 | 0 | 0
5551 | Synthetic pumped | pumped | 0 | 0 | 0 | 0 | 0 | 0
5551 | Synthetic battery | battery | 0 | 0 | 0 | 0 | 0 | 0
5552 | Synthetic pumped | pumped | 0 | 0 | 0 | 0 | 0 | 0
5552 | Synthetic battery | battery | 0 | 0 | 0 | 0 | 0 | 0
5553 | Synthetic pumped | pumped | 0 | 0 | 0 | 0 | 0 | 0
5553 | Synthetic battery | battery | 0 | 0 | 0 | 0 | 0 | 0
5554 | Synthetic pumped | pumped | 9.7472 | 0 | 0 | 8.7725 | 0.18276 | 0
5554 | Synthetic battery | battery | 0 | 0 | 0 | 0 | 0 | 0
5555 | Synthetic pumped | pumped | 9.1904 | 0 | 8.7725 | 17.0438 | 0.35508 | 0
5555 | Synthetic battery | battery | 0 | 0 | 0 | 0 | 0 | 0
5556 | Synthetic pumped | pumped | 12 | 0 | 17.0438 | 27.8438 | 0.58008 | 0
5556 | Synthetic battery | battery | 4.2701 | 0 | 0 | 3.9368 | 0.19684 | 0
5557 | Synthetic pumped | pumped | 12 | 0 | 27.8438 | 38.6438 | 0.80508 | -3.5527e-15
5557 | Synthetic battery | battery | 4.4814 | 0 | 3.9368 | 8.0685 | 0.40342 | 8.8818e-16
5558 | Synthetic pumped | pumped | 10.3957 | 0 | 38.6438 | 48 | 1 | 0
5558 | Synthetic battery | battery | 0.8442 | 0 | 8.0685 | 8.8468 | 0.44234 | 1.1102e-16
5559 | Synthetic pumped | pumped | 0 | 0 | 48 | 48 | 1 | 0
5559 | Synthetic battery | battery | 5.9755 | 0 | 8.8468 | 14.3559 | 0.7178 | 8.8818e-16
5560 | Synthetic pumped | pumped | 0 | 0 | 48 | 48 | 1 | 0
5560 | Synthetic battery | battery | 0 | 0 | 14.3559 | 14.3559 | 0.7178 | 0
5561 | Synthetic pumped | pumped | 0 | 0 | 48 | 48 | 1 | 0
5561 | Synthetic battery | battery | 0 | 0.8867 | 14.3559 | 13.3942 | 0.66971 | -5.5511e-16
5562 | Synthetic pumped | pumped | 0 | 6.7966 | 48 | 40.4483 | 0.84267 | 8.8818e-16
5562 | Synthetic battery | battery | 0 | 10 | 13.3942 | 2.5476 | 0.12738 | 0
5563 | Synthetic pumped | pumped | 0 | 12 | 40.4483 | 27.1149 | 0.56489 | 0
5563 | Synthetic battery | battery | 0 | 2.3488 | 2.5476 | 0 | 0 | 0
5564 | Synthetic pumped | pumped | 0 | 12 | 27.1149 | 13.7816 | 0.28712 | 0
5564 | Synthetic battery | battery | 0 | 0 | 0 | 0 | 0 | 0
5565 | Synthetic pumped | pumped | 0 | 12 | 13.7816 | 0.44827 | 0.009339 | 0
5565 | Synthetic battery | battery | 0 | 0 | 0 | 0 | 0 | 0
5566 | Synthetic pumped | pumped | 0 | 0.40345 | 0.44827 | 0 | 0 | 0
5566 | Synthetic battery | battery | 0 | 0 | 0 | 0 | 0 | 0
5567 | Synthetic pumped | pumped | 0 | 0 | 0 | 0 | 0 | 0
5567 | Synthetic battery | battery | 0 | 0 | 0 | 0 | 0 | 0
5568 | Synthetic pumped | pumped | 0 | 0 | 0 | 0 | 0 | 0
5568 | Synthetic battery | battery | 0 | 0 | 0 | 0 | 0 | 0
5569 | Synthetic pumped | pumped | 0 | 0 | 0 | 0 | 0 | 0
5569 | Synthetic battery | battery | 0 | 0 | 0 | 0 | 0 | 0
5570 | Synthetic pumped | pumped | 0 | 0 | 0 | 0 | 0 | 0
5570 | Synthetic battery | battery | 0 | 0 | 0 | 0 | 0 | 0
5571 | Synthetic pumped | pumped | 0 | 0 | 0 | 0 | 0 | 0
5571 | Synthetic battery | battery | 0 | 0 | 0 | 0 | 0 | 0
5572 | Synthetic pumped | pumped | 0 | 0 | 0 | 0 | 0 | 0
5572 | Synthetic battery | battery | 0 | 0 | 0 | 0 | 0 | 0
5573 | Synthetic pumped | pumped | 0 | 0 | 0 | 0 | 0 | 0
5573 | Synthetic battery | battery | 0 | 0 | 0 | 0 | 0 | 0
5574 | Synthetic pumped | pumped | 0 | 0 | 0 | 0 | 0 | 0
5574 | Synthetic battery | battery | 0 | 0 | 0 | 0 | 0 | 0
5575 | Synthetic pumped | pumped | 0 | 0 | 0 | 0 | 0 | 0
5575 | Synthetic battery | battery | 0 | 0 | 0 | 0 | 0 | 0
5576 | Synthetic pumped | pumped | 0 | 0 | 0 | 0 | 0 | 0
5576 | Synthetic battery | battery | 0 | 0 | 0 | 0 | 0 | 0
5577 | Synthetic pumped | pumped | 0 | 0 | 0 | 0 | 0 | 0
5577 | Synthetic battery | battery | 0 | 0 | 0 | 0 | 0 | 0
5578 | Synthetic pumped | pumped | 0 | 0 | 0 | 0 | 0 | 0
5578 | Synthetic battery | battery | 0 | 0 | 0 | 0 | 0 | 0
5579 | Synthetic pumped | pumped | 2.1979 | 0 | 0 | 1.9781 | 0.04121 | 0
5579 | Synthetic battery | battery | 0 | 0 | 0 | 0 | 0 | 0
5580 | Synthetic pumped | pumped | 11.8987 | 0 | 1.9781 | 12.6869 | 0.26431 | 0
5580 | Synthetic battery | battery | 0 | 0 | 0 | 0 | 0 | 0
5581 | Synthetic pumped | pumped | 3.7434 | 0 | 12.6869 | 16.056 | 0.3345 | 1.3323e-15
5581 | Synthetic battery | battery | 0 | 0 | 0 | 0 | 0 | 0
5582 | Synthetic pumped | pumped | 7.3493 | 0 | 16.056 | 22.6703 | 0.4723 | -8.8818e-16
5582 | Synthetic battery | battery | 0 | 0 | 0 | 0 | 0 | 0
5583 | Synthetic pumped | pumped | 0 | 0 | 22.6703 | 22.6703 | 0.4723 | 0
5583 | Synthetic battery | battery | 0 | 0 | 0 | 0 | 0 | 0
5584 | Synthetic pumped | pumped | 0 | 0 | 22.6703 | 22.6703 | 0.4723 | 0
5584 | Synthetic battery | battery | 0 | 0 | 0 | 0 | 0 | 0
5585 | Synthetic pumped | pumped | 0 | 7.3653 | 22.6703 | 14.4866 | 0.3018 | 0
5585 | Synthetic battery | battery | 0 | 0 | 0 | 0 | 0 | 0
5586 | Synthetic pumped | pumped | 0 | 12 | 14.4866 | 1.1533 | 0.024027 | 0
5586 | Synthetic battery | battery | 0 | 0 | 0 | 0 | 0 | 0
5587 | Synthetic pumped | pumped | 0 | 1.038 | 1.1533 | 0 | 0 | 0
5587 | Synthetic battery | battery | 0 | 0 | 0 | 0 | 0 | 0
5588 | Synthetic pumped | pumped | 0 | 0 | 0 | 0 | 0 | 0
5588 | Synthetic battery | battery | 0 | 0 | 0 | 0 | 0 | 0
5589 | Synthetic pumped | pumped | 0 | 0 | 0 | 0 | 0 | 0
5589 | Synthetic battery | battery | 0 | 0 | 0 | 0 | 0 | 0
5590 | Synthetic pumped | pumped | 0 | 0 | 0 | 0 | 0 | 0
5590 | Synthetic battery | battery | 0 | 0 | 0 | 0 | 0 | 0
5591 | Synthetic pumped | pumped | 0 | 0 | 0 | 0 | 0 | 0
5591 | Synthetic battery | battery | 0 | 0 | 0 | 0 | 0 | 0
5592 | Synthetic pumped | pumped | 0 | 0 | 0 | 0 | 0 | 0
5592 | Synthetic battery | battery | 0 | 0 | 0 | 0 | 0 | 0
5593 | Synthetic pumped | pumped | 0 | 0 | 0 | 0 | 0 | 0
5593 | Synthetic battery | battery | 0 | 0 | 0 | 0 | 0 | 0
5594 | Synthetic pumped | pumped | 0 | 0 | 0 | 0 | 0 | 0
5594 | Synthetic battery | battery | 0 | 0 | 0 | 0 | 0 | 0
5595 | Synthetic pumped | pumped | 0 | 0 | 0 | 0 | 0 | 0
5595 | Synthetic battery | battery | 0 | 0 | 0 | 0 | 0 | 0
5596 | Synthetic pumped | pumped | 0 | 0 | 0 | 0 | 0 | 0
5596 | Synthetic battery | battery | 0 | 0 | 0 | 0 | 0 | 0
5597 | Synthetic pumped | pumped | 0 | 0 | 0 | 0 | 0 | 0
5597 | Synthetic battery | battery | 0 | 0 | 0 | 0 | 0 | 0
5598 | Synthetic pumped | pumped | 0 | 0 | 0 | 0 | 0 | 0
5598 | Synthetic battery | battery | 0 | 0 | 0 | 0 | 0 | 0
5599 | Synthetic pumped | pumped | 0 | 0 | 0 | 0 | 0 | 0
5599 | Synthetic battery | battery | 0 | 0 | 0 | 0 | 0 | 0
5600 | Synthetic pumped | pumped | 0 | 0 | 0 | 0 | 0 | 0
5600 | Synthetic battery | battery | 0 | 0 | 0 | 0 | 0 | 0
5601 | Synthetic pumped | pumped | 0 | 0 | 0 | 0 | 0 | 0
5601 | Synthetic battery | battery | 0 | 0 | 0 | 0 | 0 | 0
5602 | Synthetic pumped | pumped | 4.2815 | 0 | 0 | 3.8534 | 0.080278 | 0
5602 | Synthetic battery | battery | 0 | 0 | 0 | 0 | 0 | 0
5603 | Synthetic pumped | pumped | 9.6342 | 0 | 3.8534 | 12.5241 | 0.26092 | 0
5603 | Synthetic battery | battery | 0 | 0 | 0 | 0 | 0 | 0
5604 | Synthetic pumped | pumped | 12 | 0 | 12.5241 | 23.3241 | 0.48592 | 1.7764e-15
5604 | Synthetic battery | battery | 1.702 | 0 | 0 | 1.5692 | 0.078459 | 0
5605 | Synthetic pumped | pumped | 10.8429 | 0 | 23.3241 | 33.0828 | 0.68922 | 1.7764e-15
5605 | Synthetic battery | battery | 0 | 0 | 1.5692 | 1.5692 | 0.078459 | 0
5606 | Synthetic pumped | pumped | 10.0399 | 0 | 33.0828 | 42.1186 | 0.87747 | -1.7764e-15
5606 | Synthetic battery | battery | 0 | 0 | 1.5692 | 1.5692 | 0.078459 | 0
5607 | Synthetic pumped | pumped | 2.7879 | 0 | 42.1186 | 44.6277 | 0.92974 | -3.1086e-15
5607 | Synthetic battery | battery | 0 | 0 | 1.5692 | 1.5692 | 0.078459 | 0
5608 | Synthetic pumped | pumped | 0 | 0 | 44.6277 | 44.6277 | 0.92974 | 0
5608 | Synthetic battery | battery | 0 | 0 | 1.5692 | 1.5692 | 0.078459 | 0
5609 | Synthetic pumped | pumped | 0 | 3.87 | 44.6277 | 40.3277 | 0.84016 | -1.7764e-15
5609 | Synthetic battery | battery | 0 | 1.4467 | 1.5692 | 0 | 0 | 0
5610 | Synthetic pumped | pumped | 0 | 12 | 40.3277 | 26.9943 | 0.56238 | 0
5610 | Synthetic battery | battery | 0 | 0 | 0 | 0 | 0 | 0
5611 | Synthetic pumped | pumped | 0 | 12 | 26.9943 | 13.661 | 0.2846 | 0
5611 | Synthetic battery | battery | 0 | 0 | 0 | 0 | 0 | 0
5612 | Synthetic pumped | pumped | 0 | 12 | 13.661 | 0.32768 | 0.0068267 | 0
5612 | Synthetic battery | battery | 0 | 0 | 0 | 0 | 0 | 0
5613 | Synthetic pumped | pumped | 0 | 0.29491 | 0.32768 | -5.5511e-17 | -1.1565e-18 | 0
5613 | Synthetic battery | battery | 0 | 0 | 0 | 0 | 0 | 0
5614 | Synthetic pumped | pumped | 0 | -4.996e-17 | -5.5511e-17 | 0 | 0 | 0
5614 | Synthetic battery | battery | 0 | 0 | 0 | 0 | 0 | 0
5615 | Synthetic pumped | pumped | 0 | 0 | 0 | 0 | 0 | 0
5615 | Synthetic battery | battery | 0 | 0 | 0 | 0 | 0 | 0
5616 | Synthetic pumped | pumped | 0 | 0 | 0 | 0 | 0 | 0
5616 | Synthetic battery | battery | 0 | 0 | 0 | 0 | 0 | 0
5617 | Synthetic pumped | pumped | 0 | 0 | 0 | 0 | 0 | 0
5617 | Synthetic battery | battery | 0 | 0 | 0 | 0 | 0 | 0
5618 | Synthetic pumped | pumped | 0 | 0 | 0 | 0 | 0 | 0
5618 | Synthetic battery | battery | 0 | 0 | 0 | 0 | 0 | 0
5619 | Synthetic pumped | pumped | 0 | 0 | 0 | 0 | 0 | 0
5619 | Synthetic battery | battery | 0 | 0 | 0 | 0 | 0 | 0
5620 | Synthetic pumped | pumped | 0 | 0 | 0 | 0 | 0 | 0
5620 | Synthetic battery | battery | 0 | 0 | 0 | 0 | 0 | 0
5621 | Synthetic pumped | pumped | 0 | 0 | 0 | 0 | 0 | 0
5621 | Synthetic battery | battery | 0 | 0 | 0 | 0 | 0 | 0
5622 | Synthetic pumped | pumped | 0 | 0 | 0 | 0 | 0 | 0
5622 | Synthetic battery | battery | 0 | 0 | 0 | 0 | 0 | 0
5623 | Synthetic pumped | pumped | 0 | 0 | 0 | 0 | 0 | 0
5623 | Synthetic battery | battery | 0 | 0 | 0 | 0 | 0 | 0
5624 | Synthetic pumped | pumped | 0 | 0 | 0 | 0 | 0 | 0
5624 | Synthetic battery | battery | 0 | 0 | 0 | 0 | 0 | 0
5625 | Synthetic pumped | pumped | 0.21621 | 0 | 0 | 0.19459 | 0.0040539 | 0
5625 | Synthetic battery | battery | 0 | 0 | 0 | 0 | 0 | 0
5626 | Synthetic pumped | pumped | 6.1728 | 0 | 0.19459 | 5.7501 | 0.11979 | 0
5626 | Synthetic battery | battery | 0 | 0 | 0 | 0 | 0 | 0
5627 | Synthetic pumped | pumped | 9.9594 | 0 | 5.7501 | 14.7136 | 0.30653 | 0
5627 | Synthetic battery | battery | 0 | 0 | 0 | 0 | 0 | 0
5628 | Synthetic pumped | pumped | 12 | 0 | 14.7136 | 25.5136 | 0.53153 | 0
5628 | Synthetic battery | battery | 2.3636 | 0 | 0 | 2.1792 | 0.10896 | 0
5629 | Synthetic pumped | pumped | 9.6044 | 0 | 25.5136 | 34.1576 | 0.71162 | -3.5527e-15
5629 | Synthetic battery | battery | 0 | 0 | 2.1792 | 2.1792 | 0.10896 | 0
5630 | Synthetic pumped | pumped | 12 | 0 | 34.1576 | 44.9576 | 0.93662 | -3.5527e-15
5630 | Synthetic battery | battery | 1.9353 | 0 | 2.1792 | 3.9635 | 0.19817 | -2.2204e-16
5631 | Synthetic pumped | pumped | 3.3804 | 0 | 44.9576 | 48 | 1 | 0
5631 | Synthetic battery | battery | 2.9529 | 0 | 3.9635 | 6.6859 | 0.33429 | 0
5632 | Synthetic pumped | pumped | 0 | 0 | 48 | 48 | 1 | 0
5632 | Synthetic battery | battery | 0 | 0 | 6.6859 | 6.6859 | 0.33429 | 0
5633 | Synthetic pumped | pumped | 0 | 0 | 48 | 48 | 1 | 0
5633 | Synthetic battery | battery | 0 | 3.171 | 6.6859 | 3.2464 | 0.16232 | 0
5634 | Synthetic pumped | pumped | 0 | 12 | 48 | 34.6667 | 0.72222 | 3.5527e-15
5634 | Synthetic battery | battery | 0 | 2.993 | 3.2464 | 0 | 0 | 0
5635 | Synthetic pumped | pumped | 0 | 12 | 34.6667 | 21.3333 | 0.44444 | 0
5635 | Synthetic battery | battery | 0 | 0 | 0 | 0 | 0 | 0
5636 | Synthetic pumped | pumped | 0 | 12 | 21.3333 | 8 | 0.16667 | 0
5636 | Synthetic battery | battery | 0 | 0 | 0 | 0 | 0 | 0
5637 | Synthetic pumped | pumped | 0 | 7.2 | 8 | 0 | 0 | 0
5637 | Synthetic battery | battery | 0 | 0 | 0 | 0 | 0 | 0
5638 | Synthetic pumped | pumped | 0 | 0 | 0 | 0 | 0 | 0
5638 | Synthetic battery | battery | 0 | 0 | 0 | 0 | 0 | 0
5639 | Synthetic pumped | pumped | 0 | 0 | 0 | 0 | 0 | 0
5639 | Synthetic battery | battery | 0 | 0 | 0 | 0 | 0 | 0
5640 | Synthetic pumped | pumped | 0 | 0 | 0 | 0 | 0 | 0
5640 | Synthetic battery | battery | 0 | 0 | 0 | 0 | 0 | 0
5641 | Synthetic pumped | pumped | 0 | 0 | 0 | 0 | 0 | 0
5641 | Synthetic battery | battery | 0 | 0 | 0 | 0 | 0 | 0
5642 | Synthetic pumped | pumped | 0 | 0 | 0 | 0 | 0 | 0
5642 | Synthetic battery | battery | 0 | 0 | 0 | 0 | 0 | 0
5643 | Synthetic pumped | pumped | 0 | 0 | 0 | 0 | 0 | 0
5643 | Synthetic battery | battery | 0 | 0 | 0 | 0 | 0 | 0
5644 | Synthetic pumped | pumped | 0 | 0 | 0 | 0 | 0 | 0
5644 | Synthetic battery | battery | 0 | 0 | 0 | 0 | 0 | 0
5645 | Synthetic pumped | pumped | 0 | 0 | 0 | 0 | 0 | 0
5645 | Synthetic battery | battery | 0 | 0 | 0 | 0 | 0 | 0
5646 | Synthetic pumped | pumped | 0 | 0 | 0 | 0 | 0 | 0
5646 | Synthetic battery | battery | 0 | 0 | 0 | 0 | 0 | 0
5647 | Synthetic pumped | pumped | 0 | 0 | 0 | 0 | 0 | 0
5647 | Synthetic battery | battery | 0 | 0 | 0 | 0 | 0 | 0
5648 | Synthetic pumped | pumped | 0 | 0 | 0 | 0 | 0 | 0
5648 | Synthetic battery | battery | 0 | 0 | 0 | 0 | 0 | 0
5649 | Synthetic pumped | pumped | 1.5066 | 0 | 0 | 1.356 | 0.028249 | 0
5649 | Synthetic battery | battery | 0 | 0 | 0 | 0 | 0 | 0
5650 | Synthetic pumped | pumped | 7.2627 | 0 | 1.356 | 7.8924 | 0.16442 | 0
5650 | Synthetic battery | battery | 0 | 0 | 0 | 0 | 0 | 0
5651 | Synthetic pumped | pumped | 11.3601 | 0 | 7.8924 | 18.1164 | 0.37743 | 1.7764e-15
5651 | Synthetic battery | battery | 0 | 0 | 0 | 0 | 0 | 0
5652 | Synthetic pumped | pumped | 12 | 0 | 18.1164 | 28.9164 | 0.60243 | 0
5652 | Synthetic battery | battery | 6.9335 | 0 | 0 | 6.3924 | 0.31962 | 0
5653 | Synthetic pumped | pumped | 8.2542 | 0 | 28.9164 | 36.3452 | 0.75719 | -8.8818e-16
5653 | Synthetic battery | battery | 0 | 0 | 6.3924 | 6.3924 | 0.31962 | 0
5654 | Synthetic pumped | pumped | 8.9326 | 0 | 36.3452 | 44.3845 | 0.92468 | -1.7764e-15
5654 | Synthetic battery | battery | 0 | 0 | 6.3924 | 6.3924 | 0.31962 | 0
5655 | Synthetic pumped | pumped | 4.0172 | 0 | 44.3845 | 48 | 1 | 4.4409e-16
5655 | Synthetic battery | battery | 0.39232 | 0 | 6.3924 | 6.7541 | 0.33771 | 5.5511e-17
5656 | Synthetic pumped | pumped | 0 | 0 | 48 | 48 | 1 | 0
5656 | Synthetic battery | battery | 0 | 0 | 6.7541 | 6.7541 | 0.33771 | 0
5657 | Synthetic pumped | pumped | 0 | 0 | 48 | 48 | 1 | 0
5657 | Synthetic battery | battery | 0 | 5.5726 | 6.7541 | 0.70978 | 0.035489 | 0
5658 | Synthetic pumped | pumped | 0 | 12 | 48 | 34.6667 | 0.72222 | 3.5527e-15
5658 | Synthetic battery | battery | 0 | 0.65438 | 0.70978 | 0 | 0 | 0
5659 | Synthetic pumped | pumped | 0 | 12 | 34.6667 | 21.3333 | 0.44444 | 0
5659 | Synthetic battery | battery | 0 | 0 | 0 | 0 | 0 | 0
5660 | Synthetic pumped | pumped | 0 | 12 | 21.3333 | 8 | 0.16667 | 0
5660 | Synthetic battery | battery | 0 | 0 | 0 | 0 | 0 | 0
5661 | Synthetic pumped | pumped | 0 | 7.2 | 8 | 0 | 0 | 0
5661 | Synthetic battery | battery | 0 | 0 | 0 | 0 | 0 | 0
5662 | Synthetic pumped | pumped | 0 | 0 | 0 | 0 | 0 | 0
5662 | Synthetic battery | battery | 0 | 0 | 0 | 0 | 0 | 0
5663 | Synthetic pumped | pumped | 0 | 0 | 0 | 0 | 0 | 0
5663 | Synthetic battery | battery | 0 | 0 | 0 | 0 | 0 | 0
5664 | Synthetic pumped | pumped | 0 | 0 | 0 | 0 | 0 | 0
5664 | Synthetic battery | battery | 0 | 0 | 0 | 0 | 0 | 0
5665 | Synthetic pumped | pumped | 0 | 0 | 0 | 0 | 0 | 0
5665 | Synthetic battery | battery | 0 | 0 | 0 | 0 | 0 | 0
5666 | Synthetic pumped | pumped | 0 | 0 | 0 | 0 | 0 | 0
5666 | Synthetic battery | battery | 0 | 0 | 0 | 0 | 0 | 0
5667 | Synthetic pumped | pumped | 0 | 0 | 0 | 0 | 0 | 0
5667 | Synthetic battery | battery | 0 | 0 | 0 | 0 | 0 | 0
5668 | Synthetic pumped | pumped | 0 | 0 | 0 | 0 | 0 | 0
5668 | Synthetic battery | battery | 0 | 0 | 0 | 0 | 0 | 0
5669 | Synthetic pumped | pumped | 0 | 0 | 0 | 0 | 0 | 0
5669 | Synthetic battery | battery | 0 | 0 | 0 | 0 | 0 | 0
5670 | Synthetic pumped | pumped | 0 | 0 | 0 | 0 | 0 | 0
5670 | Synthetic battery | battery | 0 | 0 | 0 | 0 | 0 | 0
5671 | Synthetic pumped | pumped | 0 | 0 | 0 | 0 | 0 | 0
5671 | Synthetic battery | battery | 0 | 0 | 0 | 0 | 0 | 0
5672 | Synthetic pumped | pumped | 0 | 0 | 0 | 0 | 0 | 0
5672 | Synthetic battery | battery | 0 | 0 | 0 | 0 | 0 | 0
5673 | Synthetic pumped | pumped | 0 | 0 | 0 | 0 | 0 | 0
5673 | Synthetic battery | battery | 0 | 0 | 0 | 0 | 0 | 0
5674 | Synthetic pumped | pumped | 5.5191 | 0 | 0 | 4.9672 | 0.10348 | 0
5674 | Synthetic battery | battery | 0 | 0 | 0 | 0 | 0 | 0
5675 | Synthetic pumped | pumped | 12 | 0 | 4.9672 | 15.7672 | 0.32848 | 0
5675 | Synthetic battery | battery | 1.2291 | 0 | 0 | 1.1332 | 0.056659 | 0
5676 | Synthetic pumped | pumped | 12 | 0 | 15.7672 | 26.5672 | 0.55348 | 0
5676 | Synthetic battery | battery | 1.2382 | 0 | 1.1332 | 2.2748 | 0.11374 | 2.2204e-16
5677 | Synthetic pumped | pumped | 12 | 0 | 26.5672 | 37.3672 | 0.77848 | 0
5677 | Synthetic battery | battery | 6.2135 | 0 | 2.2748 | 8.0033 | 0.40016 | 0
5678 | Synthetic pumped | pumped | 9.7271 | 0 | 37.3672 | 46.1216 | 0.96087 | 3.5527e-15
5678 | Synthetic battery | battery | 0 | 0 | 8.0033 | 8.0033 | 0.40016 | 0
5679 | Synthetic pumped | pumped | 2.0872 | 0 | 46.1216 | 48 | 1 | 0
5679 | Synthetic battery | battery | 5.9199 | 0 | 8.0033 | 13.4611 | 0.67306 | 8.8818e-16
5680 | Synthetic pumped | pumped | 0 | 0 | 48 | 48 | 1 | 0
5680 | Synthetic battery | battery | 0 | 0 | 13.4611 | 13.4611 | 0.67306 | 0
5681 | Synthetic pumped | pumped | 0 | 0 | 48 | 48 | 1 | 0
5681 | Synthetic battery | battery | 0 | 6.7264 | 13.4611 | 6.1654 | 0.30827 | 0
5682 | Synthetic pumped | pumped | 0 | 12 | 48 | 34.6667 | 0.72222 | 3.5527e-15
5682 | Synthetic battery | battery | 0 | 5.6842 | 6.1654 | 0 | 0 | 0
5683 | Synthetic pumped | pumped | 0 | 12 | 34.6667 | 21.3333 | 0.44444 | 0
5683 | Synthetic battery | battery | 0 | 0 | 0 | 0 | 0 | 0
5684 | Synthetic pumped | pumped | 0 | 12 | 21.3333 | 8 | 0.16667 | 0
5684 | Synthetic battery | battery | 0 | 0 | 0 | 0 | 0 | 0
5685 | Synthetic pumped | pumped | 0 | 7.2 | 8 | 0 | 0 | 0
5685 | Synthetic battery | battery | 0 | 0 | 0 | 0 | 0 | 0
5686 | Synthetic pumped | pumped | 0 | 0 | 0 | 0 | 0 | 0
5686 | Synthetic battery | battery | 0 | 0 | 0 | 0 | 0 | 0
5687 | Synthetic pumped | pumped | 0 | 0 | 0 | 0 | 0 | 0
5687 | Synthetic battery | battery | 0 | 0 | 0 | 0 | 0 | 0
5688 | Synthetic pumped | pumped | 0 | 0 | 0 | 0 | 0 | 0
5688 | Synthetic battery | battery | 0 | 0 | 0 | 0 | 0 | 0
5689 | Synthetic pumped | pumped | 0 | 0 | 0 | 0 | 0 | 0
5689 | Synthetic battery | battery | 0 | 0 | 0 | 0 | 0 | 0
5690 | Synthetic pumped | pumped | 0 | 0 | 0 | 0 | 0 | 0
5690 | Synthetic battery | battery | 0 | 0 | 0 | 0 | 0 | 0
5691 | Synthetic pumped | pumped | 0 | 0 | 0 | 0 | 0 | 0
5691 | Synthetic battery | battery | 0 | 0 | 0 | 0 | 0 | 0
5692 | Synthetic pumped | pumped | 0 | 0 | 0 | 0 | 0 | 0
5692 | Synthetic battery | battery | 0 | 0 | 0 | 0 | 0 | 0
5693 | Synthetic pumped | pumped | 0 | 0 | 0 | 0 | 0 | 0
5693 | Synthetic battery | battery | 0 | 0 | 0 | 0 | 0 | 0
5694 | Synthetic pumped | pumped | 0 | 0 | 0 | 0 | 0 | 0
5694 | Synthetic battery | battery | 0 | 0 | 0 | 0 | 0 | 0
5695 | Synthetic pumped | pumped | 0 | 0 | 0 | 0 | 0 | 0
5695 | Synthetic battery | battery | 0 | 0 | 0 | 0 | 0 | 0
5696 | Synthetic pumped | pumped | 0 | 0 | 0 | 0 | 0 | 0
5696 | Synthetic battery | battery | 0 | 0 | 0 | 0 | 0 | 0
5697 | Synthetic pumped | pumped | 4.4691 | 0 | 0 | 4.0222 | 0.083796 | 0
5697 | Synthetic battery | battery | 0 | 0 | 0 | 0 | 0 | 0
5698 | Synthetic pumped | pumped | 12 | 0 | 4.0222 | 14.8222 | 0.3088 | 0
5698 | Synthetic battery | battery | 1.7576 | 0 | 0 | 1.6205 | 0.081023 | 0
5699 | Synthetic pumped | pumped | 12 | 0 | 14.8222 | 25.6222 | 0.5338 | 0
5699 | Synthetic battery | battery | 10 | 0 | 1.6205 | 10.84 | 0.542 | 0
5700 | Synthetic pumped | pumped | 12 | 0 | 25.6222 | 36.4222 | 0.7588 | 0
5700 | Synthetic battery | battery | 6.3984 | 0 | 10.84 | 16.7391 | 0.83695 | -1.7764e-15
5701 | Synthetic pumped | pumped | 12 | 0 | 36.4222 | 47.2222 | 0.9838 | 3.5527e-15
5701 | Synthetic battery | battery | 3.537 | 0 | 16.7391 | 20 | 1 | 0
5702 | Synthetic pumped | pumped | 0.86421 | 0 | 47.2222 | 48 | 1 | 0
5702 | Synthetic battery | battery | 0 | 0 | 20 | 20 | 1 | 0
5703 | Synthetic pumped | pumped | 0 | 0 | 48 | 48 | 1 | 0
5703 | Synthetic battery | battery | 0 | 0 | 20 | 20 | 1 | 0
5704 | Synthetic pumped | pumped | 0 | 0 | 48 | 48 | 1 | 0
5704 | Synthetic battery | battery | 0 | 0 | 20 | 20 | 1 | 0
5705 | Synthetic pumped | pumped | 0 | 0 | 48 | 48 | 1 | 0
5705 | Synthetic battery | battery | 0 | 0 | 20 | 20 | 1 | 0
5706 | Synthetic pumped | pumped | 0 | 4.9528 | 48 | 42.4968 | 0.88535 | 0
5706 | Synthetic battery | battery | 0 | 10 | 20 | 9.1535 | 0.45767 | 0
5707 | Synthetic pumped | pumped | 0 | 12 | 42.4968 | 29.1635 | 0.60757 | 0
5707 | Synthetic battery | battery | 0 | 8.4391 | 9.1535 | 0 | 0 | 0
5708 | Synthetic pumped | pumped | 0 | 12 | 29.1635 | 15.8302 | 0.3298 | 0
5708 | Synthetic battery | battery | 0 | 0 | 0 | 0 | 0 | 0
5709 | Synthetic pumped | pumped | 0 | 12 | 15.8302 | 2.4968 | 0.052018 | 0
5709 | Synthetic battery | battery | 0 | 0 | 0 | 0 | 0 | 0
5710 | Synthetic pumped | pumped | 0 | 2.2472 | 2.4968 | 0 | 0 | 0
5710 | Synthetic battery | battery | 0 | 0 | 0 | 0 | 0 | 0
5711 | Synthetic pumped | pumped | 0 | 0 | 0 | 0 | 0 | 0
5711 | Synthetic battery | battery | 0 | 0 | 0 | 0 | 0 | 0
5712 | Synthetic pumped | pumped | 0 | 0 | 0 | 0 | 0 | 0
5712 | Synthetic battery | battery | 0 | 0 | 0 | 0 | 0 | 0
5713 | Synthetic pumped | pumped | 0 | 0 | 0 | 0 | 0 | 0
5713 | Synthetic battery | battery | 0 | 0 | 0 | 0 | 0 | 0
5714 | Synthetic pumped | pumped | 0 | 0 | 0 | 0 | 0 | 0
5714 | Synthetic battery | battery | 0 | 0 | 0 | 0 | 0 | 0
5715 | Synthetic pumped | pumped | 0 | 0 | 0 | 0 | 0 | 0
5715 | Synthetic battery | battery | 0 | 0 | 0 | 0 | 0 | 0
5716 | Synthetic pumped | pumped | 0 | 0 | 0 | 0 | 0 | 0
5716 | Synthetic battery | battery | 0 | 0 | 0 | 0 | 0 | 0
5717 | Synthetic pumped | pumped | 0 | 0 | 0 | 0 | 0 | 0
5717 | Synthetic battery | battery | 0 | 0 | 0 | 0 | 0 | 0
5718 | Synthetic pumped | pumped | 0 | 0 | 0 | 0 | 0 | 0
5718 | Synthetic battery | battery | 0 | 0 | 0 | 0 | 0 | 0
5719 | Synthetic pumped | pumped | 0 | 0 | 0 | 0 | 0 | 0
5719 | Synthetic battery | battery | 0 | 0 | 0 | 0 | 0 | 0
5720 | Synthetic pumped | pumped | 0 | 0 | 0 | 0 | 0 | 0
5720 | Synthetic battery | battery | 0 | 0 | 0 | 0 | 0 | 0
5721 | Synthetic pumped | pumped | 0 | 0 | 0 | 0 | 0 | 0
5721 | Synthetic battery | battery | 0 | 0 | 0 | 0 | 0 | 0
5722 | Synthetic pumped | pumped | 0.52804 | 0 | 0 | 0.47524 | 0.0099008 | 0
5722 | Synthetic battery | battery | 0 | 0 | 0 | 0 | 0 | 0
5723 | Synthetic pumped | pumped | 9.5711 | 0 | 0.47524 | 9.0892 | 0.18936 | 0
5723 | Synthetic battery | battery | 0 | 0 | 0 | 0 | 0 | 0
5724 | Synthetic pumped | pumped | 9.4508 | 0 | 9.0892 | 17.595 | 0.36656 | -1.7764e-15
5724 | Synthetic battery | battery | 0 | 0 | 0 | 0 | 0 | 0
5725 | Synthetic pumped | pumped | 12 | 0 | 17.595 | 28.395 | 0.59156 | 0
5725 | Synthetic battery | battery | 5.6429 | 0 | 0 | 5.2025 | 0.26012 | 0
5726 | Synthetic pumped | pumped | 9.8675 | 0 | 28.395 | 37.2757 | 0.77658 | -1.7764e-15
5726 | Synthetic battery | battery | 0 | 0 | 5.2025 | 5.2025 | 0.26012 | 0
5727 | Synthetic pumped | pumped | 0.77728 | 0 | 37.2757 | 37.9752 | 0.79115 | -2.8866e-15
5727 | Synthetic battery | battery | 0 | 0 | 5.2025 | 5.2025 | 0.26012 | 0
5728 | Synthetic pumped | pumped | 0 | 0 | 37.9752 | 37.9752 | 0.79115 | 0
5728 | Synthetic battery | battery | 0 | 0 | 5.2025 | 5.2025 | 0.26012 | 0
5729 | Synthetic pumped | pumped | 0 | 1.0598 | 37.9752 | 36.7976 | 0.76662 | 1.5543e-15
5729 | Synthetic battery | battery | 0 | 4.7965 | 5.2025 | 0 | 0 | 0
5730 | Synthetic pumped | pumped | 0 | 12 | 36.7976 | 23.4643 | 0.48884 | 0
5730 | Synthetic battery | battery | 0 | 0 | 0 | 0 | 0 | 0
5731 | Synthetic pumped | pumped | 0 | 12 | 23.4643 | 10.131 | 0.21106 | 0
5731 | Synthetic battery | battery | 0 | 0 | 0 | 0 | 0 | 0
5732 | Synthetic pumped | pumped | 0 | 9.1179 | 10.131 | -1.7764e-15 | -3.7007e-17 | 0
5732 | Synthetic battery | battery | 0 | 0 | 0 | 0 | 0 | 0
5733 | Synthetic pumped | pumped | 0 | -1.5987e-15 | -1.7764e-15 | 0 | 0 | 0
5733 | Synthetic battery | battery | 0 | 0 | 0 | 0 | 0 | 0
5734 | Synthetic pumped | pumped | 0 | 0 | 0 | 0 | 0 | 0
5734 | Synthetic battery | battery | 0 | 0 | 0 | 0 | 0 | 0
5735 | Synthetic pumped | pumped | 0 | 0 | 0 | 0 | 0 | 0
5735 | Synthetic battery | battery | 0 | 0 | 0 | 0 | 0 | 0
5736 | Synthetic pumped | pumped | 0 | 0 | 0 | 0 | 0 | 0
5736 | Synthetic battery | battery | 0 | 0 | 0 | 0 | 0 | 0
5737 | Synthetic pumped | pumped | 0 | 0 | 0 | 0 | 0 | 0
5737 | Synthetic battery | battery | 0 | 0 | 0 | 0 | 0 | 0
5738 | Synthetic pumped | pumped | 0 | 0 | 0 | 0 | 0 | 0
5738 | Synthetic battery | battery | 0 | 0 | 0 | 0 | 0 | 0
5739 | Synthetic pumped | pumped | 0 | 0 | 0 | 0 | 0 | 0
5739 | Synthetic battery | battery | 0 | 0 | 0 | 0 | 0 | 0
5740 | Synthetic pumped | pumped | 0 | 0 | 0 | 0 | 0 | 0
5740 | Synthetic battery | battery | 0 | 0 | 0 | 0 | 0 | 0
5741 | Synthetic pumped | pumped | 0 | 0 | 0 | 0 | 0 | 0
5741 | Synthetic battery | battery | 0 | 0 | 0 | 0 | 0 | 0
5742 | Synthetic pumped | pumped | 0 | 0 | 0 | 0 | 0 | 0
5742 | Synthetic battery | battery | 0 | 0 | 0 | 0 | 0 | 0
5743 | Synthetic pumped | pumped | 0 | 0 | 0 | 0 | 0 | 0
5743 | Synthetic battery | battery | 0 | 0 | 0 | 0 | 0 | 0
5744 | Synthetic pumped | pumped | 0 | 0 | 0 | 0 | 0 | 0
5744 | Synthetic battery | battery | 0 | 0 | 0 | 0 | 0 | 0
5745 | Synthetic pumped | pumped | 4.9519 | 0 | 0 | 4.4567 | 0.092849 | 0
5745 | Synthetic battery | battery | 0 | 0 | 0 | 0 | 0 | 0
5746 | Synthetic pumped | pumped | 12 | 0 | 4.4567 | 15.2567 | 0.31785 | 0
5746 | Synthetic battery | battery | 0.91041 | 0 | 0 | 0.83936 | 0.041968 | 0
5747 | Synthetic pumped | pumped | 12 | 0 | 15.2567 | 26.0567 | 0.54285 | 0
5747 | Synthetic battery | battery | 10 | 0 | 0.83936 | 10.0589 | 0.50295 | 0
5748 | Synthetic pumped | pumped | 12 | 0 | 26.0567 | 36.8567 | 0.76785 | -3.5527e-15
5748 | Synthetic battery | battery | 3.7911 | 0 | 10.0589 | 13.5541 | 0.6777 | -4.4409e-16
5749 | Synthetic pumped | pumped | 12 | 0 | 36.8567 | 47.6567 | 0.99285 | -3.5527e-15
5749 | Synthetic battery | battery | 6.3141 | 0 | 13.5541 | 19.3754 | 0.96877 | 0
5750 | Synthetic pumped | pumped | 0.3814 | 0 | 47.6567 | 48 | 1 | 0
5750 | Synthetic battery | battery | 0.67743 | 0 | 19.3754 | 20 | 1 | 0
5751 | Synthetic pumped | pumped | 0 | 0 | 48 | 48 | 1 | 0
5751 | Synthetic battery | battery | 0 | 0 | 20 | 20 | 1 | 0
5752 | Synthetic pumped | pumped | 0 | 0 | 48 | 48 | 1 | 0
5752 | Synthetic battery | battery | 0 | 0 | 20 | 20 | 1 | 0
5753 | Synthetic pumped | pumped | 0 | 0 | 48 | 48 | 1 | 0
5753 | Synthetic battery | battery | 0 | 8.1833 | 20 | 11.1239 | 0.5562 | 0
5754 | Synthetic pumped | pumped | 0 | 12 | 48 | 34.6667 | 0.72222 | 3.5527e-15
5754 | Synthetic battery | battery | 0 | 10 | 11.1239 | 0.27741 | 0.01387 | 0
5755 | Synthetic pumped | pumped | 0 | 12 | 34.6667 | 21.3333 | 0.44444 | 0
5755 | Synthetic battery | battery | 0 | 0.25576 | 0.27741 | 0 | 0 | 0
5756 | Synthetic pumped | pumped | 0 | 12 | 21.3333 | 8 | 0.16667 | 0
5756 | Synthetic battery | battery | 0 | 0 | 0 | 0 | 0 | 0
5757 | Synthetic pumped | pumped | 0 | 7.2 | 8 | 0 | 0 | 0
5757 | Synthetic battery | battery | 0 | 0 | 0 | 0 | 0 | 0
5758 | Synthetic pumped | pumped | 0 | 0 | 0 | 0 | 0 | 0
5758 | Synthetic battery | battery | 0 | 0 | 0 | 0 | 0 | 0
5759 | Synthetic pumped | pumped | 0 | 0 | 0 | 0 | 0 | 0
5759 | Synthetic battery | battery | 0 | 0 | 0 | 0 | 0 | 0
5760 | Synthetic pumped | pumped | 0 | 0 | 0 | 0 | 0 | 0
5760 | Synthetic battery | battery | 0 | 0 | 0 | 0 | 0 | 0
5761 | Synthetic pumped | pumped | 0 | 0 | 0 | 0 | 0 | 0
5761 | Synthetic battery | battery | 0 | 0 | 0 | 0 | 0 | 0
5762 | Synthetic pumped | pumped | 0 | 0 | 0 | 0 | 0 | 0
5762 | Synthetic battery | battery | 0 | 0 | 0 | 0 | 0 | 0
5763 | Synthetic pumped | pumped | 0 | 0 | 0 | 0 | 0 | 0
5763 | Synthetic battery | battery | 0 | 0 | 0 | 0 | 0 | 0
5764 | Synthetic pumped | pumped | 0 | 0 | 0 | 0 | 0 | 0
5764 | Synthetic battery | battery | 0 | 0 | 0 | 0 | 0 | 0
5765 | Synthetic pumped | pumped | 0 | 0 | 0 | 0 | 0 | 0
5765 | Synthetic battery | battery | 0 | 0 | 0 | 0 | 0 | 0
5766 | Synthetic pumped | pumped | 0 | 0 | 0 | 0 | 0 | 0
5766 | Synthetic battery | battery | 0 | 0 | 0 | 0 | 0 | 0
5767 | Synthetic pumped | pumped | 0 | 0 | 0 | 0 | 0 | 0
5767 | Synthetic battery | battery | 0 | 0 | 0 | 0 | 0 | 0
5768 | Synthetic pumped | pumped | 0 | 0 | 0 | 0 | 0 | 0
5768 | Synthetic battery | battery | 0 | 0 | 0 | 0 | 0 | 0
5769 | Synthetic pumped | pumped | 1.8806 | 0 | 0 | 1.6925 | 0.035261 | 0
5769 | Synthetic battery | battery | 0 | 0 | 0 | 0 | 0 | 0
5770 | Synthetic pumped | pumped | 12 | 0 | 1.6925 | 12.4925 | 0.26026 | 0
5770 | Synthetic battery | battery | 6.3252 | 0 | 0 | 5.8315 | 0.29158 | 0
5771 | Synthetic pumped | pumped | 12 | 0 | 12.4925 | 23.2925 | 0.48526 | 0
5771 | Synthetic battery | battery | 10 | 0 | 5.8315 | 15.0511 | 0.75255 | 0
5772 | Synthetic pumped | pumped | 12 | 0 | 23.2925 | 34.0925 | 0.71026 | -3.5527e-15
5772 | Synthetic battery | battery | 5.3679 | 0 | 15.0511 | 20 | 1 | 0
5773 | Synthetic pumped | pumped | 12 | 0 | 34.0925 | 44.8925 | 0.93526 | -3.5527e-15
5773 | Synthetic battery | battery | 0 | 0 | 20 | 20 | 1 | 0
5774 | Synthetic pumped | pumped | 3.4528 | 0 | 44.8925 | 48 | 1 | 0
5774 | Synthetic battery | battery | 0 | 0 | 20 | 20 | 1 | 0
5775 | Synthetic pumped | pumped | 0 | 0 | 48 | 48 | 1 | 0
5775 | Synthetic battery | battery | 0 | 0 | 20 | 20 | 1 | 0
5776 | Synthetic pumped | pumped | 0 | 0 | 48 | 48 | 1 | 0
5776 | Synthetic battery | battery | 0 | 0 | 20 | 20 | 1 | 0
5777 | Synthetic pumped | pumped | 0 | 0 | 48 | 48 | 1 | 0
5777 | Synthetic battery | battery | 0 | 1.9168 | 20 | 17.921 | 0.89605 | 4.4409e-16
5778 | Synthetic pumped | pumped | 0 | 10.3707 | 48 | 36.477 | 0.75994 | 0
5778 | Synthetic battery | battery | 0 | 10 | 17.921 | 7.0745 | 0.35372 | 0
5779 | Synthetic pumped | pumped | 0 | 12 | 36.477 | 23.1437 | 0.48216 | 0
5779 | Synthetic battery | battery | 0 | 6.5223 | 7.0745 | 0 | 0 | 0
5780 | Synthetic pumped | pumped | 0 | 12 | 23.1437 | 9.8104 | 0.20438 | 0
5780 | Synthetic battery | battery | 0 | 0 | 0 | 0 | 0 | 0
5781 | Synthetic pumped | pumped | 0 | 8.8293 | 9.8104 | 0 | 0 | 0
5781 | Synthetic battery | battery | 0 | 0 | 0 | 0 | 0 | 0
5782 | Synthetic pumped | pumped | 0 | 0 | 0 | 0 | 0 | 0
5782 | Synthetic battery | battery | 0 | 0 | 0 | 0 | 0 | 0
5783 | Synthetic pumped | pumped | 0 | 0 | 0 | 0 | 0 | 0
5783 | Synthetic battery | battery | 0 | 0 | 0 | 0 | 0 | 0
5784 | Synthetic pumped | pumped | 0 | 0 | 0 | 0 | 0 | 0
5784 | Synthetic battery | battery | 0 | 0 | 0 | 0 | 0 | 0
5785 | Synthetic pumped | pumped | 0 | 0 | 0 | 0 | 0 | 0
5785 | Synthetic battery | battery | 0 | 0 | 0 | 0 | 0 | 0
5786 | Synthetic pumped | pumped | 0 | 0 | 0 | 0 | 0 | 0
5786 | Synthetic battery | battery | 0 | 0 | 0 | 0 | 0 | 0
5787 | Synthetic pumped | pumped | 0 | 0 | 0 | 0 | 0 | 0
5787 | Synthetic battery | battery | 0 | 0 | 0 | 0 | 0 | 0
5788 | Synthetic pumped | pumped | 0 | 0 | 0 | 0 | 0 | 0
5788 | Synthetic battery | battery | 0 | 0 | 0 | 0 | 0 | 0
5789 | Synthetic pumped | pumped | 0 | 0 | 0 | 0 | 0 | 0
5789 | Synthetic battery | battery | 0 | 0 | 0 | 0 | 0 | 0
5790 | Synthetic pumped | pumped | 0 | 0 | 0 | 0 | 0 | 0
5790 | Synthetic battery | battery | 0 | 0 | 0 | 0 | 0 | 0
5791 | Synthetic pumped | pumped | 0 | 0 | 0 | 0 | 0 | 0
5791 | Synthetic battery | battery | 0 | 0 | 0 | 0 | 0 | 0
5792 | Synthetic pumped | pumped | 0 | 0 | 0 | 0 | 0 | 0
5792 | Synthetic battery | battery | 0 | 0 | 0 | 0 | 0 | 0
5793 | Synthetic pumped | pumped | 0 | 0 | 0 | 0 | 0 | 0
5793 | Synthetic battery | battery | 0 | 0 | 0 | 0 | 0 | 0
5794 | Synthetic pumped | pumped | 11.8316 | 0 | 0 | 10.6485 | 0.22184 | 0
5794 | Synthetic battery | battery | 0 | 0 | 0 | 0 | 0 | 0
5795 | Synthetic pumped | pumped | 12 | 0 | 10.6485 | 21.4485 | 0.44684 | -1.7764e-15
5795 | Synthetic battery | battery | 1.321 | 0 | 0 | 1.2179 | 0.060894 | 0
5796 | Synthetic pumped | pumped | 11.4138 | 0 | 21.4485 | 31.7209 | 0.66085 | 0
5796 | Synthetic battery | battery | 0 | 0 | 1.2179 | 1.2179 | 0.060894 | 0
5797 | Synthetic pumped | pumped | 12 | 0 | 31.7209 | 42.5209 | 0.88585 | 3.5527e-15
5797 | Synthetic battery | battery | 2.087 | 0 | 1.2179 | 3.142 | 0.1571 | 0
5798 | Synthetic pumped | pumped | 5.0575 | 0 | 42.5209 | 47.0726 | 0.98068 | 2.6645e-15
5798 | Synthetic battery | battery | 0 | 0 | 3.142 | 3.142 | 0.1571 | 0
5799 | Synthetic pumped | pumped | 1.0305 | 0 | 47.0726 | 48 | 1 | -1.1102e-16
5799 | Synthetic battery | battery | 4.0204 | 0 | 3.142 | 6.8486 | 0.34243 | 4.4409e-16
5800 | Synthetic pumped | pumped | 0 | 0 | 48 | 48 | 1 | 0
5800 | Synthetic battery | battery | 0 | 0 | 6.8486 | 6.8486 | 0.34243 | 0
5801 | Synthetic pumped | pumped | 0 | 0 | 48 | 48 | 1 | 0
5801 | Synthetic battery | battery | 0 | 4.3042 | 6.8486 | 2.1801 | 0.109 | 0
5802 | Synthetic pumped | pumped | 0 | 12 | 48 | 34.6667 | 0.72222 | 3.5527e-15
5802 | Synthetic battery | battery | 0 | 2.0099 | 2.1801 | 0 | 0 | 0
5803 | Synthetic pumped | pumped | 0 | 12 | 34.6667 | 21.3333 | 0.44444 | 0
5803 | Synthetic battery | battery | 0 | 0 | 0 | 0 | 0 | 0
5804 | Synthetic pumped | pumped | 0 | 12 | 21.3333 | 8 | 0.16667 | 0
5804 | Synthetic battery | battery | 0 | 0 | 0 | 0 | 0 | 0
5805 | Synthetic pumped | pumped | 0 | 7.2 | 8 | 0 | 0 | 0
5805 | Synthetic battery | battery | 0 | 0 | 0 | 0 | 0 | 0
5806 | Synthetic pumped | pumped | 0 | 0 | 0 | 0 | 0 | 0
5806 | Synthetic battery | battery | 0 | 0 | 0 | 0 | 0 | 0
5807 | Synthetic pumped | pumped | 0 | 0 | 0 | 0 | 0 | 0
5807 | Synthetic battery | battery | 0 | 0 | 0 | 0 | 0 | 0
5808 | Synthetic pumped | pumped | 0 | 0 | 0 | 0 | 0 | 0
5808 | Synthetic battery | battery | 0 | 0 | 0 | 0 | 0 | 0
5809 | Synthetic pumped | pumped | 0 | 0 | 0 | 0 | 0 | 0
5809 | Synthetic battery | battery | 0 | 0 | 0 | 0 | 0 | 0
5810 | Synthetic pumped | pumped | 0 | 0 | 0 | 0 | 0 | 0
5810 | Synthetic battery | battery | 0 | 0 | 0 | 0 | 0 | 0
5811 | Synthetic pumped | pumped | 0 | 0 | 0 | 0 | 0 | 0
5811 | Synthetic battery | battery | 0 | 0 | 0 | 0 | 0 | 0
5812 | Synthetic pumped | pumped | 0 | 0 | 0 | 0 | 0 | 0
5812 | Synthetic battery | battery | 0 | 0 | 0 | 0 | 0 | 0
5813 | Synthetic pumped | pumped | 0 | 0 | 0 | 0 | 0 | 0
5813 | Synthetic battery | battery | 0 | 0 | 0 | 0 | 0 | 0
5814 | Synthetic pumped | pumped | 0 | 0 | 0 | 0 | 0 | 0
5814 | Synthetic battery | battery | 0 | 0 | 0 | 0 | 0 | 0
5815 | Synthetic pumped | pumped | 0 | 0 | 0 | 0 | 0 | 0
5815 | Synthetic battery | battery | 0 | 0 | 0 | 0 | 0 | 0
5816 | Synthetic pumped | pumped | 0 | 0 | 0 | 0 | 0 | 0
5816 | Synthetic battery | battery | 0 | 0 | 0 | 0 | 0 | 0
5817 | Synthetic pumped | pumped | 0.24849 | 0 | 0 | 0.22364 | 0.0046592 | 0
5817 | Synthetic battery | battery | 0 | 0 | 0 | 0 | 0 | 0
5818 | Synthetic pumped | pumped | 9.9644 | 0 | 0.22364 | 9.1916 | 0.19149 | 0
5818 | Synthetic battery | battery | 0 | 0 | 0 | 0 | 0 | 0
5819 | Synthetic pumped | pumped | 8.975 | 0 | 9.1916 | 17.2691 | 0.35977 | -1.7764e-15
5819 | Synthetic battery | battery | 0 | 0 | 0 | 0 | 0 | 0
5820 | Synthetic pumped | pumped | 12 | 0 | 17.2691 | 28.0691 | 0.58477 | 0
5820 | Synthetic battery | battery | 2.8726 | 0 | 0 | 2.6484 | 0.13242 | 0
5821 | Synthetic pumped | pumped | 12 | 0 | 28.0691 | 38.8691 | 0.80977 | 0
5821 | Synthetic battery | battery | 3 | 0 | 2.6484 | 5.4143 | 0.27072 | 0
5822 | Synthetic pumped | pumped | 10.1454 | 0 | 38.8691 | 48 | 1 | 0
5822 | Synthetic battery | battery | 2.836 | 0 | 5.4143 | 8.029 | 0.40145 | -8.8818e-16
5823 | Synthetic pumped | pumped | 0 | 0 | 48 | 48 | 1 | 0
5823 | Synthetic battery | battery | 6.4692 | 0 | 8.029 | 13.9933 | 0.69966 | 8.8818e-16
5824 | Synthetic pumped | pumped | 0 | 0 | 48 | 48 | 1 | 0
5824 | Synthetic battery | battery | 0 | 0 | 13.9933 | 13.9933 | 0.69966 | 0
5825 | Synthetic pumped | pumped | 0 | 0 | 48 | 48 | 1 | 0
5825 | Synthetic battery | battery | 0 | 1.7392 | 13.9933 | 12.1068 | 0.60534 | -2.2204e-16
5826 | Synthetic pumped | pumped | 0 | 12 | 48 | 34.6667 | 0.72222 | 3.5527e-15
5826 | Synthetic battery | battery | 0 | 10 | 12.1068 | 1.2603 | 0.063015 | 0
5827 | Synthetic pumped | pumped | 0 | 12 | 34.6667 | 21.3333 | 0.44444 | 0
5827 | Synthetic battery | battery | 0 | 1.1619 | 1.2603 | 0 | 0 | 0
5828 | Synthetic pumped | pumped | 0 | 12 | 21.3333 | 8 | 0.16667 | 0
5828 | Synthetic battery | battery | 0 | 0 | 0 | 0 | 0 | 0
5829 | Synthetic pumped | pumped | 0 | 7.2 | 8 | 0 | 0 | 0
5829 | Synthetic battery | battery | 0 | 0 | 0 | 0 | 0 | 0
5830 | Synthetic pumped | pumped | 0 | 0 | 0 | 0 | 0 | 0
5830 | Synthetic battery | battery | 0 | 0 | 0 | 0 | 0 | 0
5831 | Synthetic pumped | pumped | 0 | 0 | 0 | 0 | 0 | 0
5831 | Synthetic battery | battery | 0 | 0 | 0 | 0 | 0 | 0
5832 | Synthetic pumped | pumped | 0 | 0 | 0 | 0 | 0 | 0
5832 | Synthetic battery | battery | 0 | 0 | 0 | 0 | 0 | 0
5833 | Synthetic pumped | pumped | 0 | 0 | 0 | 0 | 0 | 0
5833 | Synthetic battery | battery | 0 | 0 | 0 | 0 | 0 | 0
5834 | Synthetic pumped | pumped | 0 | 0 | 0 | 0 | 0 | 0
5834 | Synthetic battery | battery | 0 | 0 | 0 | 0 | 0 | 0
5835 | Synthetic pumped | pumped | 0 | 0 | 0 | 0 | 0 | 0
5835 | Synthetic battery | battery | 0 | 0 | 0 | 0 | 0 | 0
5836 | Synthetic pumped | pumped | 0 | 0 | 0 | 0 | 0 | 0
5836 | Synthetic battery | battery | 0 | 0 | 0 | 0 | 0 | 0
5837 | Synthetic pumped | pumped | 0 | 0 | 0 | 0 | 0 | 0
5837 | Synthetic battery | battery | 0 | 0 | 0 | 0 | 0 | 0
5838 | Synthetic pumped | pumped | 0 | 0 | 0 | 0 | 0 | 0
5838 | Synthetic battery | battery | 0 | 0 | 0 | 0 | 0 | 0
5839 | Synthetic pumped | pumped | 0 | 0 | 0 | 0 | 0 | 0
5839 | Synthetic battery | battery | 0 | 0 | 0 | 0 | 0 | 0
5840 | Synthetic pumped | pumped | 0 | 0 | 0 | 0 | 0 | 0
5840 | Synthetic battery | battery | 0 | 0 | 0 | 0 | 0 | 0
5841 | Synthetic pumped | pumped | 0 | 0 | 0 | 0 | 0 | 0
5841 | Synthetic battery | battery | 0 | 0 | 0 | 0 | 0 | 0
5842 | Synthetic pumped | pumped | 3.8054 | 0 | 0 | 3.4249 | 0.071352 | 0
5842 | Synthetic battery | battery | 0 | 0 | 0 | 0 | 0 | 0
5843 | Synthetic pumped | pumped | 4.3061 | 0 | 3.4249 | 7.3003 | 0.15209 | 0
5843 | Synthetic battery | battery | 0 | 0 | 0 | 0 | 0 | 0
5844 | Synthetic pumped | pumped | 5.684 | 0 | 7.3003 | 12.4159 | 0.25866 | -8.8818e-16
5844 | Synthetic battery | battery | 0 | 0 | 0 | 0 | 0 | 0
5845 | Synthetic pumped | pumped | 8.6578 | 0 | 12.4159 | 20.208 | 0.421 | -8.8818e-16
5845 | Synthetic battery | battery | 0 | 0 | 0 | 0 | 0 | 0
5846 | Synthetic pumped | pumped | 4.9141 | 0 | 20.208 | 24.6306 | 0.51314 | -1.7764e-15
5846 | Synthetic battery | battery | 0 | 0 | 0 | 0 | 0 | 0
5847 | Synthetic pumped | pumped | 0 | 0 | 24.6306 | 24.6306 | 0.51314 | 0
5847 | Synthetic battery | battery | 0 | 0 | 0 | 0 | 0 | 0
5848 | Synthetic pumped | pumped | 0 | 0 | 24.6306 | 24.6306 | 0.51314 | 0
5848 | Synthetic battery | battery | 0 | 0 | 0 | 0 | 0 | 0
5849 | Synthetic pumped | pumped | 0 | 9.5372 | 24.6306 | 14.0338 | 0.29237 | 0
5849 | Synthetic battery | battery | 0 | 0 | 0 | 0 | 0 | 0
5850 | Synthetic pumped | pumped | 0 | 12 | 14.0338 | 0.70042 | 0.014592 | 0
5850 | Synthetic battery | battery | 0 | 0 | 0 | 0 | 0 | 0
5851 | Synthetic pumped | pumped | 0 | 0.63038 | 0.70042 | 0 | 0 | 0
5851 | Synthetic battery | battery | 0 | 0 | 0 | 0 | 0 | 0
5852 | Synthetic pumped | pumped | 0 | 0 | 0 | 0 | 0 | 0
5852 | Synthetic battery | battery | 0 | 0 | 0 | 0 | 0 | 0
5853 | Synthetic pumped | pumped | 0 | 0 | 0 | 0 | 0 | 0
5853 | Synthetic battery | battery | 0 | 0 | 0 | 0 | 0 | 0
5854 | Synthetic pumped | pumped | 0 | 0 | 0 | 0 | 0 | 0
5854 | Synthetic battery | battery | 0 | 0 | 0 | 0 | 0 | 0
5855 | Synthetic pumped | pumped | 0 | 0 | 0 | 0 | 0 | 0
5855 | Synthetic battery | battery | 0 | 0 | 0 | 0 | 0 | 0
5856 | Synthetic pumped | pumped | 0 | 0 | 0 | 0 | 0 | 0
5856 | Synthetic battery | battery | 0 | 0 | 0 | 0 | 0 | 0
5857 | Synthetic pumped | pumped | 0 | 0 | 0 | 0 | 0 | 0
5857 | Synthetic battery | battery | 0 | 0 | 0 | 0 | 0 | 0
5858 | Synthetic pumped | pumped | 0 | 0 | 0 | 0 | 0 | 0
5858 | Synthetic battery | battery | 0 | 0 | 0 | 0 | 0 | 0
5859 | Synthetic pumped | pumped | 0 | 0 | 0 | 0 | 0 | 0
5859 | Synthetic battery | battery | 0 | 0 | 0 | 0 | 0 | 0
5860 | Synthetic pumped | pumped | 0 | 0 | 0 | 0 | 0 | 0
5860 | Synthetic battery | battery | 0 | 0 | 0 | 0 | 0 | 0
5861 | Synthetic pumped | pumped | 0 | 0 | 0 | 0 | 0 | 0
5861 | Synthetic battery | battery | 0 | 0 | 0 | 0 | 0 | 0
5862 | Synthetic pumped | pumped | 0 | 0 | 0 | 0 | 0 | 0
5862 | Synthetic battery | battery | 0 | 0 | 0 | 0 | 0 | 0
5863 | Synthetic pumped | pumped | 0 | 0 | 0 | 0 | 0 | 0
5863 | Synthetic battery | battery | 0 | 0 | 0 | 0 | 0 | 0
5864 | Synthetic pumped | pumped | 0 | 0 | 0 | 0 | 0 | 0
5864 | Synthetic battery | battery | 0 | 0 | 0 | 0 | 0 | 0
5865 | Synthetic pumped | pumped | 1.0841 | 0 | 0 | 0.97566 | 0.020326 | 0
5865 | Synthetic battery | battery | 0 | 0 | 0 | 0 | 0 | 0
5866 | Synthetic pumped | pumped | 8.003 | 0 | 0.97566 | 8.1783 | 0.17038 | 0
5866 | Synthetic battery | battery | 0 | 0 | 0 | 0 | 0 | 0
5867 | Synthetic pumped | pumped | 12 | 0 | 8.1783 | 18.9783 | 0.39538 | 0
5867 | Synthetic battery | battery | 4.7623 | 0 | 0 | 4.3906 | 0.21953 | 0
5868 | Synthetic pumped | pumped | 12 | 0 | 18.9783 | 29.7783 | 0.62038 | 0
5868 | Synthetic battery | battery | 6.5549 | 0 | 4.3906 | 10.434 | 0.5217 | 0
5869 | Synthetic pumped | pumped | 12 | 0 | 29.7783 | 40.5783 | 0.84538 | -3.5527e-15
5869 | Synthetic battery | battery | 5.0835 | 0 | 10.434 | 15.1207 | 0.75604 | 0
5870 | Synthetic pumped | pumped | 8.2463 | 0 | 40.5783 | 48 | 1 | 8.8818e-16
5870 | Synthetic battery | battery | 5.2923 | 0 | 15.1207 | 20 | 1 | 0
5871 | Synthetic pumped | pumped | 0 | 0 | 48 | 48 | 1 | 0
5871 | Synthetic battery | battery | 0 | 0 | 20 | 20 | 1 | 0
5872 | Synthetic pumped | pumped | 0 | 0 | 48 | 48 | 1 | 0
5872 | Synthetic battery | battery | 0 | 0 | 20 | 20 | 1 | 0
5873 | Synthetic pumped | pumped | 0 | 0 | 48 | 48 | 1 | 0
5873 | Synthetic battery | battery | 0 | 0 | 20 | 20 | 1 | 0
5874 | Synthetic pumped | pumped | 0 | 2.1448 | 48 | 45.6169 | 0.95035 | 8.8818e-16
5874 | Synthetic battery | battery | 0 | 10 | 20 | 9.1535 | 0.45767 | 0
5875 | Synthetic pumped | pumped | 0 | 7.4902 | 45.6169 | 37.2944 | 0.77697 | -1.7764e-15
5875 | Synthetic battery | battery | 0 | 8.4391 | 9.1535 | 0 | 0 | 0
5876 | Synthetic pumped | pumped | 0 | 12 | 37.2944 | 23.9611 | 0.49919 | 0
5876 | Synthetic battery | battery | 0 | 0 | 0 | 0 | 0 | 0
5877 | Synthetic pumped | pumped | 0 | 12 | 23.9611 | 10.6278 | 0.22141 | 0
5877 | Synthetic battery | battery | 0 | 0 | 0 | 0 | 0 | 0
5878 | Synthetic pumped | pumped | 0 | 9.565 | 10.6278 | 0 | 0 | 0
5878 | Synthetic battery | battery | 0 | 0 | 0 | 0 | 0 | 0
5879 | Synthetic pumped | pumped | 0 | 0 | 0 | 0 | 0 | 0
5879 | Synthetic battery | battery | 0 | 0 | 0 | 0 | 0 | 0
5880 | Synthetic pumped | pumped | 0 | 0 | 0 | 0 | 0 | 0
5880 | Synthetic battery | battery | 0 | 0 | 0 | 0 | 0 | 0
5881 | Synthetic pumped | pumped | 0 | 0 | 0 | 0 | 0 | 0
5881 | Synthetic battery | battery | 0 | 0 | 0 | 0 | 0 | 0
5882 | Synthetic pumped | pumped | 0 | 0 | 0 | 0 | 0 | 0
5882 | Synthetic battery | battery | 0 | 0 | 0 | 0 | 0 | 0
5883 | Synthetic pumped | pumped | 0 | 0 | 0 | 0 | 0 | 0
5883 | Synthetic battery | battery | 0 | 0 | 0 | 0 | 0 | 0
5884 | Synthetic pumped | pumped | 0 | 0 | 0 | 0 | 0 | 0
5884 | Synthetic battery | battery | 0 | 0 | 0 | 0 | 0 | 0
5885 | Synthetic pumped | pumped | 0 | 0 | 0 | 0 | 0 | 0
5885 | Synthetic battery | battery | 0 | 0 | 0 | 0 | 0 | 0
5886 | Synthetic pumped | pumped | 0 | 0 | 0 | 0 | 0 | 0
5886 | Synthetic battery | battery | 0 | 0 | 0 | 0 | 0 | 0
5887 | Synthetic pumped | pumped | 0 | 0 | 0 | 0 | 0 | 0
5887 | Synthetic battery | battery | 0 | 0 | 0 | 0 | 0 | 0
5888 | Synthetic pumped | pumped | 0 | 0 | 0 | 0 | 0 | 0
5888 | Synthetic battery | battery | 0 | 0 | 0 | 0 | 0 | 0
5889 | Synthetic pumped | pumped | 0 | 0 | 0 | 0 | 0 | 0
5889 | Synthetic battery | battery | 0 | 0 | 0 | 0 | 0 | 0
5890 | Synthetic pumped | pumped | 3.7863 | 0 | 0 | 3.4076 | 0.070992 | 0
5890 | Synthetic battery | battery | 0 | 0 | 0 | 0 | 0 | 0
5891 | Synthetic pumped | pumped | 3.177 | 0 | 3.4076 | 6.2669 | 0.13056 | 0
5891 | Synthetic battery | battery | 0 | 0 | 0 | 0 | 0 | 0
5892 | Synthetic pumped | pumped | 8.1147 | 0 | 6.2669 | 13.5702 | 0.28271 | 0
5892 | Synthetic battery | battery | 0 | 0 | 0 | 0 | 0 | 0
5893 | Synthetic pumped | pumped | 3.3895 | 0 | 13.5702 | 16.6207 | 0.34627 | -8.8818e-16
5893 | Synthetic battery | battery | 0 | 0 | 0 | 0 | 0 | 0
5894 | Synthetic pumped | pumped | 4.973 | 0 | 16.6207 | 21.0964 | 0.43951 | 8.8818e-16
5894 | Synthetic battery | battery | 0 | 0 | 0 | 0 | 0 | 0
5895 | Synthetic pumped | pumped | 0.71527 | 0 | 21.0964 | 21.7402 | 0.45292 | 1.4433e-15
5895 | Synthetic battery | battery | 0 | 0 | 0 | 0 | 0 | 0
5896 | Synthetic pumped | pumped | 0 | 0 | 21.7402 | 21.7402 | 0.45292 | 0
5896 | Synthetic battery | battery | 0 | 0 | 0 | 0 | 0 | 0
5897 | Synthetic pumped | pumped | 0 | 5.6496 | 21.7402 | 15.4629 | 0.32214 | 0
5897 | Synthetic battery | battery | 0 | 0 | 0 | 0 | 0 | 0
5898 | Synthetic pumped | pumped | 0 | 12 | 15.4629 | 2.1295 | 0.044365 | 0
5898 | Synthetic battery | battery | 0 | 0 | 0 | 0 | 0 | 0
5899 | Synthetic pumped | pumped | 0 | 1.9166 | 2.1295 | 0 | 0 | 0
5899 | Synthetic battery | battery | 0 | 0 | 0 | 0 | 0 | 0
5900 | Synthetic pumped | pumped | 0 | 0 | 0 | 0 | 0 | 0
5900 | Synthetic battery | battery | 0 | 0 | 0 | 0 | 0 | 0
5901 | Synthetic pumped | pumped | 0 | 0 | 0 | 0 | 0 | 0
5901 | Synthetic battery | battery | 0 | 0 | 0 | 0 | 0 | 0
5902 | Synthetic pumped | pumped | 0 | 0 | 0 | 0 | 0 | 0
5902 | Synthetic battery | battery | 0 | 0 | 0 | 0 | 0 | 0
5903 | Synthetic pumped | pumped | 0 | 0 | 0 | 0 | 0 | 0
5903 | Synthetic battery | battery | 0 | 0 | 0 | 0 | 0 | 0
5904 | Synthetic pumped | pumped | 0 | 0 | 0 | 0 | 0 | 0
5904 | Synthetic battery | battery | 0 | 0 | 0 | 0 | 0 | 0
5905 | Synthetic pumped | pumped | 0 | 0 | 0 | 0 | 0 | 0
5905 | Synthetic battery | battery | 0 | 0 | 0 | 0 | 0 | 0
5906 | Synthetic pumped | pumped | 0 | 0 | 0 | 0 | 0 | 0
5906 | Synthetic battery | battery | 0 | 0 | 0 | 0 | 0 | 0
5907 | Synthetic pumped | pumped | 0 | 0 | 0 | 0 | 0 | 0
5907 | Synthetic battery | battery | 0 | 0 | 0 | 0 | 0 | 0
5908 | Synthetic pumped | pumped | 0 | 0 | 0 | 0 | 0 | 0
5908 | Synthetic battery | battery | 0 | 0 | 0 | 0 | 0 | 0
5909 | Synthetic pumped | pumped | 0 | 0 | 0 | 0 | 0 | 0
5909 | Synthetic battery | battery | 0 | 0 | 0 | 0 | 0 | 0
5910 | Synthetic pumped | pumped | 0 | 0 | 0 | 0 | 0 | 0
5910 | Synthetic battery | battery | 0 | 0 | 0 | 0 | 0 | 0
5911 | Synthetic pumped | pumped | 0 | 0 | 0 | 0 | 0 | 0
5911 | Synthetic battery | battery | 0 | 0 | 0 | 0 | 0 | 0
5912 | Synthetic pumped | pumped | 0 | 0 | 0 | 0 | 0 | 0
5912 | Synthetic battery | battery | 0 | 0 | 0 | 0 | 0 | 0
5913 | Synthetic pumped | pumped | 0 | 0 | 0 | 0 | 0 | 0
5913 | Synthetic battery | battery | 0 | 0 | 0 | 0 | 0 | 0
5914 | Synthetic pumped | pumped | 7.4076 | 0 | 0 | 6.6669 | 0.13889 | 0
5914 | Synthetic battery | battery | 0 | 0 | 0 | 0 | 0 | 0
5915 | Synthetic pumped | pumped | 8.7094 | 0 | 6.6669 | 14.5053 | 0.30219 | 0
5915 | Synthetic battery | battery | 0 | 0 | 0 | 0 | 0 | 0
5916 | Synthetic pumped | pumped | 12 | 0 | 14.5053 | 25.3053 | 0.52719 | 1.7764e-15
5916 | Synthetic battery | battery | 2.3873 | 0 | 0 | 2.201 | 0.11005 | 0
5917 | Synthetic pumped | pumped | 9.6398 | 0 | 25.3053 | 33.9811 | 0.70794 | 1.7764e-15
5917 | Synthetic battery | battery | 0 | 0 | 2.201 | 2.201 | 0.11005 | 0
5918 | Synthetic pumped | pumped | 9.75 | 0 | 33.9811 | 42.7561 | 0.89075 | -3.5527e-15
5918 | Synthetic battery | battery | 0 | 0 | 2.201 | 2.201 | 0.11005 | 0
5919 | Synthetic pumped | pumped | 3.8171 | 0 | 42.7561 | 46.1916 | 0.96232 | -1.3323e-15
5919 | Synthetic battery | battery | 0 | 0 | 2.201 | 2.201 | 0.11005 | 0
5920 | Synthetic pumped | pumped | 0 | 0 | 46.1916 | 46.1916 | 0.96232 | 0
5920 | Synthetic battery | battery | 0 | 0 | 2.201 | 2.201 | 0.11005 | 0
5921 | Synthetic pumped | pumped | 0 | 4.2743 | 46.1916 | 41.4423 | 0.86338 | 1.7764e-15
5921 | Synthetic battery | battery | 0 | 2.0292 | 2.201 | 0 | 0 | 0
5922 | Synthetic pumped | pumped | 0 | 12 | 41.4423 | 28.109 | 0.5856 | 0
5922 | Synthetic battery | battery | 0 | 0 | 0 | 0 | 0 | 0
5923 | Synthetic pumped | pumped | 0 | 12 | 28.109 | 14.7756 | 0.30783 | 0
5923 | Synthetic battery | battery | 0 | 0 | 0 | 0 | 0 | 0
5924 | Synthetic pumped | pumped | 0 | 12 | 14.7756 | 1.4423 | 0.030048 | 0
5924 | Synthetic battery | battery | 0 | 0 | 0 | 0 | 0 | 0
5925 | Synthetic pumped | pumped | 0 | 1.2981 | 1.4423 | 0 | 0 | 0
5925 | Synthetic battery | battery | 0 | 0 | 0 | 0 | 0 | 0
5926 | Synthetic pumped | pumped | 0 | 0 | 0 | 0 | 0 | 0
5926 | Synthetic battery | battery | 0 | 0 | 0 | 0 | 0 | 0
5927 | Synthetic pumped | pumped | 0 | 0 | 0 | 0 | 0 | 0
5927 | Synthetic battery | battery | 0 | 0 | 0 | 0 | 0 | 0
5928 | Synthetic pumped | pumped | 0 | 0 | 0 | 0 | 0 | 0
5928 | Synthetic battery | battery | 0 | 0 | 0 | 0 | 0 | 0
5929 | Synthetic pumped | pumped | 0 | 0 | 0 | 0 | 0 | 0
5929 | Synthetic battery | battery | 0 | 0 | 0 | 0 | 0 | 0
5930 | Synthetic pumped | pumped | 0 | 0 | 0 | 0 | 0 | 0
5930 | Synthetic battery | battery | 0 | 0 | 0 | 0 | 0 | 0
5931 | Synthetic pumped | pumped | 0 | 0 | 0 | 0 | 0 | 0
5931 | Synthetic battery | battery | 0 | 0 | 0 | 0 | 0 | 0
5932 | Synthetic pumped | pumped | 0 | 0 | 0 | 0 | 0 | 0
5932 | Synthetic battery | battery | 0 | 0 | 0 | 0 | 0 | 0
5933 | Synthetic pumped | pumped | 0 | 0 | 0 | 0 | 0 | 0
5933 | Synthetic battery | battery | 0 | 0 | 0 | 0 | 0 | 0
5934 | Synthetic pumped | pumped | 0 | 0 | 0 | 0 | 0 | 0
5934 | Synthetic battery | battery | 0 | 0 | 0 | 0 | 0 | 0
5935 | Synthetic pumped | pumped | 0 | 0 | 0 | 0 | 0 | 0
5935 | Synthetic battery | battery | 0 | 0 | 0 | 0 | 0 | 0
5936 | Synthetic pumped | pumped | 0 | 0 | 0 | 0 | 0 | 0
5936 | Synthetic battery | battery | 0 | 0 | 0 | 0 | 0 | 0
5937 | Synthetic pumped | pumped | 0 | 0 | 0 | 0 | 0 | 0
5937 | Synthetic battery | battery | 0 | 0 | 0 | 0 | 0 | 0
5938 | Synthetic pumped | pumped | 7.721 | 0 | 0 | 6.9489 | 0.14477 | 0
5938 | Synthetic battery | battery | 0 | 0 | 0 | 0 | 0 | 0
5939 | Synthetic pumped | pumped | 12 | 0 | 6.9489 | 17.7489 | 0.36977 | 0
5939 | Synthetic battery | battery | 0.60171 | 0 | 0 | 0.55475 | 0.027737 | 0
5940 | Synthetic pumped | pumped | 11.2723 | 0 | 17.7489 | 27.894 | 0.58112 | -1.7764e-15
5940 | Synthetic battery | battery | 0 | 0 | 0.55475 | 0.55475 | 0.027737 | 0
5941 | Synthetic pumped | pumped | 12 | 0 | 27.894 | 38.694 | 0.80612 | 3.5527e-15
5941 | Synthetic battery | battery | 0.92353 | 0 | 0.55475 | 1.4062 | 0.07031 | 1.1102e-16
5942 | Synthetic pumped | pumped | 10.1284 | 0 | 38.694 | 47.8096 | 0.99603 | -1.7764e-15
5942 | Synthetic battery | battery | 0 | 0 | 1.4062 | 1.4062 | 0.07031 | 0
5943 | Synthetic pumped | pumped | 0.21156 | 0 | 47.8096 | 48 | 1 | 0
5943 | Synthetic battery | battery | 4.407 | 0 | 1.4062 | 5.4692 | 0.27346 | 0
5944 | Synthetic pumped | pumped | 0 | 0 | 48 | 48 | 1 | 0
5944 | Synthetic battery | battery | 0 | 0 | 5.4692 | 5.4692 | 0.27346 | 0
5945 | Synthetic pumped | pumped | 0 | 0 | 48 | 48 | 1 | 0
5945 | Synthetic battery | battery | 0 | 4.0271 | 5.4692 | 1.1012 | 0.05506 | 0
5946 | Synthetic pumped | pumped | 0 | 12 | 48 | 34.6667 | 0.72222 | 3.5527e-15
5946 | Synthetic battery | battery | 0 | 1.0153 | 1.1012 | 0 | 0 | 0
5947 | Synthetic pumped | pumped | 0 | 12 | 34.6667 | 21.3333 | 0.44444 | 0
5947 | Synthetic battery | battery | 0 | 0 | 0 | 0 | 0 | 0
5948 | Synthetic pumped | pumped | 0 | 12 | 21.3333 | 8 | 0.16667 | 0
5948 | Synthetic battery | battery | 0 | 0 | 0 | 0 | 0 | 0
5949 | Synthetic pumped | pumped | 0 | 7.2 | 8 | 0 | 0 | 0
5949 | Synthetic battery | battery | 0 | 0 | 0 | 0 | 0 | 0
5950 | Synthetic pumped | pumped | 0 | 0 | 0 | 0 | 0 | 0
5950 | Synthetic battery | battery | 0 | 0 | 0 | 0 | 0 | 0
5951 | Synthetic pumped | pumped | 0 | 0 | 0 | 0 | 0 | 0
5951 | Synthetic battery | battery | 0 | 0 | 0 | 0 | 0 | 0
5952 | Synthetic pumped | pumped | 0 | 0 | 0 | 0 | 0 | 0
5952 | Synthetic battery | battery | 0 | 0 | 0 | 0 | 0 | 0
5953 | Synthetic pumped | pumped | 0 | 0 | 0 | 0 | 0 | 0
5953 | Synthetic battery | battery | 0 | 0 | 0 | 0 | 0 | 0
5954 | Synthetic pumped | pumped | 0 | 0 | 0 | 0 | 0 | 0
5954 | Synthetic battery | battery | 0 | 0 | 0 | 0 | 0 | 0
5955 | Synthetic pumped | pumped | 0 | 0 | 0 | 0 | 0 | 0
5955 | Synthetic battery | battery | 0 | 0 | 0 | 0 | 0 | 0
5956 | Synthetic pumped | pumped | 0 | 0 | 0 | 0 | 0 | 0
5956 | Synthetic battery | battery | 0 | 0 | 0 | 0 | 0 | 0
5957 | Synthetic pumped | pumped | 0 | 0 | 0 | 0 | 0 | 0
5957 | Synthetic battery | battery | 0 | 0 | 0 | 0 | 0 | 0
5958 | Synthetic pumped | pumped | 0 | 0 | 0 | 0 | 0 | 0
5958 | Synthetic battery | battery | 0 | 0 | 0 | 0 | 0 | 0
5959 | Synthetic pumped | pumped | 0 | 0 | 0 | 0 | 0 | 0
5959 | Synthetic battery | battery | 0 | 0 | 0 | 0 | 0 | 0
5960 | Synthetic pumped | pumped | 0 | 0 | 0 | 0 | 0 | 0
5960 | Synthetic battery | battery | 0 | 0 | 0 | 0 | 0 | 0
5961 | Synthetic pumped | pumped | 0 | 0 | 0 | 0 | 0 | 0
5961 | Synthetic battery | battery | 0 | 0 | 0 | 0 | 0 | 0
5962 | Synthetic pumped | pumped | 0 | 0 | 0 | 0 | 0 | 0
5962 | Synthetic battery | battery | 0 | 0 | 0 | 0 | 0 | 0
5963 | Synthetic pumped | pumped | 4.1306 | 0 | 0 | 3.7176 | 0.07745 | 0
5963 | Synthetic battery | battery | 0 | 0 | 0 | 0 | 0 | 0
5964 | Synthetic pumped | pumped | 0.53625 | 0 | 3.7176 | 4.2002 | 0.087504 | 5.5511e-17
5964 | Synthetic battery | battery | 0 | 0 | 0 | 0 | 0 | 0
5965 | Synthetic pumped | pumped | 3.644 | 0 | 4.2002 | 7.4798 | 0.15583 | 0
5965 | Synthetic battery | battery | 0 | 0 | 0 | 0 | 0 | 0
5966 | Synthetic pumped | pumped | 3.0061 | 0 | 7.4798 | 10.1853 | 0.21219 | -4.4409e-16
5966 | Synthetic battery | battery | 0 | 0 | 0 | 0 | 0 | 0
5967 | Synthetic pumped | pumped | 0 | 0 | 10.1853 | 10.1853 | 0.21219 | 0
5967 | Synthetic battery | battery | 0 | 0 | 0 | 0 | 0 | 0
5968 | Synthetic pumped | pumped | 0 | 0 | 10.1853 | 10.1853 | 0.21219 | 0
5968 | Synthetic battery | battery | 0 | 0 | 0 | 0 | 0 | 0
5969 | Synthetic pumped | pumped | 0 | 8.844 | 10.1853 | 0.35857 | 0.0074702 | 0
5969 | Synthetic battery | battery | 0 | 0 | 0 | 0 | 0 | 0
5970 | Synthetic pumped | pumped | 0 | 0.32271 | 0.35857 | 0 | 0 | 0
5970 | Synthetic battery | battery | 0 | 0 | 0 | 0 | 0 | 0
5971 | Synthetic pumped | pumped | 0 | 0 | 0 | 0 | 0 | 0
5971 | Synthetic battery | battery | 0 | 0 | 0 | 0 | 0 | 0
5972 | Synthetic pumped | pumped | 0 | 0 | 0 | 0 | 0 | 0
5972 | Synthetic battery | battery | 0 | 0 | 0 | 0 | 0 | 0
5973 | Synthetic pumped | pumped | 0 | 0 | 0 | 0 | 0 | 0
5973 | Synthetic battery | battery | 0 | 0 | 0 | 0 | 0 | 0
5974 | Synthetic pumped | pumped | 0 | 0 | 0 | 0 | 0 | 0
5974 | Synthetic battery | battery | 0 | 0 | 0 | 0 | 0 | 0
5975 | Synthetic pumped | pumped | 0 | 0 | 0 | 0 | 0 | 0
5975 | Synthetic battery | battery | 0 | 0 | 0 | 0 | 0 | 0
5976 | Synthetic pumped | pumped | 0 | 0 | 0 | 0 | 0 | 0
5976 | Synthetic battery | battery | 0 | 0 | 0 | 0 | 0 | 0
5977 | Synthetic pumped | pumped | 0 | 0 | 0 | 0 | 0 | 0
5977 | Synthetic battery | battery | 0 | 0 | 0 | 0 | 0 | 0
5978 | Synthetic pumped | pumped | 0 | 0 | 0 | 0 | 0 | 0
5978 | Synthetic battery | battery | 0 | 0 | 0 | 0 | 0 | 0
5979 | Synthetic pumped | pumped | 0 | 0 | 0 | 0 | 0 | 0
5979 | Synthetic battery | battery | 0 | 0 | 0 | 0 | 0 | 0
5980 | Synthetic pumped | pumped | 0 | 0 | 0 | 0 | 0 | 0
5980 | Synthetic battery | battery | 0 | 0 | 0 | 0 | 0 | 0
5981 | Synthetic pumped | pumped | 0 | 0 | 0 | 0 | 0 | 0
5981 | Synthetic battery | battery | 0 | 0 | 0 | 0 | 0 | 0
5982 | Synthetic pumped | pumped | 0 | 0 | 0 | 0 | 0 | 0
5982 | Synthetic battery | battery | 0 | 0 | 0 | 0 | 0 | 0
5983 | Synthetic pumped | pumped | 0 | 0 | 0 | 0 | 0 | 0
5983 | Synthetic battery | battery | 0 | 0 | 0 | 0 | 0 | 0
5984 | Synthetic pumped | pumped | 0 | 0 | 0 | 0 | 0 | 0
5984 | Synthetic battery | battery | 0 | 0 | 0 | 0 | 0 | 0
5985 | Synthetic pumped | pumped | 10.8057 | 0 | 0 | 9.7251 | 0.20261 | 0
5985 | Synthetic battery | battery | 0 | 0 | 0 | 0 | 0 | 0
5986 | Synthetic pumped | pumped | 12 | 0 | 9.7251 | 20.5251 | 0.42761 | 0
5986 | Synthetic battery | battery | 2.7248 | 0 | 0 | 2.5122 | 0.12561 | 0
5987 | Synthetic pumped | pumped | 12 | 0 | 20.5251 | 31.3251 | 0.65261 | 0
5987 | Synthetic battery | battery | 7.208 | 0 | 2.5122 | 9.1576 | 0.45788 | 0
5988 | Synthetic pumped | pumped | 12 | 0 | 31.3251 | 42.1251 | 0.87761 | 0
5988 | Synthetic battery | battery | 5.6516 | 0 | 9.1576 | 14.3682 | 0.71841 | 8.8818e-16
5989 | Synthetic pumped | pumped | 6.5277 | 0 | 42.1251 | 48 | 1 | 0
5989 | Synthetic battery | battery | 6.1086 | 0 | 14.3682 | 20 | 1 | 0
5990 | Synthetic pumped | pumped | 0 | 0 | 48 | 48 | 1 | 0
5990 | Synthetic battery | battery | 0 | 0 | 20 | 20 | 1 | 0
5991 | Synthetic pumped | pumped | 0 | 0 | 48 | 48 | 1 | 0
5991 | Synthetic battery | battery | 0 | 0 | 20 | 20 | 1 | 0
5992 | Synthetic pumped | pumped | 0 | 0 | 48 | 48 | 1 | 0
5992 | Synthetic battery | battery | 0 | 0 | 20 | 20 | 1 | 0
5993 | Synthetic pumped | pumped | 0 | 0 | 48 | 48 | 1 | 0
5993 | Synthetic battery | battery | 0 | 4.8891 | 20 | 14.697 | 0.73485 | 8.8818e-16
5994 | Synthetic pumped | pumped | 0 | 11.8018 | 48 | 34.8869 | 0.72681 | 1.7764e-15
5994 | Synthetic battery | battery | 0 | 10 | 14.697 | 3.8505 | 0.19252 | 0
5995 | Synthetic pumped | pumped | 0 | 12 | 34.8869 | 21.5535 | 0.44903 | 0
5995 | Synthetic battery | battery | 0 | 3.55 | 3.8505 | 0 | 0 | 0
5996 | Synthetic pumped | pumped | 0 | 12 | 21.5535 | 8.2202 | 0.17125 | 0
5996 | Synthetic battery | battery | 0 | 0 | 0 | 0 | 0 | 0
5997 | Synthetic pumped | pumped | 0 | 7.3982 | 8.2202 | 0 | 0 | 0
5997 | Synthetic battery | battery | 0 | 0 | 0 | 0 | 0 | 0
5998 | Synthetic pumped | pumped | 0 | 0 | 0 | 0 | 0 | 0
5998 | Synthetic battery | battery | 0 | 0 | 0 | 0 | 0 | 0
5999 | Synthetic pumped | pumped | 0 | 0 | 0 | 0 | 0 | 0
5999 | Synthetic battery | battery | 0 | 0 | 0 | 0 | 0 | 0
6000 | Synthetic pumped | pumped | 0 | 0 | 0 | 0 | 0 | 0
6000 | Synthetic battery | battery | 0 | 0 | 0 | 0 | 0 | 0
6001 | Synthetic pumped | pumped | 0 | 0 | 0 | 0 | 0 | 0
6001 | Synthetic battery | battery | 0 | 0 | 0 | 0 | 0 | 0
6002 | Synthetic pumped | pumped | 0 | 0 | 0 | 0 | 0 | 0
6002 | Synthetic battery | battery | 0 | 0 | 0 | 0 | 0 | 0
6003 | Synthetic pumped | pumped | 0 | 0 | 0 | 0 | 0 | 0
6003 | Synthetic battery | battery | 0 | 0 | 0 | 0 | 0 | 0
6004 | Synthetic pumped | pumped | 0 | 0 | 0 | 0 | 0 | 0
6004 | Synthetic battery | battery | 0 | 0 | 0 | 0 | 0 | 0
6005 | Synthetic pumped | pumped | 0 | 0 | 0 | 0 | 0 | 0
6005 | Synthetic battery | battery | 0 | 0 | 0 | 0 | 0 | 0
6006 | Synthetic pumped | pumped | 0 | 0 | 0 | 0 | 0 | 0
6006 | Synthetic battery | battery | 0 | 0 | 0 | 0 | 0 | 0
6007 | Synthetic pumped | pumped | 0 | 0 | 0 | 0 | 0 | 0
6007 | Synthetic battery | battery | 0 | 0 | 0 | 0 | 0 | 0
6008 | Synthetic pumped | pumped | 0 | 0 | 0 | 0 | 0 | 0
6008 | Synthetic battery | battery | 0 | 0 | 0 | 0 | 0 | 0
6009 | Synthetic pumped | pumped | 0 | 0 | 0 | 0 | 0 | 0
6009 | Synthetic battery | battery | 0 | 0 | 0 | 0 | 0 | 0
6010 | Synthetic pumped | pumped | 9.6846 | 0 | 0 | 8.7161 | 0.18159 | 0
6010 | Synthetic battery | battery | 0 | 0 | 0 | 0 | 0 | 0
6011 | Synthetic pumped | pumped | 12 | 0 | 8.7161 | 19.5161 | 0.40659 | 1.7764e-15
6011 | Synthetic battery | battery | 1.4035 | 0 | 0 | 1.294 | 0.064699 | 0
6012 | Synthetic pumped | pumped | 12 | 0 | 19.5161 | 30.3161 | 0.63159 | 0
6012 | Synthetic battery | battery | 6.5671 | 0 | 1.294 | 7.3486 | 0.36743 | 0
6013 | Synthetic pumped | pumped | 12 | 0 | 30.3161 | 41.1161 | 0.85659 | 0
6013 | Synthetic battery | battery | 0.64908 | 0 | 7.3486 | 7.947 | 0.39735 | 2.2204e-16
6014 | Synthetic pumped | pumped | 7.6488 | 0 | 41.1161 | 48 | 1 | 0
6014 | Synthetic battery | battery | 2.3355 | 0 | 7.947 | 10.1003 | 0.50501 | 8.8818e-16
6015 | Synthetic pumped | pumped | 0 | 0 | 48 | 48 | 1 | 0
6015 | Synthetic battery | battery | 10 | 0 | 10.1003 | 19.3198 | 0.96599 | 0
6016 | Synthetic pumped | pumped | 0 | 0 | 48 | 48 | 1 | 0
6016 | Synthetic battery | battery | 0 | 0 | 19.3198 | 19.3198 | 0.96599 | 0
6017 | Synthetic pumped | pumped | 0 | 0 | 48 | 48 | 1 | 0
6017 | Synthetic battery | battery | 0 | 9.0669 | 19.3198 | 9.4853 | 0.47427 | 0
6018 | Synthetic pumped | pumped | 0 | 12 | 48 | 34.6667 | 0.72222 | 3.5527e-15
6018 | Synthetic battery | battery | 0 | 8.745 | 9.4853 | 0 | 0 | 0
6019 | Synthetic pumped | pumped | 0 | 12 | 34.6667 | 21.3333 | 0.44444 | 0
6019 | Synthetic battery | battery | 0 | 0 | 0 | 0 | 0 | 0
6020 | Synthetic pumped | pumped | 0 | 12 | 21.3333 | 8 | 0.16667 | 0
6020 | Synthetic battery | battery | 0 | 0 | 0 | 0 | 0 | 0
6021 | Synthetic pumped | pumped | 0 | 7.2 | 8 | 0 | 0 | 0
6021 | Synthetic battery | battery | 0 | 0 | 0 | 0 | 0 | 0
6022 | Synthetic pumped | pumped | 0 | 0 | 0 | 0 | 0 | 0
6022 | Synthetic battery | battery | 0 | 0 | 0 | 0 | 0 | 0
6023 | Synthetic pumped | pumped | 0 | 0 | 0 | 0 | 0 | 0
6023 | Synthetic battery | battery | 0 | 0 | 0 | 0 | 0 | 0
6024 | Synthetic pumped | pumped | 0 | 0 | 0 | 0 | 0 | 0
6024 | Synthetic battery | battery | 0 | 0 | 0 | 0 | 0 | 0
6025 | Synthetic pumped | pumped | 0 | 0 | 0 | 0 | 0 | 0
6025 | Synthetic battery | battery | 0 | 0 | 0 | 0 | 0 | 0
6026 | Synthetic pumped | pumped | 0 | 0 | 0 | 0 | 0 | 0
6026 | Synthetic battery | battery | 0 | 0 | 0 | 0 | 0 | 0
6027 | Synthetic pumped | pumped | 0 | 0 | 0 | 0 | 0 | 0
6027 | Synthetic battery | battery | 0 | 0 | 0 | 0 | 0 | 0
6028 | Synthetic pumped | pumped | 0 | 0 | 0 | 0 | 0 | 0
6028 | Synthetic battery | battery | 0 | 0 | 0 | 0 | 0 | 0
6029 | Synthetic pumped | pumped | 0 | 0 | 0 | 0 | 0 | 0
6029 | Synthetic battery | battery | 0 | 0 | 0 | 0 | 0 | 0
6030 | Synthetic pumped | pumped | 0 | 0 | 0 | 0 | 0 | 0
6030 | Synthetic battery | battery | 0 | 0 | 0 | 0 | 0 | 0
6031 | Synthetic pumped | pumped | 0 | 0 | 0 | 0 | 0 | 0
6031 | Synthetic battery | battery | 0 | 0 | 0 | 0 | 0 | 0
6032 | Synthetic pumped | pumped | 0 | 0 | 0 | 0 | 0 | 0
6032 | Synthetic battery | battery | 0 | 0 | 0 | 0 | 0 | 0
6033 | Synthetic pumped | pumped | 12 | 0 | 0 | 10.8 | 0.225 | 0
6033 | Synthetic battery | battery | 0.40992 | 0 | 0 | 0.37793 | 0.018896 | 0
6034 | Synthetic pumped | pumped | 12 | 0 | 10.8 | 21.6 | 0.45 | 0
6034 | Synthetic battery | battery | 7.4487 | 0 | 0.37793 | 7.2453 | 0.36226 | 0
6035 | Synthetic pumped | pumped | 12 | 0 | 21.6 | 32.4 | 0.675 | 3.5527e-15
6035 | Synthetic battery | battery | 10 | 0 | 7.2453 | 16.4648 | 0.82324 | 1.7764e-15
6036 | Synthetic pumped | pumped | 12 | 0 | 32.4 | 43.2 | 0.9 | -3.5527e-15
6036 | Synthetic battery | battery | 3.8344 | 0 | 16.4648 | 20 | 1 | 0
6037 | Synthetic pumped | pumped | 5.3333 | 0 | 43.2 | 48 | 1 | 0
6037 | Synthetic battery | battery | 0 | 0 | 20 | 20 | 1 | 0
6038 | Synthetic pumped | pumped | 0 | 0 | 48 | 48 | 1 | 0
6038 | Synthetic battery | battery | 0 | 0 | 20 | 20 | 1 | 0
6039 | Synthetic pumped | pumped | 0 | 0 | 48 | 48 | 1 | 0
6039 | Synthetic battery | battery | 0 | 0 | 20 | 20 | 1 | 0
6040 | Synthetic pumped | pumped | 0 | 0 | 48 | 48 | 1 | 0
6040 | Synthetic battery | battery | 0 | 0 | 20 | 20 | 1 | 0
6041 | Synthetic pumped | pumped | 0 | 0 | 48 | 48 | 1 | 0
6041 | Synthetic battery | battery | 0 | 0 | 20 | 20 | 1 | 0
6042 | Synthetic pumped | pumped | 0 | 2.1899 | 48 | 45.5667 | 0.94931 | 2.2204e-15
6042 | Synthetic battery | battery | 0 | 10 | 20 | 9.1535 | 0.45767 | 0
6043 | Synthetic pumped | pumped | 0 | 8.1137 | 45.5667 | 36.5515 | 0.76149 | 3.5527e-15
6043 | Synthetic battery | battery | 0 | 8.4391 | 9.1535 | 0 | 0 | 0
6044 | Synthetic pumped | pumped | 0 | 12 | 36.5515 | 23.2182 | 0.48371 | 0
6044 | Synthetic battery | battery | 0 | 0 | 0 | 0 | 0 | 0
6045 | Synthetic pumped | pumped | 0 | 12 | 23.2182 | 9.8849 | 0.20593 | 0
6045 | Synthetic battery | battery | 0 | 0 | 0 | 0 | 0 | 0
6046 | Synthetic pumped | pumped | 0 | 8.8964 | 9.8849 | 0 | 0 | 0
6046 | Synthetic battery | battery | 0 | 0 | 0 | 0 | 0 | 0
6047 | Synthetic pumped | pumped | 0 | 0 | 0 | 0 | 0 | 0
6047 | Synthetic battery | battery | 0 | 0 | 0 | 0 | 0 | 0
6048 | Synthetic pumped | pumped | 0 | 0 | 0 | 0 | 0 | 0
6048 | Synthetic battery | battery | 0 | 0 | 0 | 0 | 0 | 0
6049 | Synthetic pumped | pumped | 0 | 0 | 0 | 0 | 0 | 0
6049 | Synthetic battery | battery | 0 | 0 | 0 | 0 | 0 | 0
6050 | Synthetic pumped | pumped | 0 | 0 | 0 | 0 | 0 | 0
6050 | Synthetic battery | battery | 0 | 0 | 0 | 0 | 0 | 0
6051 | Synthetic pumped | pumped | 0 | 0 | 0 | 0 | 0 | 0
6051 | Synthetic battery | battery | 0 | 0 | 0 | 0 | 0 | 0
6052 | Synthetic pumped | pumped | 0 | 0 | 0 | 0 | 0 | 0
6052 | Synthetic battery | battery | 0 | 0 | 0 | 0 | 0 | 0
6053 | Synthetic pumped | pumped | 0 | 0 | 0 | 0 | 0 | 0
6053 | Synthetic battery | battery | 0 | 0 | 0 | 0 | 0 | 0
6054 | Synthetic pumped | pumped | 0 | 0 | 0 | 0 | 0 | 0
6054 | Synthetic battery | battery | 0 | 0 | 0 | 0 | 0 | 0
6055 | Synthetic pumped | pumped | 0 | 0 | 0 | 0 | 0 | 0
6055 | Synthetic battery | battery | 0 | 0 | 0 | 0 | 0 | 0
6056 | Synthetic pumped | pumped | 0 | 0 | 0 | 0 | 0 | 0
6056 | Synthetic battery | battery | 0 | 0 | 0 | 0 | 0 | 0
6057 | Synthetic pumped | pumped | 1.329 | 0 | 0 | 1.1961 | 0.024918 | 0
6057 | Synthetic battery | battery | 0 | 0 | 0 | 0 | 0 | 0
6058 | Synthetic pumped | pumped | 1.3236 | 0 | 1.1961 | 2.3873 | 0.049736 | -2.2204e-16
6058 | Synthetic battery | battery | 0 | 0 | 0 | 0 | 0 | 0
6059 | Synthetic pumped | pumped | 11.4963 | 0 | 2.3873 | 12.734 | 0.26529 | -1.7764e-15
6059 | Synthetic battery | battery | 0 | 0 | 0 | 0 | 0 | 0
6060 | Synthetic pumped | pumped | 10.6507 | 0 | 12.734 | 22.3197 | 0.46499 | -1.7764e-15
6060 | Synthetic battery | battery | 0 | 0 | 0 | 0 | 0 | 0
6061 | Synthetic pumped | pumped | 8.1818 | 0 | 22.3197 | 29.6833 | 0.6184 | 8.8818e-16
6061 | Synthetic battery | battery | 0 | 0 | 0 | 0 | 0 | 0
6062 | Synthetic pumped | pumped | 6.6114 | 0 | 29.6833 | 35.6336 | 0.74237 | 3.5527e-15
6062 | Synthetic battery | battery | 0 | 0 | 0 | 0 | 0 | 0
6063 | Synthetic pumped | pumped | 0 | 0 | 35.6336 | 35.6336 | 0.74237 | 0
6063 | Synthetic battery | battery | 0 | 0 | 0 | 0 | 0 | 0
6064 | Synthetic pumped | pumped | 0 | 0 | 35.6336 | 35.6336 | 0.74237 | 0
6064 | Synthetic battery | battery | 0 | 0 | 0 | 0 | 0 | 0
6065 | Synthetic pumped | pumped | 0 | 3.3296 | 35.6336 | 31.934 | 0.66529 | -1.7764e-15
6065 | Synthetic battery | battery | 0 | 0 | 0 | 0 | 0 | 0
6066 | Synthetic pumped | pumped | 0 | 12 | 31.934 | 18.6007 | 0.38751 | 0
6066 | Synthetic battery | battery | 0 | 0 | 0 | 0 | 0 | 0
6067 | Synthetic pumped | pumped | 0 | 12 | 18.6007 | 5.2674 | 0.10974 | 0
6067 | Synthetic battery | battery | 0 | 0 | 0 | 0 | 0 | 0
6068 | Synthetic pumped | pumped | 0 | 4.7406 | 5.2674 | 0 | 0 | 0
6068 | Synthetic battery | battery | 0 | 0 | 0 | 0 | 0 | 0
6069 | Synthetic pumped | pumped | 0 | 0 | 0 | 0 | 0 | 0
6069 | Synthetic battery | battery | 0 | 0 | 0 | 0 | 0 | 0
6070 | Synthetic pumped | pumped | 0 | 0 | 0 | 0 | 0 | 0
6070 | Synthetic battery | battery | 0 | 0 | 0 | 0 | 0 | 0
6071 | Synthetic pumped | pumped | 0 | 0 | 0 | 0 | 0 | 0
6071 | Synthetic battery | battery | 0 | 0 | 0 | 0 | 0 | 0
6072 | Synthetic pumped | pumped | 0 | 0 | 0 | 0 | 0 | 0
6072 | Synthetic battery | battery | 0 | 0 | 0 | 0 | 0 | 0
6073 | Synthetic pumped | pumped | 0 | 0 | 0 | 0 | 0 | 0
6073 | Synthetic battery | battery | 0 | 0 | 0 | 0 | 0 | 0
6074 | Synthetic pumped | pumped | 0 | 0 | 0 | 0 | 0 | 0
6074 | Synthetic battery | battery | 0 | 0 | 0 | 0 | 0 | 0
6075 | Synthetic pumped | pumped | 0 | 0 | 0 | 0 | 0 | 0
6075 | Synthetic battery | battery | 0 | 0 | 0 | 0 | 0 | 0
6076 | Synthetic pumped | pumped | 0 | 0 | 0 | 0 | 0 | 0
6076 | Synthetic battery | battery | 0 | 0 | 0 | 0 | 0 | 0
6077 | Synthetic pumped | pumped | 0 | 0 | 0 | 0 | 0 | 0
6077 | Synthetic battery | battery | 0 | 0 | 0 | 0 | 0 | 0
6078 | Synthetic pumped | pumped | 0 | 0 | 0 | 0 | 0 | 0
6078 | Synthetic battery | battery | 0 | 0 | 0 | 0 | 0 | 0
6079 | Synthetic pumped | pumped | 0 | 0 | 0 | 0 | 0 | 0
6079 | Synthetic battery | battery | 0 | 0 | 0 | 0 | 0 | 0
6080 | Synthetic pumped | pumped | 0 | 0 | 0 | 0 | 0 | 0
6080 | Synthetic battery | battery | 0 | 0 | 0 | 0 | 0 | 0
6081 | Synthetic pumped | pumped | 0 | 0 | 0 | 0 | 0 | 0
6081 | Synthetic battery | battery | 0 | 0 | 0 | 0 | 0 | 0
6082 | Synthetic pumped | pumped | 0 | 0 | 0 | 0 | 0 | 0
6082 | Synthetic battery | battery | 0 | 0 | 0 | 0 | 0 | 0
6083 | Synthetic pumped | pumped | 5.9453 | 0 | 0 | 5.3508 | 0.11147 | 0
6083 | Synthetic battery | battery | 0 | 0 | 0 | 0 | 0 | 0
6084 | Synthetic pumped | pumped | 11.458 | 0 | 5.3508 | 15.6629 | 0.32631 | 0
6084 | Synthetic battery | battery | 0 | 0 | 0 | 0 | 0 | 0
6085 | Synthetic pumped | pumped | 7.3547 | 0 | 15.6629 | 22.2822 | 0.46421 | -1.7764e-15
6085 | Synthetic battery | battery | 0 | 0 | 0 | 0 | 0 | 0
6086 | Synthetic pumped | pumped | 1.8024 | 0 | 22.2822 | 23.9043 | 0.49801 | -6.6613e-16
6086 | Synthetic battery | battery | 0 | 0 | 0 | 0 | 0 | 0
6087 | Synthetic pumped | pumped | 0 | 0 | 23.9043 | 23.9043 | 0.49801 | 0
6087 | Synthetic battery | battery | 0 | 0 | 0 | 0 | 0 | 0
6088 | Synthetic pumped | pumped | 0 | 0 | 23.9043 | 23.9043 | 0.49801 | 0
6088 | Synthetic battery | battery | 0 | 0 | 0 | 0 | 0 | 0
6089 | Synthetic pumped | pumped | 0 | 5.8157 | 23.9043 | 17.4424 | 0.36338 | 8.8818e-16
6089 | Synthetic battery | battery | 0 | 0 | 0 | 0 | 0 | 0
6090 | Synthetic pumped | pumped | 0 | 12 | 17.4424 | 4.1091 | 0.085606 | 0
6090 | Synthetic battery | battery | 0 | 0 | 0 | 0 | 0 | 0
6091 | Synthetic pumped | pumped | 0 | 3.6982 | 4.1091 | 0 | 0 | 0
6091 | Synthetic battery | battery | 0 | 0 | 0 | 0 | 0 | 0
6092 | Synthetic pumped | pumped | 0 | 0 | 0 | 0 | 0 | 0
6092 | Synthetic battery | battery | 0 | 0 | 0 | 0 | 0 | 0
6093 | Synthetic pumped | pumped | 0 | 0 | 0 | 0 | 0 | 0
6093 | Synthetic battery | battery | 0 | 0 | 0 | 0 | 0 | 0
6094 | Synthetic pumped | pumped | 0 | 0 | 0 | 0 | 0 | 0
6094 | Synthetic battery | battery | 0 | 0 | 0 | 0 | 0 | 0
6095 | Synthetic pumped | pumped | 0 | 0 | 0 | 0 | 0 | 0
6095 | Synthetic battery | battery | 0 | 0 | 0 | 0 | 0 | 0
6096 | Synthetic pumped | pumped | 0 | 0 | 0 | 0 | 0 | 0
6096 | Synthetic battery | battery | 0 | 0 | 0 | 0 | 0 | 0
6097 | Synthetic pumped | pumped | 0 | 0 | 0 | 0 | 0 | 0
6097 | Synthetic battery | battery | 0 | 0 | 0 | 0 | 0 | 0
6098 | Synthetic pumped | pumped | 0 | 0 | 0 | 0 | 0 | 0
6098 | Synthetic battery | battery | 0 | 0 | 0 | 0 | 0 | 0
6099 | Synthetic pumped | pumped | 0 | 0 | 0 | 0 | 0 | 0
6099 | Synthetic battery | battery | 0 | 0 | 0 | 0 | 0 | 0
6100 | Synthetic pumped | pumped | 0 | 0 | 0 | 0 | 0 | 0
6100 | Synthetic battery | battery | 0 | 0 | 0 | 0 | 0 | 0
6101 | Synthetic pumped | pumped | 0 | 0 | 0 | 0 | 0 | 0
6101 | Synthetic battery | battery | 0 | 0 | 0 | 0 | 0 | 0
6102 | Synthetic pumped | pumped | 0 | 0 | 0 | 0 | 0 | 0
6102 | Synthetic battery | battery | 0 | 0 | 0 | 0 | 0 | 0
6103 | Synthetic pumped | pumped | 0 | 0 | 0 | 0 | 0 | 0
6103 | Synthetic battery | battery | 0 | 0 | 0 | 0 | 0 | 0
6104 | Synthetic pumped | pumped | 0 | 0 | 0 | 0 | 0 | 0
6104 | Synthetic battery | battery | 0 | 0 | 0 | 0 | 0 | 0
6105 | Synthetic pumped | pumped | 4.3924 | 0 | 0 | 3.9532 | 0.082358 | 0
6105 | Synthetic battery | battery | 0 | 0 | 0 | 0 | 0 | 0
6106 | Synthetic pumped | pumped | 9.6881 | 0 | 3.9532 | 12.6724 | 0.26401 | 0
6106 | Synthetic battery | battery | 0 | 0 | 0 | 0 | 0 | 0
6107 | Synthetic pumped | pumped | 12 | 0 | 12.6724 | 23.4724 | 0.48901 | 1.7764e-15
6107 | Synthetic battery | battery | 3.5201 | 0 | 0 | 3.2453 | 0.16227 | 0
6108 | Synthetic pumped | pumped | 12 | 0 | 23.4724 | 34.2724 | 0.71401 | -3.5527e-15
6108 | Synthetic battery | battery | 3.1638 | 0 | 3.2453 | 6.1622 | 0.30811 | 0
6109 | Synthetic pumped | pumped | 12 | 0 | 34.2724 | 45.0724 | 0.93901 | -3.5527e-15
6109 | Synthetic battery | battery | 6.0018 | 0 | 6.1622 | 11.6956 | 0.58478 | 0
6110 | Synthetic pumped | pumped | 3.2528 | 0 | 45.0724 | 48 | 1 | 0
6110 | Synthetic battery | battery | 7.9237 | 0 | 11.6956 | 19.0009 | 0.95005 | -8.8818e-16
6111 | Synthetic pumped | pumped | 0 | 0 | 48 | 48 | 1 | 0
6111 | Synthetic battery | battery | 1.0837 | 0 | 19.0009 | 20 | 1 | 1.1102e-16
6112 | Synthetic pumped | pumped | 0 | 0 | 48 | 48 | 1 | 0
6112 | Synthetic battery | battery | 0 | 0 | 20 | 20 | 1 | 0
6113 | Synthetic pumped | pumped | 0 | 0 | 48 | 48 | 1 | 0
6113 | Synthetic battery | battery | 0 | 6.9149 | 20 | 12.4998 | 0.62499 | 0
6114 | Synthetic pumped | pumped | 0 | 12 | 48 | 34.6667 | 0.72222 | 3.5527e-15
6114 | Synthetic battery | battery | 0 | 10 | 12.4998 | 1.6532 | 0.082662 | 0
6115 | Synthetic pumped | pumped | 0 | 12 | 34.6667 | 21.3333 | 0.44444 | 0
6115 | Synthetic battery | battery | 0 | 1.5242 | 1.6532 | 2.2204e-16 | 1.1102e-17 | 0
6116 | Synthetic pumped | pumped | 0 | 12 | 21.3333 | 8 | 0.16667 | 0
6116 | Synthetic battery | battery | 0 | 2.0472e-16 | 2.2204e-16 | 0 | 0 | 0
6117 | Synthetic pumped | pumped | 0 | 7.2 | 8 | 0 | 0 | 0
6117 | Synthetic battery | battery | 0 | 0 | 0 | 0 | 0 | 0
6118 | Synthetic pumped | pumped | 0 | 0 | 0 | 0 | 0 | 0
6118 | Synthetic battery | battery | 0 | 0 | 0 | 0 | 0 | 0
6119 | Synthetic pumped | pumped | 0 | 0 | 0 | 0 | 0 | 0
6119 | Synthetic battery | battery | 0 | 0 | 0 | 0 | 0 | 0
6120 | Synthetic pumped | pumped | 0 | 0 | 0 | 0 | 0 | 0
6120 | Synthetic battery | battery | 0 | 0 | 0 | 0 | 0 | 0
6121 | Synthetic pumped | pumped | 0 | 0 | 0 | 0 | 0 | 0
6121 | Synthetic battery | battery | 0 | 0 | 0 | 0 | 0 | 0
6122 | Synthetic pumped | pumped | 0 | 0 | 0 | 0 | 0 | 0
6122 | Synthetic battery | battery | 0 | 0 | 0 | 0 | 0 | 0
6123 | Synthetic pumped | pumped | 0 | 0 | 0 | 0 | 0 | 0
6123 | Synthetic battery | battery | 0 | 0 | 0 | 0 | 0 | 0
6124 | Synthetic pumped | pumped | 0 | 0 | 0 | 0 | 0 | 0
6124 | Synthetic battery | battery | 0 | 0 | 0 | 0 | 0 | 0
6125 | Synthetic pumped | pumped | 0 | 0 | 0 | 0 | 0 | 0
6125 | Synthetic battery | battery | 0 | 0 | 0 | 0 | 0 | 0
6126 | Synthetic pumped | pumped | 0 | 0 | 0 | 0 | 0 | 0
6126 | Synthetic battery | battery | 0 | 0 | 0 | 0 | 0 | 0
6127 | Synthetic pumped | pumped | 0 | 0 | 0 | 0 | 0 | 0
6127 | Synthetic battery | battery | 0 | 0 | 0 | 0 | 0 | 0
6128 | Synthetic pumped | pumped | 0 | 0 | 0 | 0 | 0 | 0
6128 | Synthetic battery | battery | 0 | 0 | 0 | 0 | 0 | 0
6129 | Synthetic pumped | pumped | 0 | 0 | 0 | 0 | 0 | 0
6129 | Synthetic battery | battery | 0 | 0 | 0 | 0 | 0 | 0
6130 | Synthetic pumped | pumped | 9.4281 | 0 | 0 | 8.4853 | 0.17678 | 0
6130 | Synthetic battery | battery | 0 | 0 | 0 | 0 | 0 | 0
6131 | Synthetic pumped | pumped | 9.7324 | 0 | 8.4853 | 17.2445 | 0.35926 | 0
6131 | Synthetic battery | battery | 0 | 0 | 0 | 0 | 0 | 0
6132 | Synthetic pumped | pumped | 8.2038 | 0 | 17.2445 | 24.6279 | 0.51308 | 1.7764e-15
6132 | Synthetic battery | battery | 0 | 0 | 0 | 0 | 0 | 0
6133 | Synthetic pumped | pumped | 12 | 0 | 24.6279 | 35.4279 | 0.73808 | 3.5527e-15
6133 | Synthetic battery | battery | 5.3797 | 0 | 0 | 4.9598 | 0.24799 | 0
6134 | Synthetic pumped | pumped | 8.6872 | 0 | 35.4279 | 43.2464 | 0.90097 | 0
6134 | Synthetic battery | battery | 0 | 0 | 4.9598 | 4.9598 | 0.24799 | 0
6135 | Synthetic pumped | pumped | 5.2817 | 0 | 43.2464 | 48 | 1 | 0
6135 | Synthetic battery | battery | 0.086405 | 0 | 4.9598 | 5.0395 | 0.25198 | 5.5511e-17
6136 | Synthetic pumped | pumped | 0 | 0 | 48 | 48 | 1 | 0
6136 | Synthetic battery | battery | 0 | 0 | 5.0395 | 5.0395 | 0.25198 | 0
6137 | Synthetic pumped | pumped | 0 | 0 | 48 | 48 | 1 | 0
6137 | Synthetic battery | battery | 0 | 0.4377 | 5.0395 | 4.5648 | 0.22824 | -2.7756e-16
6138 | Synthetic pumped | pumped | 0 | 12 | 48 | 34.6667 | 0.72222 | 3.5527e-15
6138 | Synthetic battery | battery | 0 | 4.2085 | 4.5648 | 0 | 0 | 0
6139 | Synthetic pumped | pumped | 0 | 12 | 34.6667 | 21.3333 | 0.44444 | 0
6139 | Synthetic battery | battery | 0 | 0 | 0 | 0 | 0 | 0
6140 | Synthetic pumped | pumped | 0 | 12 | 21.3333 | 8 | 0.16667 | 0
6140 | Synthetic battery | battery | 0 | 0 | 0 | 0 | 0 | 0
6141 | Synthetic pumped | pumped | 0 | 7.2 | 8 | 0 | 0 | 0
6141 | Synthetic battery | battery | 0 | 0 | 0 | 0 | 0 | 0
6142 | Synthetic pumped | pumped | 0 | 0 | 0 | 0 | 0 | 0
6142 | Synthetic battery | battery | 0 | 0 | 0 | 0 | 0 | 0
6143 | Synthetic pumped | pumped | 0 | 0 | 0 | 0 | 0 | 0
6143 | Synthetic battery | battery | 0 | 0 | 0 | 0 | 0 | 0
6144 | Synthetic pumped | pumped | 0 | 0 | 0 | 0 | 0 | 0
6144 | Synthetic battery | battery | 0 | 0 | 0 | 0 | 0 | 0
6145 | Synthetic pumped | pumped | 0 | 0 | 0 | 0 | 0 | 0
6145 | Synthetic battery | battery | 0 | 0 | 0 | 0 | 0 | 0
6146 | Synthetic pumped | pumped | 0 | 0 | 0 | 0 | 0 | 0
6146 | Synthetic battery | battery | 0 | 0 | 0 | 0 | 0 | 0
6147 | Synthetic pumped | pumped | 0 | 0 | 0 | 0 | 0 | 0
6147 | Synthetic battery | battery | 0 | 0 | 0 | 0 | 0 | 0
6148 | Synthetic pumped | pumped | 0 | 0 | 0 | 0 | 0 | 0
6148 | Synthetic battery | battery | 0 | 0 | 0 | 0 | 0 | 0
6149 | Synthetic pumped | pumped | 0 | 0 | 0 | 0 | 0 | 0
6149 | Synthetic battery | battery | 0 | 0 | 0 | 0 | 0 | 0
6150 | Synthetic pumped | pumped | 0 | 0 | 0 | 0 | 0 | 0
6150 | Synthetic battery | battery | 0 | 0 | 0 | 0 | 0 | 0
6151 | Synthetic pumped | pumped | 0 | 0 | 0 | 0 | 0 | 0
6151 | Synthetic battery | battery | 0 | 0 | 0 | 0 | 0 | 0
6152 | Synthetic pumped | pumped | 0 | 0 | 0 | 0 | 0 | 0
6152 | Synthetic battery | battery | 0 | 0 | 0 | 0 | 0 | 0
6153 | Synthetic pumped | pumped | 0 | 0 | 0 | 0 | 0 | 0
6153 | Synthetic battery | battery | 0 | 0 | 0 | 0 | 0 | 0
6154 | Synthetic pumped | pumped | 3.4341 | 0 | 0 | 3.0907 | 0.06439 | 0
6154 | Synthetic battery | battery | 0 | 0 | 0 | 0 | 0 | 0
6155 | Synthetic pumped | pumped | 1.9457 | 0 | 3.0907 | 4.8418 | 0.10087 | 4.4409e-16
6155 | Synthetic battery | battery | 0 | 0 | 0 | 0 | 0 | 0
6156 | Synthetic pumped | pumped | 5.8381 | 0 | 4.8418 | 10.0961 | 0.21034 | 8.8818e-16
6156 | Synthetic battery | battery | 0 | 0 | 0 | 0 | 0 | 0
6157 | Synthetic pumped | pumped | 10.6568 | 0 | 10.0961 | 19.6872 | 0.41015 | 0
6157 | Synthetic battery | battery | 0 | 0 | 0 | 0 | 0 | 0
6158 | Synthetic pumped | pumped | 9.9412 | 0 | 19.6872 | 28.6343 | 0.59655 | -1.7764e-15
6158 | Synthetic battery | battery | 0 | 0 | 0 | 0 | 0 | 0
6159 | Synthetic pumped | pumped | 0 | 0 | 28.6343 | 28.6343 | 0.59655 | 0
6159 | Synthetic battery | battery | 0 | 0 | 0 | 0 | 0 | 0
6160 | Synthetic pumped | pumped | 0 | 0 | 28.6343 | 28.6343 | 0.59655 | 0
6160 | Synthetic battery | battery | 0 | 0 | 0 | 0 | 0 | 0
6161 | Synthetic pumped | pumped | 0 | 8.3228 | 28.6343 | 19.3868 | 0.40389 | 0
6161 | Synthetic battery | battery | 0 | 0 | 0 | 0 | 0 | 0
6162 | Synthetic pumped | pumped | 0 | 12 | 19.3868 | 6.0534 | 0.12611 | 0
6162 | Synthetic battery | battery | 0 | 0 | 0 | 0 | 0 | 0
6163 | Synthetic pumped | pumped | 0 | 5.4481 | 6.0534 | 0 | 0 | 0
6163 | Synthetic battery | battery | 0 | 0 | 0 | 0 | 0 | 0
6164 | Synthetic pumped | pumped | 0 | 0 | 0 | 0 | 0 | 0
6164 | Synthetic battery | battery | 0 | 0 | 0 | 0 | 0 | 0
6165 | Synthetic pumped | pumped | 0 | 0 | 0 | 0 | 0 | 0
6165 | Synthetic battery | battery | 0 | 0 | 0 | 0 | 0 | 0
6166 | Synthetic pumped | pumped | 0 | 0 | 0 | 0 | 0 | 0
6166 | Synthetic battery | battery | 0 | 0 | 0 | 0 | 0 | 0
6167 | Synthetic pumped | pumped | 0 | 0 | 0 | 0 | 0 | 0
6167 | Synthetic battery | battery | 0 | 0 | 0 | 0 | 0 | 0
6168 | Synthetic pumped | pumped | 0 | 0 | 0 | 0 | 0 | 0
6168 | Synthetic battery | battery | 0 | 0 | 0 | 0 | 0 | 0
6169 | Synthetic pumped | pumped | 0 | 0 | 0 | 0 | 0 | 0
6169 | Synthetic battery | battery | 0 | 0 | 0 | 0 | 0 | 0
6170 | Synthetic pumped | pumped | 0 | 0 | 0 | 0 | 0 | 0
6170 | Synthetic battery | battery | 0 | 0 | 0 | 0 | 0 | 0
6171 | Synthetic pumped | pumped | 0 | 0 | 0 | 0 | 0 | 0
6171 | Synthetic battery | battery | 0 | 0 | 0 | 0 | 0 | 0
6172 | Synthetic pumped | pumped | 0 | 0 | 0 | 0 | 0 | 0
6172 | Synthetic battery | battery | 0 | 0 | 0 | 0 | 0 | 0
6173 | Synthetic pumped | pumped | 0 | 0 | 0 | 0 | 0 | 0
6173 | Synthetic battery | battery | 0 | 0 | 0 | 0 | 0 | 0
6174 | Synthetic pumped | pumped | 0 | 0 | 0 | 0 | 0 | 0
6174 | Synthetic battery | battery | 0 | 0 | 0 | 0 | 0 | 0
6175 | Synthetic pumped | pumped | 0 | 0 | 0 | 0 | 0 | 0
6175 | Synthetic battery | battery | 0 | 0 | 0 | 0 | 0 | 0
6176 | Synthetic pumped | pumped | 0.14972 | 0 | 0 | 0.13475 | 0.0028073 | 0
6176 | Synthetic battery | battery | 0 | 0 | 0 | 0 | 0 | 0
6177 | Synthetic pumped | pumped | 8.4798 | 0 | 0.13475 | 7.7666 | 0.1618 | 0
6177 | Synthetic battery | battery | 0 | 0 | 0 | 0 | 0 | 0
6178 | Synthetic pumped | pumped | 12 | 0 | 7.7666 | 18.5666 | 0.3868 | 1.7764e-15
6178 | Synthetic battery | battery | 1.1878 | 0 | 0 | 1.0951 | 0.054755 | 0
6179 | Synthetic pumped | pumped | 12 | 0 | 18.5666 | 29.3666 | 0.6118 | 0
6179 | Synthetic battery | battery | 10 | 0 | 1.0951 | 10.3146 | 0.51573 | 0
6180 | Synthetic pumped | pumped | 12 | 0 | 29.3666 | 40.1666 | 0.8368 | 0
6180 | Synthetic battery | battery | 9.6245 | 0 | 10.3146 | 19.188 | 0.9594 | -1.7764e-15
6181 | Synthetic pumped | pumped | 8.7038 | 0 | 40.1666 | 48 | 1 | 0
6181 | Synthetic battery | battery | 0.88075 | 0 | 19.188 | 20 | 1 | 0
6182 | Synthetic pumped | pumped | 0 | 0 | 48 | 48 | 1 | 0
6182 | Synthetic battery | battery | 0 | 0 | 20 | 20 | 1 | 0
6183 | Synthetic pumped | pumped | 0 | 0 | 48 | 48 | 1 | 0
6183 | Synthetic battery | battery | 0 | 0 | 20 | 20 | 1 | 0
6184 | Synthetic pumped | pumped | 0 | 0 | 48 | 48 | 1 | 0
6184 | Synthetic battery | battery | 0 | 0 | 20 | 20 | 1 | 0
6185 | Synthetic pumped | pumped | 0 | 0 | 48 | 48 | 1 | 0
6185 | Synthetic battery | battery | 0 | 5.8128 | 20 | 13.6951 | 0.68476 | -8.8818e-16
6186 | Synthetic pumped | pumped | 0 | 9.6358 | 48 | 37.2936 | 0.77695 | 0
6186 | Synthetic battery | battery | 0 | 10 | 13.6951 | 2.8486 | 0.14243 | 0
6187 | Synthetic pumped | pumped | 0 | 12 | 37.2936 | 23.9602 | 0.49917 | 0
6187 | Synthetic battery | battery | 0 | 2.6263 | 2.8486 | 0 | 0 | 0
6188 | Synthetic pumped | pumped | 0 | 12 | 23.9602 | 10.6269 | 0.22139 | 0
6188 | Synthetic battery | battery | 0 | 0 | 0 | 0 | 0 | 0
6189 | Synthetic pumped | pumped | 0 | 9.5642 | 10.6269 | 0 | 0 | 0
6189 | Synthetic battery | battery | 0 | 0 | 0 | 0 | 0 | 0
6190 | Synthetic pumped | pumped | 0 | 0 | 0 | 0 | 0 | 0
6190 | Synthetic battery | battery | 0 | 0 | 0 | 0 | 0 | 0
6191 | Synthetic pumped | pumped | 0 | 0 | 0 | 0 | 0 | 0
6191 | Synthetic battery | battery | 0 | 0 | 0 | 0 | 0 | 0
6192 | Synthetic pumped | pumped | 0 | 0 | 0 | 0 | 0 | 0
6192 | Synthetic battery | battery | 0 | 0 | 0 | 0 | 0 | 0
6193 | Synthetic pumped | pumped | 0 | 0 | 0 | 0 | 0 | 0
6193 | Synthetic battery | battery | 0 | 0 | 0 | 0 | 0 | 0
6194 | Synthetic pumped | pumped | 0 | 0 | 0 | 0 | 0 | 0
6194 | Synthetic battery | battery | 0 | 0 | 0 | 0 | 0 | 0
6195 | Synthetic pumped | pumped | 0 | 0 | 0 | 0 | 0 | 0
6195 | Synthetic battery | battery | 0 | 0 | 0 | 0 | 0 | 0
6196 | Synthetic pumped | pumped | 0 | 0 | 0 | 0 | 0 | 0
6196 | Synthetic battery | battery | 0 | 0 | 0 | 0 | 0 | 0
6197 | Synthetic pumped | pumped | 0 | 0 | 0 | 0 | 0 | 0
6197 | Synthetic battery | battery | 0 | 0 | 0 | 0 | 0 | 0
6198 | Synthetic pumped | pumped | 0 | 0 | 0 | 0 | 0 | 0
6198 | Synthetic battery | battery | 0 | 0 | 0 | 0 | 0 | 0
6199 | Synthetic pumped | pumped | 0 | 0 | 0 | 0 | 0 | 0
6199 | Synthetic battery | battery | 0 | 0 | 0 | 0 | 0 | 0
6200 | Synthetic pumped | pumped | 0 | 0 | 0 | 0 | 0 | 0
6200 | Synthetic battery | battery | 0 | 0 | 0 | 0 | 0 | 0
6201 | Synthetic pumped | pumped | 5.4416 | 0 | 0 | 4.8974 | 0.10203 | 0
6201 | Synthetic battery | battery | 0 | 0 | 0 | 0 | 0 | 0
6202 | Synthetic pumped | pumped | 12 | 0 | 4.8974 | 15.6974 | 0.32703 | 0
6202 | Synthetic battery | battery | 6.7758 | 0 | 0 | 6.247 | 0.31235 | 0
6203 | Synthetic pumped | pumped | 12 | 0 | 15.6974 | 26.4974 | 0.55203 | -1.7764e-15
6203 | Synthetic battery | battery | 3.5163 | 0 | 6.247 | 9.4889 | 0.47444 | -4.4409e-16
6204 | Synthetic pumped | pumped | 12 | 0 | 26.4974 | 37.2974 | 0.77703 | 3.5527e-15
6204 | Synthetic battery | battery | 10 | 0 | 9.4889 | 18.7084 | 0.93542 | 0
6205 | Synthetic pumped | pumped | 11.8917 | 0 | 37.2974 | 48 | 1 | 0
6205 | Synthetic battery | battery | 1.4009 | 0 | 18.7084 | 20 | 1 | 0
6206 | Synthetic pumped | pumped | 0 | 0 | 48 | 48 | 1 | 0
6206 | Synthetic battery | battery | 0 | 0 | 20 | 20 | 1 | 0
6207 | Synthetic pumped | pumped | 0 | 0 | 48 | 48 | 1 | 0
6207 | Synthetic battery | battery | 0 | 0 | 20 | 20 | 1 | 0
6208 | Synthetic pumped | pumped | 0 | 0 | 48 | 48 | 1 | 0
6208 | Synthetic battery | battery | 0 | 0 | 20 | 20 | 1 | 0
6209 | Synthetic pumped | pumped | 0 | 0 | 48 | 48 | 1 | 0
6209 | Synthetic battery | battery | 0 | 0 | 20 | 20 | 1 | 0
6210 | Synthetic pumped | pumped | 0 | 9.2357 | 48 | 37.7381 | 0.78621 | 3.5527e-15
6210 | Synthetic battery | battery | 0 | 10 | 20 | 9.1535 | 0.45767 | 0
6211 | Synthetic pumped | pumped | 0 | 12 | 37.7381 | 24.4048 | 0.50843 | 0
6211 | Synthetic battery | battery | 0 | 8.4391 | 9.1535 | 0 | 0 | 0
6212 | Synthetic pumped | pumped | 0 | 12 | 24.4048 | 11.0714 | 0.23066 | 0
6212 | Synthetic battery | battery | 0 | 0 | 0 | 0 | 0 | 0
6213 | Synthetic pumped | pumped | 0 | 9.9643 | 11.0714 | 0 | 0 | 0
6213 | Synthetic battery | battery | 0 | 0 | 0 | 0 | 0 | 0
6214 | Synthetic pumped | pumped | 0 | 0 | 0 | 0 | 0 | 0
6214 | Synthetic battery | battery | 0 | 0 | 0 | 0 | 0 | 0
6215 | Synthetic pumped | pumped | 0 | 0 | 0 | 0 | 0 | 0
6215 | Synthetic battery | battery | 0 | 0 | 0 | 0 | 0 | 0
6216 | Synthetic pumped | pumped | 0 | 0 | 0 | 0 | 0 | 0
6216 | Synthetic battery | battery | 0 | 0 | 0 | 0 | 0 | 0
6217 | Synthetic pumped | pumped | 0 | 0 | 0 | 0 | 0 | 0
6217 | Synthetic battery | battery | 0 | 0 | 0 | 0 | 0 | 0
6218 | Synthetic pumped | pumped | 0 | 0 | 0 | 0 | 0 | 0
6218 | Synthetic battery | battery | 0 | 0 | 0 | 0 | 0 | 0
6219 | Synthetic pumped | pumped | 0 | 0 | 0 | 0 | 0 | 0
6219 | Synthetic battery | battery | 0 | 0 | 0 | 0 | 0 | 0
6220 | Synthetic pumped | pumped | 0 | 0 | 0 | 0 | 0 | 0
6220 | Synthetic battery | battery | 0 | 0 | 0 | 0 | 0 | 0
6221 | Synthetic pumped | pumped | 0 | 0 | 0 | 0 | 0 | 0
6221 | Synthetic battery | battery | 0 | 0 | 0 | 0 | 0 | 0
6222 | Synthetic pumped | pumped | 0 | 0 | 0 | 0 | 0 | 0
6222 | Synthetic battery | battery | 0 | 0 | 0 | 0 | 0 | 0
6223 | Synthetic pumped | pumped | 0 | 0 | 0 | 0 | 0 | 0
6223 | Synthetic battery | battery | 0 | 0 | 0 | 0 | 0 | 0
6224 | Synthetic pumped | pumped | 0 | 0 | 0 | 0 | 0 | 0
6224 | Synthetic battery | battery | 0 | 0 | 0 | 0 | 0 | 0
6225 | Synthetic pumped | pumped | 2.7085 | 0 | 0 | 2.4376 | 0.050784 | 0
6225 | Synthetic battery | battery | 0 | 0 | 0 | 0 | 0 | 0
6226 | Synthetic pumped | pumped | 9.8543 | 0 | 2.4376 | 11.3065 | 0.23555 | 0
6226 | Synthetic battery | battery | 0 | 0 | 0 | 0 | 0 | 0
6227 | Synthetic pumped | pumped | 12 | 0 | 11.3065 | 22.1065 | 0.46055 | -1.7764e-15
6227 | Synthetic battery | battery | 4.9597 | 0 | 0 | 4.5726 | 0.22863 | 0
6228 | Synthetic pumped | pumped | 12 | 0 | 22.1065 | 32.9065 | 0.68555 | -3.5527e-15
6228 | Synthetic battery | battery | 1.9244 | 0 | 4.5726 | 6.3468 | 0.31734 | 0
6229 | Synthetic pumped | pumped | 8.4372 | 0 | 32.9065 | 40.4999 | 0.84375 | 0
6229 | Synthetic battery | battery | 0 | 0 | 6.3468 | 6.3468 | 0.31734 | 0
6230 | Synthetic pumped | pumped | 8.3334 | 0 | 40.4999 | 48 | 1 | 8.8818e-16
6230 | Synthetic battery | battery | 2.9072 | 0 | 6.3468 | 9.0271 | 0.45136 | 4.4409e-16
6231 | Synthetic pumped | pumped | 0 | 0 | 48 | 48 | 1 | 0
6231 | Synthetic battery | battery | 0.78 | 0 | 9.0271 | 9.7462 | 0.48731 | 7.7716e-16
6232 | Synthetic pumped | pumped | 0 | 0 | 48 | 48 | 1 | 0
6232 | Synthetic battery | battery | 0 | 0 | 9.7462 | 9.7462 | 0.48731 | 0
6233 | Synthetic pumped | pumped | 0 | 0 | 48 | 48 | 1 | 0
6233 | Synthetic battery | battery | 0 | 4.2281 | 9.7462 | 5.1602 | 0.25801 | 0
6234 | Synthetic pumped | pumped | 0 | 12 | 48 | 34.6667 | 0.72222 | 3.5527e-15
6234 | Synthetic battery | battery | 0 | 4.7574 | 5.1602 | 0 | 0 | 0
6235 | Synthetic pumped | pumped | 0 | 12 | 34.6667 | 21.3333 | 0.44444 | 0
6235 | Synthetic battery | battery | 0 | 0 | 0 | 0 | 0 | 0
6236 | Synthetic pumped | pumped | 0 | 12 | 21.3333 | 8 | 0.16667 | 0
6236 | Synthetic battery | battery | 0 | 0 | 0 | 0 | 0 | 0
6237 | Synthetic pumped | pumped | 0 | 7.2 | 8 | 0 | 0 | 0
6237 | Synthetic battery | battery | 0 | 0 | 0 | 0 | 0 | 0
6238 | Synthetic pumped | pumped | 0 | 0 | 0 | 0 | 0 | 0
6238 | Synthetic battery | battery | 0 | 0 | 0 | 0 | 0 | 0
6239 | Synthetic pumped | pumped | 0 | 0 | 0 | 0 | 0 | 0
6239 | Synthetic battery | battery | 0 | 0 | 0 | 0 | 0 | 0
6240 | Synthetic pumped | pumped | 0 | 0 | 0 | 0 | 0 | 0
6240 | Synthetic battery | battery | 0 | 0 | 0 | 0 | 0 | 0
6241 | Synthetic pumped | pumped | 0 | 0 | 0 | 0 | 0 | 0
6241 | Synthetic battery | battery | 0 | 0 | 0 | 0 | 0 | 0
6242 | Synthetic pumped | pumped | 0 | 0 | 0 | 0 | 0 | 0
6242 | Synthetic battery | battery | 0 | 0 | 0 | 0 | 0 | 0
6243 | Synthetic pumped | pumped | 0 | 0 | 0 | 0 | 0 | 0
6243 | Synthetic battery | battery | 0 | 0 | 0 | 0 | 0 | 0
6244 | Synthetic pumped | pumped | 0 | 0 | 0 | 0 | 0 | 0
6244 | Synthetic battery | battery | 0 | 0 | 0 | 0 | 0 | 0
6245 | Synthetic pumped | pumped | 0 | 0 | 0 | 0 | 0 | 0
6245 | Synthetic battery | battery | 0 | 0 | 0 | 0 | 0 | 0
6246 | Synthetic pumped | pumped | 0 | 0 | 0 | 0 | 0 | 0
6246 | Synthetic battery | battery | 0 | 0 | 0 | 0 | 0 | 0
6247 | Synthetic pumped | pumped | 0 | 0 | 0 | 0 | 0 | 0
6247 | Synthetic battery | battery | 0 | 0 | 0 | 0 | 0 | 0
6248 | Synthetic pumped | pumped | 0 | 0 | 0 | 0 | 0 | 0
6248 | Synthetic battery | battery | 0 | 0 | 0 | 0 | 0 | 0
6249 | Synthetic pumped | pumped | 0 | 0 | 0 | 0 | 0 | 0
6249 | Synthetic battery | battery | 0 | 0 | 0 | 0 | 0 | 0
6250 | Synthetic pumped | pumped | 4.0911 | 0 | 0 | 3.682 | 0.076708 | 0
6250 | Synthetic battery | battery | 0 | 0 | 0 | 0 | 0 | 0
6251 | Synthetic pumped | pumped | 9.915 | 0 | 3.682 | 12.6055 | 0.26261 | 1.7764e-15
6251 | Synthetic battery | battery | 0 | 0 | 0 | 0 | 0 | 0
6252 | Synthetic pumped | pumped | 8.8683 | 0 | 12.6055 | 20.5869 | 0.42889 | 0
6252 | Synthetic battery | battery | 0 | 0 | 0 | 0 | 0 | 0
6253 | Synthetic pumped | pumped | 12 | 0 | 20.5869 | 31.3869 | 0.65389 | 0
6253 | Synthetic battery | battery | 0.5856 | 0 | 0 | 0.5399 | 0.026995 | 0
6254 | Synthetic pumped | pumped | 12 | 0 | 31.3869 | 42.1869 | 0.87889 | -3.5527e-15
6254 | Synthetic battery | battery | 1.8504 | 0 | 0.5399 | 2.2459 | 0.11229 | 2.2204e-16
6255 | Synthetic pumped | pumped | 4.5234 | 0 | 42.1869 | 46.258 | 0.96371 | 0
6255 | Synthetic battery | battery | 0 | 0 | 2.2459 | 2.2459 | 0.11229 | 0
6256 | Synthetic pumped | pumped | 0 | 0 | 46.258 | 46.258 | 0.96371 | 0
6256 | Synthetic battery | battery | 0 | 0 | 2.2459 | 2.2459 | 0.11229 | 0
6257 | Synthetic pumped | pumped | 0 | 0 | 46.258 | 46.258 | 0.96371 | 0
6257 | Synthetic battery | battery | 0 | 1.5726 | 2.2459 | 0.54018 | 0.027009 | 0
6258 | Synthetic pumped | pumped | 0 | 12 | 46.258 | 32.9247 | 0.68593 | -3.5527e-15
6258 | Synthetic battery | battery | 0 | 0.49802 | 0.54018 | 0 | 0 | 0
6259 | Synthetic pumped | pumped | 0 | 12 | 32.9247 | 19.5913 | 0.40815 | 0
6259 | Synthetic battery | battery | 0 | 0 | 0 | 0 | 0 | 0
6260 | Synthetic pumped | pumped | 0 | 12 | 19.5913 | 6.258 | 0.13037 | 0
6260 | Synthetic battery | battery | 0 | 0 | 0 | 0 | 0 | 0
6261 | Synthetic pumped | pumped | 0 | 5.6322 | 6.258 | 0 | 0 | 0
6261 | Synthetic battery | battery | 0 | 0 | 0 | 0 | 0 | 0
6262 | Synthetic pumped | pumped | 0 | 0 | 0 | 0 | 0 | 0
6262 | Synthetic battery | battery | 0 | 0 | 0 | 0 | 0 | 0
6263 | Synthetic pumped | pumped | 0 | 0 | 0 | 0 | 0 | 0
6263 | Synthetic battery | battery | 0 | 0 | 0 | 0 | 0 | 0
6264 | Synthetic pumped | pumped | 0 | 0 | 0 | 0 | 0 | 0
6264 | Synthetic battery | battery | 0 | 0 | 0 | 0 | 0 | 0
6265 | Synthetic pumped | pumped | 0 | 0 | 0 | 0 | 0 | 0
6265 | Synthetic battery | battery | 0 | 0 | 0 | 0 | 0 | 0
6266 | Synthetic pumped | pumped | 0 | 0 | 0 | 0 | 0 | 0
6266 | Synthetic battery | battery | 0 | 0 | 0 | 0 | 0 | 0
6267 | Synthetic pumped | pumped | 0 | 0 | 0 | 0 | 0 | 0
6267 | Synthetic battery | battery | 0 | 0 | 0 | 0 | 0 | 0
6268 | Synthetic pumped | pumped | 0 | 0 | 0 | 0 | 0 | 0
6268 | Synthetic battery | battery | 0 | 0 | 0 | 0 | 0 | 0
6269 | Synthetic pumped | pumped | 0 | 0 | 0 | 0 | 0 | 0
6269 | Synthetic battery | battery | 0 | 0 | 0 | 0 | 0 | 0
6270 | Synthetic pumped | pumped | 0 | 0 | 0 | 0 | 0 | 0
6270 | Synthetic battery | battery | 0 | 0 | 0 | 0 | 0 | 0
6271 | Synthetic pumped | pumped | 0 | 0 | 0 | 0 | 0 | 0
6271 | Synthetic battery | battery | 0 | 0 | 0 | 0 | 0 | 0
6272 | Synthetic pumped | pumped | 0 | 0 | 0 | 0 | 0 | 0
6272 | Synthetic battery | battery | 0 | 0 | 0 | 0 | 0 | 0
6273 | Synthetic pumped | pumped | 0 | 0 | 0 | 0 | 0 | 0
6273 | Synthetic battery | battery | 0 | 0 | 0 | 0 | 0 | 0
6274 | Synthetic pumped | pumped | 6.3905 | 0 | 0 | 5.7515 | 0.11982 | 0
6274 | Synthetic battery | battery | 0 | 0 | 0 | 0 | 0 | 0
6275 | Synthetic pumped | pumped | 10.5172 | 0 | 5.7515 | 15.217 | 0.31702 | 1.7764e-15
6275 | Synthetic battery | battery | 0 | 0 | 0 | 0 | 0 | 0
6276 | Synthetic pumped | pumped | 12 | 0 | 15.217 | 26.017 | 0.54202 | 0
6276 | Synthetic battery | battery | 0.96335 | 0 | 0 | 0.88817 | 0.044408 | 0
6277 | Synthetic pumped | pumped | 12 | 0 | 26.017 | 36.817 | 0.76702 | 0
6277 | Synthetic battery | battery | 0.036295 | 0 | 0.88817 | 0.92163 | 0.046081 | -3.4694e-17
6278 | Synthetic pumped | pumped | 12 | 0 | 36.817 | 47.617 | 0.99202 | 3.5527e-15
6278 | Synthetic battery | battery | 3.5836 | 0 | 0.92163 | 4.2255 | 0.21128 | 0
6279 | Synthetic pumped | pumped | 0.42558 | 0 | 47.617 | 48 | 1 | 0
6279 | Synthetic battery | battery | 0.46248 | 0 | 4.2255 | 4.6519 | 0.2326 | -2.7756e-16
6280 | Synthetic pumped | pumped | 0 | 0 | 48 | 48 | 1 | 0
6280 | Synthetic battery | battery | 0 | 0 | 4.6519 | 4.6519 | 0.2326 | 0
6281 | Synthetic pumped | pumped | 0 | 4.3267 | 48 | 43.1925 | 0.89984 | -8.8818e-16
6281 | Synthetic battery | battery | 0 | 4.2889 | 4.6519 | 0 | 0 | 0
6282 | Synthetic pumped | pumped | 0 | 12 | 43.1925 | 29.8592 | 0.62207 | 0
6282 | Synthetic battery | battery | 0 | 0 | 0 | 0 | 0 | 0
6283 | Synthetic pumped | pumped | 0 | 12 | 29.8592 | 16.5259 | 0.34429 | 0
6283 | Synthetic battery | battery | 0 | 0 | 0 | 0 | 0 | 0
6284 | Synthetic pumped | pumped | 0 | 12 | 16.5259 | 3.1925 | 0.066511 | 0
6284 | Synthetic battery | battery | 0 | 0 | 0 | 0 | 0 | 0
6285 | Synthetic pumped | pumped | 0 | 2.8733 | 3.1925 | 0 | 0 | 0
6285 | Synthetic battery | battery | 0 | 0 | 0 | 0 | 0 | 0
6286 | Synthetic pumped | pumped | 0 | 0 | 0 | 0 | 0 | 0
6286 | Synthetic battery | battery | 0 | 0 | 0 | 0 | 0 | 0
6287 | Synthetic pumped | pumped | 0 | 0 | 0 | 0 | 0 | 0
6287 | Synthetic battery | battery | 0 | 0 | 0 | 0 | 0 | 0
6288 | Synthetic pumped | pumped | 0 | 0 | 0 | 0 | 0 | 0
6288 | Synthetic battery | battery | 0 | 0 | 0 | 0 | 0 | 0
6289 | Synthetic pumped | pumped | 0 | 0 | 0 | 0 | 0 | 0
6289 | Synthetic battery | battery | 0 | 0 | 0 | 0 | 0 | 0
6290 | Synthetic pumped | pumped | 0 | 0 | 0 | 0 | 0 | 0
6290 | Synthetic battery | battery | 0 | 0 | 0 | 0 | 0 | 0
6291 | Synthetic pumped | pumped | 0 | 0 | 0 | 0 | 0 | 0
6291 | Synthetic battery | battery | 0 | 0 | 0 | 0 | 0 | 0
6292 | Synthetic pumped | pumped | 0 | 0 | 0 | 0 | 0 | 0
6292 | Synthetic battery | battery | 0 | 0 | 0 | 0 | 0 | 0
6293 | Synthetic pumped | pumped | 0 | 0 | 0 | 0 | 0 | 0
6293 | Synthetic battery | battery | 0 | 0 | 0 | 0 | 0 | 0
6294 | Synthetic pumped | pumped | 0 | 0 | 0 | 0 | 0 | 0
6294 | Synthetic battery | battery | 0 | 0 | 0 | 0 | 0 | 0
6295 | Synthetic pumped | pumped | 0 | 0 | 0 | 0 | 0 | 0
6295 | Synthetic battery | battery | 0 | 0 | 0 | 0 | 0 | 0
6296 | Synthetic pumped | pumped | 0 | 0 | 0 | 0 | 0 | 0
6296 | Synthetic battery | battery | 0 | 0 | 0 | 0 | 0 | 0
6297 | Synthetic pumped | pumped | 1.4227 | 0 | 0 | 1.2805 | 0.026676 | 0
6297 | Synthetic battery | battery | 0 | 0 | 0 | 0 | 0 | 0
6298 | Synthetic pumped | pumped | 12 | 0 | 1.2805 | 12.0805 | 0.25168 | 0
6298 | Synthetic battery | battery | 4.3881 | 0 | 0 | 4.0456 | 0.20228 | 0
6299 | Synthetic pumped | pumped | 12 | 0 | 12.0805 | 22.8805 | 0.47668 | -1.7764e-15
6299 | Synthetic battery | battery | 10 | 0 | 4.0456 | 13.2651 | 0.66326 | 0
6300 | Synthetic pumped | pumped | 12 | 0 | 22.8805 | 33.6805 | 0.70168 | -3.5527e-15
6300 | Synthetic battery | battery | 7.305 | 0 | 13.2651 | 20 | 1 | 0
6301 | Synthetic pumped | pumped | 12 | 0 | 33.6805 | 44.4805 | 0.92668 | -3.5527e-15
6301 | Synthetic battery | battery | 0 | 0 | 20 | 20 | 1 | 0
6302 | Synthetic pumped | pumped | 3.9106 | 0 | 44.4805 | 48 | 1 | 0
6302 | Synthetic battery | battery | 0 | 0 | 20 | 20 | 1 | 0
6303 | Synthetic pumped | pumped | 0 | 0 | 48 | 48 | 1 | 0
6303 | Synthetic battery | battery | 0 | 0 | 20 | 20 | 1 | 0
6304 | Synthetic pumped | pumped | 0 | 0 | 48 | 48 | 1 | 0
6304 | Synthetic battery | battery | 0 | 0 | 20 | 20 | 1 | 0
6305 | Synthetic pumped | pumped | 0 | 0 | 48 | 48 | 1 | 0
6305 | Synthetic battery | battery | 0 | 2.5287 | 20 | 17.2572 | 0.86286 | 0
6306 | Synthetic pumped | pumped | 0 | 12 | 48 | 34.6667 | 0.72222 | 3.5527e-15
6306 | Synthetic battery | battery | 0 | 10 | 17.2572 | 6.4107 | 0.32054 | 0
6307 | Synthetic pumped | pumped | 0 | 12 | 34.6667 | 21.3333 | 0.44444 | 0
6307 | Synthetic battery | battery | 0 | 5.9104 | 6.4107 | 0 | 0 | 0
6308 | Synthetic pumped | pumped | 0 | 12 | 21.3333 | 8 | 0.16667 | 0
6308 | Synthetic battery | battery | 0 | 0 | 0 | 0 | 0 | 0
6309 | Synthetic pumped | pumped | 0 | 7.2 | 8 | 0 | 0 | 0
6309 | Synthetic battery | battery | 0 | 0 | 0 | 0 | 0 | 0
6310 | Synthetic pumped | pumped | 0 | 0 | 0 | 0 | 0 | 0
6310 | Synthetic battery | battery | 0 | 0 | 0 | 0 | 0 | 0
6311 | Synthetic pumped | pumped | 0 | 0 | 0 | 0 | 0 | 0
6311 | Synthetic battery | battery | 0 | 0 | 0 | 0 | 0 | 0
6312 | Synthetic pumped | pumped | 0 | 0 | 0 | 0 | 0 | 0
6312 | Synthetic battery | battery | 0 | 0 | 0 | 0 | 0 | 0
6313 | Synthetic pumped | pumped | 0 | 0 | 0 | 0 | 0 | 0
6313 | Synthetic battery | battery | 0 | 0 | 0 | 0 | 0 | 0
6314 | Synthetic pumped | pumped | 0 | 0 | 0 | 0 | 0 | 0
6314 | Synthetic battery | battery | 0 | 0 | 0 | 0 | 0 | 0
6315 | Synthetic pumped | pumped | 0 | 0 | 0 | 0 | 0 | 0
6315 | Synthetic battery | battery | 0 | 0 | 0 | 0 | 0 | 0
6316 | Synthetic pumped | pumped | 0 | 0 | 0 | 0 | 0 | 0
6316 | Synthetic battery | battery | 0 | 0 | 0 | 0 | 0 | 0
6317 | Synthetic pumped | pumped | 0 | 0 | 0 | 0 | 0 | 0
6317 | Synthetic battery | battery | 0 | 0 | 0 | 0 | 0 | 0
6318 | Synthetic pumped | pumped | 0 | 0 | 0 | 0 | 0 | 0
6318 | Synthetic battery | battery | 0 | 0 | 0 | 0 | 0 | 0
6319 | Synthetic pumped | pumped | 0 | 0 | 0 | 0 | 0 | 0
6319 | Synthetic battery | battery | 0 | 0 | 0 | 0 | 0 | 0
6320 | Synthetic pumped | pumped | 0 | 0 | 0 | 0 | 0 | 0
6320 | Synthetic battery | battery | 0 | 0 | 0 | 0 | 0 | 0
6321 | Synthetic pumped | pumped | 0 | 0 | 0 | 0 | 0 | 0
6321 | Synthetic battery | battery | 0 | 0 | 0 | 0 | 0 | 0
6322 | Synthetic pumped | pumped | 5.4239 | 0 | 0 | 4.8815 | 0.1017 | 0
6322 | Synthetic battery | battery | 0 | 0 | 0 | 0 | 0 | 0
6323 | Synthetic pumped | pumped | 10.3039 | 0 | 4.8815 | 14.155 | 0.2949 | 0
6323 | Synthetic battery | battery | 0 | 0 | 0 | 0 | 0 | 0
6324 | Synthetic pumped | pumped | 12 | 0 | 14.155 | 24.955 | 0.5199 | 0
6324 | Synthetic battery | battery | 3.2714 | 0 | 0 | 3.0161 | 0.1508 | 0
6325 | Synthetic pumped | pumped | 4.7579 | 0 | 24.955 | 29.2371 | 0.60911 | 0
6325 | Synthetic battery | battery | 0 | 0 | 3.0161 | 3.0161 | 0.1508 | 0
6326 | Synthetic pumped | pumped | 7.9808 | 0 | 29.2371 | 36.4198 | 0.75875 | 0
6326 | Synthetic battery | battery | 0 | 0 | 3.0161 | 3.0161 | 0.1508 | 0
6327 | Synthetic pumped | pumped | 3.2121 | 0 | 36.4198 | 39.3107 | 0.81897 | 0
6327 | Synthetic battery | battery | 0 | 0 | 3.0161 | 3.0161 | 0.1508 | 0
6328 | Synthetic pumped | pumped | 0 | 0 | 39.3107 | 39.3107 | 0.81897 | 0
6328 | Synthetic battery | battery | 0 | 0 | 3.0161 | 3.0161 | 0.1508 | 0
6329 | Synthetic pumped | pumped | 0 | 4.9379 | 39.3107 | 33.8242 | 0.70467 | 1.7764e-15
6329 | Synthetic battery | battery | 0 | 2.7807 | 3.0161 | 0 | 0 | 0
6330 | Synthetic pumped | pumped | 0 | 12 | 33.8242 | 20.4909 | 0.42689 | 0
6330 | Synthetic battery | battery | 0 | 0 | 0 | 0 | 0 | 0
6331 | Synthetic pumped | pumped | 0 | 12 | 20.4909 | 7.1576 | 0.14912 | 0
6331 | Synthetic battery | battery | 0 | 0 | 0 | 0 | 0 | 0
6332 | Synthetic pumped | pumped | 0 | 6.4418 | 7.1576 | 0 | 0 | 0
6332 | Synthetic battery | battery | 0 | 0 | 0 | 0 | 0 | 0
6333 | Synthetic pumped | pumped | 0 | 0 | 0 | 0 | 0 | 0
6333 | Synthetic battery | battery | 0 | 0 | 0 | 0 | 0 | 0
6334 | Synthetic pumped | pumped | 0 | 0 | 0 | 0 | 0 | 0
6334 | Synthetic battery | battery | 0 | 0 | 0 | 0 | 0 | 0
6335 | Synthetic pumped | pumped | 0 | 0 | 0 | 0 | 0 | 0
6335 | Synthetic battery | battery | 0 | 0 | 0 | 0 | 0 | 0
6336 | Synthetic pumped | pumped | 0 | 0 | 0 | 0 | 0 | 0
6336 | Synthetic battery | battery | 0 | 0 | 0 | 0 | 0 | 0
6337 | Synthetic pumped | pumped | 0 | 0 | 0 | 0 | 0 | 0
6337 | Synthetic battery | battery | 0 | 0 | 0 | 0 | 0 | 0
6338 | Synthetic pumped | pumped | 0 | 0 | 0 | 0 | 0 | 0
6338 | Synthetic battery | battery | 0 | 0 | 0 | 0 | 0 | 0
6339 | Synthetic pumped | pumped | 0 | 0 | 0 | 0 | 0 | 0
6339 | Synthetic battery | battery | 0 | 0 | 0 | 0 | 0 | 0
6340 | Synthetic pumped | pumped | 0 | 0 | 0 | 0 | 0 | 0
6340 | Synthetic battery | battery | 0 | 0 | 0 | 0 | 0 | 0
6341 | Synthetic pumped | pumped | 0 | 0 | 0 | 0 | 0 | 0
6341 | Synthetic battery | battery | 0 | 0 | 0 | 0 | 0 | 0
6342 | Synthetic pumped | pumped | 0 | 0 | 0 | 0 | 0 | 0
6342 | Synthetic battery | battery | 0 | 0 | 0 | 0 | 0 | 0
6343 | Synthetic pumped | pumped | 0 | 0 | 0 | 0 | 0 | 0
6343 | Synthetic battery | battery | 0 | 0 | 0 | 0 | 0 | 0
6344 | Synthetic pumped | pumped | 0 | 0 | 0 | 0 | 0 | 0
6344 | Synthetic battery | battery | 0 | 0 | 0 | 0 | 0 | 0
6345 | Synthetic pumped | pumped | 3.2162 | 0 | 0 | 2.8946 | 0.060303 | 0
6345 | Synthetic battery | battery | 0 | 0 | 0 | 0 | 0 | 0
6346 | Synthetic pumped | pumped | 12 | 0 | 2.8946 | 13.6946 | 0.2853 | 0
6346 | Synthetic battery | battery | 2.0619 | 0 | 0 | 1.901 | 0.09505 | 0
6347 | Synthetic pumped | pumped | 12 | 0 | 13.6946 | 24.4946 | 0.5103 | 0
6347 | Synthetic battery | battery | 2.0312 | 0 | 1.901 | 3.7737 | 0.18869 | 0
6348 | Synthetic pumped | pumped | 12 | 0 | 24.4946 | 35.2946 | 0.7353 | -3.5527e-15
6348 | Synthetic battery | battery | 9.3316 | 0 | 3.7737 | 12.377 | 0.61885 | 0
6349 | Synthetic pumped | pumped | 12 | 0 | 35.2946 | 46.0946 | 0.9603 | -3.5527e-15
6349 | Synthetic battery | battery | 7.9714 | 0 | 12.377 | 19.7262 | 0.98631 | 8.8818e-16
6350 | Synthetic pumped | pumped | 2.1172 | 0 | 46.0946 | 48 | 1 | 0
6350 | Synthetic battery | battery | 0.29692 | 0 | 19.7262 | 20 | 1 | 0
6351 | Synthetic pumped | pumped | 0 | 0 | 48 | 48 | 1 | 0
6351 | Synthetic battery | battery | 0 | 0 | 20 | 20 | 1 | 0
6352 | Synthetic pumped | pumped | 0 | 0 | 48 | 48 | 1 | 0
6352 | Synthetic battery | battery | 0 | 0 | 20 | 20 | 1 | 0
6353 | Synthetic pumped | pumped | 0 | 0 | 48 | 48 | 1 | 0
6353 | Synthetic battery | battery | 0 | 7.2897 | 20 | 12.0932 | 0.60466 | 8.8818e-16
6354 | Synthetic pumped | pumped | 0 | 12 | 48 | 34.6667 | 0.72222 | 3.5527e-15
6354 | Synthetic battery | battery | 0 | 10 | 12.0932 | 1.2467 | 0.062335 | 0
6355 | Synthetic pumped | pumped | 0 | 12 | 34.6667 | 21.3333 | 0.44444 | 0
6355 | Synthetic battery | battery | 0 | 1.1494 | 1.2467 | 0 | 0 | 0
6356 | Synthetic pumped | pumped | 0 | 12 | 21.3333 | 8 | 0.16667 | 0
6356 | Synthetic battery | battery | 0 | 0 | 0 | 0 | 0 | 0
6357 | Synthetic pumped | pumped | 0 | 7.2 | 8 | 0 | 0 | 0
6357 | Synthetic battery | battery | 0 | 0 | 0 | 0 | 0 | 0
6358 | Synthetic pumped | pumped | 0 | 0 | 0 | 0 | 0 | 0
6358 | Synthetic battery | battery | 0 | 0 | 0 | 0 | 0 | 0
6359 | Synthetic pumped | pumped | 0 | 0 | 0 | 0 | 0 | 0
6359 | Synthetic battery | battery | 0 | 0 | 0 | 0 | 0 | 0
6360 | Synthetic pumped | pumped | 0 | 0 | 0 | 0 | 0 | 0
6360 | Synthetic battery | battery | 0 | 0 | 0 | 0 | 0 | 0
6361 | Synthetic pumped | pumped | 0 | 0 | 0 | 0 | 0 | 0
6361 | Synthetic battery | battery | 0 | 0 | 0 | 0 | 0 | 0
6362 | Synthetic pumped | pumped | 0 | 0 | 0 | 0 | 0 | 0
6362 | Synthetic battery | battery | 0 | 0 | 0 | 0 | 0 | 0
6363 | Synthetic pumped | pumped | 0 | 0 | 0 | 0 | 0 | 0
6363 | Synthetic battery | battery | 0 | 0 | 0 | 0 | 0 | 0
6364 | Synthetic pumped | pumped | 0 | 0 | 0 | 0 | 0 | 0
6364 | Synthetic battery | battery | 0 | 0 | 0 | 0 | 0 | 0
6365 | Synthetic pumped | pumped | 0 | 0 | 0 | 0 | 0 | 0
6365 | Synthetic battery | battery | 0 | 0 | 0 | 0 | 0 | 0
6366 | Synthetic pumped | pumped | 0 | 0 | 0 | 0 | 0 | 0
6366 | Synthetic battery | battery | 0 | 0 | 0 | 0 | 0 | 0
6367 | Synthetic pumped | pumped | 0 | 0 | 0 | 0 | 0 | 0
6367 | Synthetic battery | battery | 0 | 0 | 0 | 0 | 0 | 0
6368 | Synthetic pumped | pumped | 0 | 0 | 0 | 0 | 0 | 0
6368 | Synthetic battery | battery | 0 | 0 | 0 | 0 | 0 | 0
6369 | Synthetic pumped | pumped | 4.4158 | 0 | 0 | 3.9742 | 0.082796 | 0
6369 | Synthetic battery | battery | 0 | 0 | 0 | 0 | 0 | 0
6370 | Synthetic pumped | pumped | 9.8675 | 0 | 3.9742 | 12.855 | 0.26781 | 0
6370 | Synthetic battery | battery | 0 | 0 | 0 | 0 | 0 | 0
6371 | Synthetic pumped | pumped | 12 | 0 | 12.855 | 23.655 | 0.49281 | -1.7764e-15
6371 | Synthetic battery | battery | 10 | 0 | 0 | 9.2195 | 0.46098 | 0
6372 | Synthetic pumped | pumped | 12 | 0 | 23.655 | 34.455 | 0.71781 | -3.5527e-15
6372 | Synthetic battery | battery | 6.6183 | 0 | 9.2195 | 15.3213 | 0.76607 | 8.8818e-16
6373 | Synthetic pumped | pumped | 12 | 0 | 34.455 | 45.255 | 0.94281 | -3.5527e-15
6373 | Synthetic battery | battery | 3.7664 | 0 | 15.3213 | 18.7938 | 0.93969 | -1.7764e-15
6374 | Synthetic pumped | pumped | 3.05 | 0 | 45.255 | 48 | 1 | 0
6374 | Synthetic battery | battery | 1.3083 | 0 | 18.7938 | 20 | 1 | 0
6375 | Synthetic pumped | pumped | 0 | 0 | 48 | 48 | 1 | 0
6375 | Synthetic battery | battery | 0 | 0 | 20 | 20 | 1 | 0
6376 | Synthetic pumped | pumped | 0 | 0 | 48 | 48 | 1 | 0
6376 | Synthetic battery | battery | 0 | 0 | 20 | 20 | 1 | 0
6377 | Synthetic pumped | pumped | 0 | 0 | 48 | 48 | 1 | 0
6377 | Synthetic battery | battery | 0 | 9.177 | 20 | 10.0461 | 0.50231 | 0
6378 | Synthetic pumped | pumped | 0 | 12 | 48 | 34.6667 | 0.72222 | 3.5527e-15
6378 | Synthetic battery | battery | 0 | 9.2621 | 10.0461 | 0 | 0 | 0
6379 | Synthetic pumped | pumped | 0 | 12 | 34.6667 | 21.3333 | 0.44444 | 0
6379 | Synthetic battery | battery | 0 | 0 | 0 | 0 | 0 | 0
6380 | Synthetic pumped | pumped | 0 | 12 | 21.3333 | 8 | 0.16667 | 0
6380 | Synthetic battery | battery | 0 | 0 | 0 | 0 | 0 | 0
6381 | Synthetic pumped | pumped | 0 | 7.2 | 8 | 0 | 0 | 0
6381 | Synthetic battery | battery | 0 | 0 | 0 | 0 | 0 | 0
6382 | Synthetic pumped | pumped | 0 | 0 | 0 | 0 | 0 | 0
6382 | Synthetic battery | battery | 0 | 0 | 0 | 0 | 0 | 0
6383 | Synthetic pumped | pumped | 0 | 0 | 0 | 0 | 0 | 0
6383 | Synthetic battery | battery | 0 | 0 | 0 | 0 | 0 | 0
6384 | Synthetic pumped | pumped | 0 | 0 | 0 | 0 | 0 | 0
6384 | Synthetic battery | battery | 0 | 0 | 0 | 0 | 0 | 0
6385 | Synthetic pumped | pumped | 0 | 0 | 0 | 0 | 0 | 0
6385 | Synthetic battery | battery | 0 | 0 | 0 | 0 | 0 | 0
6386 | Synthetic pumped | pumped | 0 | 0 | 0 | 0 | 0 | 0
6386 | Synthetic battery | battery | 0 | 0 | 0 | 0 | 0 | 0
6387 | Synthetic pumped | pumped | 0 | 0 | 0 | 0 | 0 | 0
6387 | Synthetic battery | battery | 0 | 0 | 0 | 0 | 0 | 0
6388 | Synthetic pumped | pumped | 0 | 0 | 0 | 0 | 0 | 0
6388 | Synthetic battery | battery | 0 | 0 | 0 | 0 | 0 | 0
6389 | Synthetic pumped | pumped | 0 | 0 | 0 | 0 | 0 | 0
6389 | Synthetic battery | battery | 0 | 0 | 0 | 0 | 0 | 0
6390 | Synthetic pumped | pumped | 0 | 0 | 0 | 0 | 0 | 0
6390 | Synthetic battery | battery | 0 | 0 | 0 | 0 | 0 | 0
6391 | Synthetic pumped | pumped | 0 | 0 | 0 | 0 | 0 | 0
6391 | Synthetic battery | battery | 0 | 0 | 0 | 0 | 0 | 0
6392 | Synthetic pumped | pumped | 0 | 0 | 0 | 0 | 0 | 0
6392 | Synthetic battery | battery | 0 | 0 | 0 | 0 | 0 | 0
6393 | Synthetic pumped | pumped | 12 | 0 | 0 | 10.8 | 0.225 | 0
6393 | Synthetic battery | battery | 3.9069 | 0 | 0 | 3.602 | 0.1801 | 0
6394 | Synthetic pumped | pumped | 12 | 0 | 10.8 | 21.6 | 0.45 | 0
6394 | Synthetic battery | battery | 9.437 | 0 | 3.602 | 12.3025 | 0.61512 | 0
6395 | Synthetic pumped | pumped | 12 | 0 | 21.6 | 32.4 | 0.675 | 3.5527e-15
6395 | Synthetic battery | battery | 8.3491 | 0 | 12.3025 | 20 | 1 | 8.8818e-16
6396 | Synthetic pumped | pumped | 12 | 0 | 32.4 | 43.2 | 0.9 | -3.5527e-15
6396 | Synthetic battery | battery | 0 | 0 | 20 | 20 | 1 | 0
6397 | Synthetic pumped | pumped | 5.3333 | 0 | 43.2 | 48 | 1 | 0
6397 | Synthetic battery | battery | 0 | 0 | 20 | 20 | 1 | 0
6398 | Synthetic pumped | pumped | 0 | 0 | 48 | 48 | 1 | 0
6398 | Synthetic battery | battery | 0 | 0 | 20 | 20 | 1 | 0
6399 | Synthetic pumped | pumped | 0 | 0 | 48 | 48 | 1 | 0
6399 | Synthetic battery | battery | 0 | 0 | 20 | 20 | 1 | 0
6400 | Synthetic pumped | pumped | 0 | 0 | 48 | 48 | 1 | 0
6400 | Synthetic battery | battery | 0 | 0 | 20 | 20 | 1 | 0
6401 | Synthetic pumped | pumped | 0 | 0 | 48 | 48 | 1 | 0
6401 | Synthetic battery | battery | 0 | 0 | 20 | 20 | 1 | 0
6402 | Synthetic pumped | pumped | 0 | 2.4252 | 48 | 45.3053 | 0.94386 | 1.3323e-15
6402 | Synthetic battery | battery | 0 | 10 | 20 | 9.1535 | 0.45767 | 0
6403 | Synthetic pumped | pumped | 0 | 6.0177 | 45.3053 | 38.619 | 0.80456 | -1.7764e-15
6403 | Synthetic battery | battery | 0 | 8.4391 | 9.1535 | 0 | 0 | 0
6404 | Synthetic pumped | pumped | 0 | 12 | 38.619 | 25.2857 | 0.52679 | 0
6404 | Synthetic battery | battery | 0 | 0 | 0 | 0 | 0 | 0
6405 | Synthetic pumped | pumped | 0 | 12 | 25.2857 | 11.9524 | 0.24901 | 0
6405 | Synthetic battery | battery | 0 | 0 | 0 | 0 | 0 | 0
6406 | Synthetic pumped | pumped | 0 | 10.7571 | 11.9524 | 0 | 0 | 0
6406 | Synthetic battery | battery | 0 | 0 | 0 | 0 | 0 | 0
6407 | Synthetic pumped | pumped | 0 | 0 | 0 | 0 | 0 | 0
6407 | Synthetic battery | battery | 0 | 0 | 0 | 0 | 0 | 0
6408 | Synthetic pumped | pumped | 0 | 0 | 0 | 0 | 0 | 0
6408 | Synthetic battery | battery | 0 | 0 | 0 | 0 | 0 | 0
6409 | Synthetic pumped | pumped | 0 | 0 | 0 | 0 | 0 | 0
6409 | Synthetic battery | battery | 0 | 0 | 0 | 0 | 0 | 0
6410 | Synthetic pumped | pumped | 0 | 0 | 0 | 0 | 0 | 0
6410 | Synthetic battery | battery | 0 | 0 | 0 | 0 | 0 | 0
6411 | Synthetic pumped | pumped | 0 | 0 | 0 | 0 | 0 | 0
6411 | Synthetic battery | battery | 0 | 0 | 0 | 0 | 0 | 0
6412 | Synthetic pumped | pumped | 0 | 0 | 0 | 0 | 0 | 0
6412 | Synthetic battery | battery | 0 | 0 | 0 | 0 | 0 | 0
6413 | Synthetic pumped | pumped | 0 | 0 | 0 | 0 | 0 | 0
6413 | Synthetic battery | battery | 0 | 0 | 0 | 0 | 0 | 0
6414 | Synthetic pumped | pumped | 0 | 0 | 0 | 0 | 0 | 0
6414 | Synthetic battery | battery | 0 | 0 | 0 | 0 | 0 | 0
6415 | Synthetic pumped | pumped | 0 | 0 | 0 | 0 | 0 | 0
6415 | Synthetic battery | battery | 0 | 0 | 0 | 0 | 0 | 0
6416 | Synthetic pumped | pumped | 0 | 0 | 0 | 0 | 0 | 0
6416 | Synthetic battery | battery | 0 | 0 | 0 | 0 | 0 | 0
6417 | Synthetic pumped | pumped | 0 | 0 | 0 | 0 | 0 | 0
6417 | Synthetic battery | battery | 0 | 0 | 0 | 0 | 0 | 0
6418 | Synthetic pumped | pumped | 0.83799 | 0 | 0 | 0.75419 | 0.015712 | 0
6418 | Synthetic battery | battery | 0 | 0 | 0 | 0 | 0 | 0
6419 | Synthetic pumped | pumped | 9.2648 | 0 | 0.75419 | 9.0925 | 0.18943 | 0
6419 | Synthetic battery | battery | 0 | 0 | 0 | 0 | 0 | 0
6420 | Synthetic pumped | pumped | 8.6673 | 0 | 9.0925 | 16.8931 | 0.35194 | -8.8818e-16
6420 | Synthetic battery | battery | 0 | 0 | 0 | 0 | 0 | 0
6421 | Synthetic pumped | pumped | 12 | 0 | 16.8931 | 27.6931 | 0.57694 | 0
6421 | Synthetic battery | battery | 3.6469 | 0 | 0 | 3.3623 | 0.16811 | 0
6422 | Synthetic pumped | pumped | 7.2732 | 0 | 27.6931 | 34.239 | 0.71331 | 8.8818e-16
6422 | Synthetic battery | battery | 0 | 0 | 3.3623 | 3.3623 | 0.16811 | 0
6423 | Synthetic pumped | pumped | 2.2192 | 0 | 34.239 | 36.2362 | 0.75492 | -2.8866e-15
6423 | Synthetic battery | battery | 0 | 0 | 3.3623 | 3.3623 | 0.16811 | 0
6424 | Synthetic pumped | pumped | 0 | 0 | 36.2362 | 36.2362 | 0.75492 | 0
6424 | Synthetic battery | battery | 0 | 0 | 3.3623 | 3.3623 | 0.16811 | 0
6425 | Synthetic pumped | pumped | 0 | 2.166 | 36.2362 | 33.8296 | 0.70478 | 1.7764e-15
6425 | Synthetic battery | battery | 0 | 3.0998 | 3.3623 | 0 | 0 | 0
6426 | Synthetic pumped | pumped | 0 | 12 | 33.8296 | 20.4962 | 0.427 | 0
6426 | Synthetic battery | battery | 0 | 0 | 0 | 0 | 0 | 0
6427 | Synthetic pumped | pumped | 0 | 12 | 20.4962 | 7.1629 | 0.14923 | 0
6427 | Synthetic battery | battery | 0 | 0 | 0 | 0 | 0 | 0
6428 | Synthetic pumped | pumped | 0 | 6.4466 | 7.1629 | 0 | 0 | 0
6428 | Synthetic battery | battery | 0 | 0 | 0 | 0 | 0 | 0
6429 | Synthetic pumped | pumped | 0 | 0 | 0 | 0 | 0 | 0
6429 | Synthetic battery | battery | 0 | 0 | 0 | 0 | 0 | 0
6430 | Synthetic pumped | pumped | 0 | 0 | 0 | 0 | 0 | 0
6430 | Synthetic battery | battery | 0 | 0 | 0 | 0 | 0 | 0
6431 | Synthetic pumped | pumped | 0 | 0 | 0 | 0 | 0 | 0
6431 | Synthetic battery | battery | 0 | 0 | 0 | 0 | 0 | 0
6432 | Synthetic pumped | pumped | 0 | 0 | 0 | 0 | 0 | 0
6432 | Synthetic battery | battery | 0 | 0 | 0 | 0 | 0 | 0
6433 | Synthetic pumped | pumped | 0 | 0 | 0 | 0 | 0 | 0
6433 | Synthetic battery | battery | 0 | 0 | 0 | 0 | 0 | 0
6434 | Synthetic pumped | pumped | 0 | 0 | 0 | 0 | 0 | 0
6434 | Synthetic battery | battery | 0 | 0 | 0 | 0 | 0 | 0
6435 | Synthetic pumped | pumped | 0 | 0 | 0 | 0 | 0 | 0
6435 | Synthetic battery | battery | 0 | 0 | 0 | 0 | 0 | 0
6436 | Synthetic pumped | pumped | 0 | 0 | 0 | 0 | 0 | 0
6436 | Synthetic battery | battery | 0 | 0 | 0 | 0 | 0 | 0
6437 | Synthetic pumped | pumped | 0 | 0 | 0 | 0 | 0 | 0
6437 | Synthetic battery | battery | 0 | 0 | 0 | 0 | 0 | 0
6438 | Synthetic pumped | pumped | 0 | 0 | 0 | 0 | 0 | 0
6438 | Synthetic battery | battery | 0 | 0 | 0 | 0 | 0 | 0
6439 | Synthetic pumped | pumped | 0 | 0 | 0 | 0 | 0 | 0
6439 | Synthetic battery | battery | 0 | 0 | 0 | 0 | 0 | 0
6440 | Synthetic pumped | pumped | 0 | 0 | 0 | 0 | 0 | 0
6440 | Synthetic battery | battery | 0 | 0 | 0 | 0 | 0 | 0
6441 | Synthetic pumped | pumped | 0 | 0 | 0 | 0 | 0 | 0
6441 | Synthetic battery | battery | 0 | 0 | 0 | 0 | 0 | 0
6442 | Synthetic pumped | pumped | 7.0322 | 0 | 0 | 6.329 | 0.13185 | 0
6442 | Synthetic battery | battery | 0 | 0 | 0 | 0 | 0 | 0
6443 | Synthetic pumped | pumped | 9.4258 | 0 | 6.329 | 14.8122 | 0.30859 | 0
6443 | Synthetic battery | battery | 0 | 0 | 0 | 0 | 0 | 0
6444 | Synthetic pumped | pumped | 9.4184 | 0 | 14.8122 | 23.2888 | 0.48518 | 0
6444 | Synthetic battery | battery | 0 | 0 | 0 | 0 | 0 | 0
6445 | Synthetic pumped | pumped | 8.1372 | 0 | 23.2888 | 30.6122 | 0.63776 | 8.8818e-16
6445 | Synthetic battery | battery | 0 | 0 | 0 | 0 | 0 | 0
6446 | Synthetic pumped | pumped | 8.9551 | 0 | 30.6122 | 38.6718 | 0.80566 | 3.5527e-15
6446 | Synthetic battery | battery | 0 | 0 | 0 | 0 | 0 | 0
6447 | Synthetic pumped | pumped | 0.14564 | 0 | 38.6718 | 38.8029 | 0.80839 | -2.8588e-15
6447 | Synthetic battery | battery | 0 | 0 | 0 | 0 | 0 | 0
6448 | Synthetic pumped | pumped | 0 | 0 | 38.8029 | 38.8029 | 0.80839 | 0
6448 | Synthetic battery | battery | 0 | 0 | 0 | 0 | 0 | 0
6449 | Synthetic pumped | pumped | 0 | 6.3674 | 38.8029 | 31.728 | 0.661 | 8.8818e-16
6449 | Synthetic battery | battery | 0 | 0 | 0 | 0 | 0 | 0
6450 | Synthetic pumped | pumped | 0 | 12 | 31.728 | 18.3946 | 0.38322 | 0
6450 | Synthetic battery | battery | 0 | 0 | 0 | 0 | 0 | 0
6451 | Synthetic pumped | pumped | 0 | 12 | 18.3946 | 5.0613 | 0.10544 | 0
6451 | Synthetic battery | battery | 0 | 0 | 0 | 0 | 0 | 0
6452 | Synthetic pumped | pumped | 0 | 4.5552 | 5.0613 | 0 | 0 | 0
6452 | Synthetic battery | battery | 0 | 0 | 0 | 0 | 0 | 0
6453 | Synthetic pumped | pumped | 0 | 0 | 0 | 0 | 0 | 0
6453 | Synthetic battery | battery | 0 | 0 | 0 | 0 | 0 | 0
6454 | Synthetic pumped | pumped | 0 | 0 | 0 | 0 | 0 | 0
6454 | Synthetic battery | battery | 0 | 0 | 0 | 0 | 0 | 0
6455 | Synthetic pumped | pumped | 0 | 0 | 0 | 0 | 0 | 0
6455 | Synthetic battery | battery | 0 | 0 | 0 | 0 | 0 | 0
6456 | Synthetic pumped | pumped | 0 | 0 | 0 | 0 | 0 | 0
6456 | Synthetic battery | battery | 0 | 0 | 0 | 0 | 0 | 0
6457 | Synthetic pumped | pumped | 0 | 0 | 0 | 0 | 0 | 0
6457 | Synthetic battery | battery | 0 | 0 | 0 | 0 | 0 | 0
6458 | Synthetic pumped | pumped | 0 | 0 | 0 | 0 | 0 | 0
6458 | Synthetic battery | battery | 0 | 0 | 0 | 0 | 0 | 0
6459 | Synthetic pumped | pumped | 0 | 0 | 0 | 0 | 0 | 0
6459 | Synthetic battery | battery | 0 | 0 | 0 | 0 | 0 | 0
6460 | Synthetic pumped | pumped | 0 | 0 | 0 | 0 | 0 | 0
6460 | Synthetic battery | battery | 0 | 0 | 0 | 0 | 0 | 0
6461 | Synthetic pumped | pumped | 0 | 0 | 0 | 0 | 0 | 0
6461 | Synthetic battery | battery | 0 | 0 | 0 | 0 | 0 | 0
6462 | Synthetic pumped | pumped | 0 | 0 | 0 | 0 | 0 | 0
6462 | Synthetic battery | battery | 0 | 0 | 0 | 0 | 0 | 0
6463 | Synthetic pumped | pumped | 0 | 0 | 0 | 0 | 0 | 0
6463 | Synthetic battery | battery | 0 | 0 | 0 | 0 | 0 | 0
6464 | Synthetic pumped | pumped | 0 | 0 | 0 | 0 | 0 | 0
6464 | Synthetic battery | battery | 0 | 0 | 0 | 0 | 0 | 0
6465 | Synthetic pumped | pumped | 1.9006 | 0 | 0 | 1.7105 | 0.035635 | 0
6465 | Synthetic battery | battery | 0 | 0 | 0 | 0 | 0 | 0
6466 | Synthetic pumped | pumped | 5.9842 | 0 | 1.7105 | 7.0963 | 0.14784 | 0
6466 | Synthetic battery | battery | 0 | 0 | 0 | 0 | 0 | 0
6467 | Synthetic pumped | pumped | 12 | 0 | 7.0963 | 17.8963 | 0.37284 | 0
6467 | Synthetic battery | battery | 3.4295 | 0 | 0 | 3.1619 | 0.15809 | 0
6468 | Synthetic pumped | pumped | 12 | 0 | 17.8963 | 28.6963 | 0.59784 | 0
6468 | Synthetic battery | battery | 8.7029 | 0 | 3.1619 | 11.1856 | 0.55928 | 0
6469 | Synthetic pumped | pumped | 12 | 0 | 28.6963 | 39.4963 | 0.82284 | 0
6469 | Synthetic battery | battery | 1.4256 | 0 | 11.1856 | 12.4999 | 0.62499 | 2.2204e-16
6470 | Synthetic pumped | pumped | 9.4486 | 0 | 39.4963 | 48 | 1 | 0
6470 | Synthetic battery | battery | 1.6592 | 0 | 12.4999 | 14.0295 | 0.70148 | -2.2204e-16
6471 | Synthetic pumped | pumped | 0 | 0 | 48 | 48 | 1 | 0
6471 | Synthetic battery | battery | 6.4759 | 0 | 14.0295 | 20 | 1 | 0
6472 | Synthetic pumped | pumped | 0 | 0 | 48 | 48 | 1 | 0
6472 | Synthetic battery | battery | 0 | 0 | 20 | 20 | 1 | 0
6473 | Synthetic pumped | pumped | 0 | 0 | 48 | 48 | 1 | 0
6473 | Synthetic battery | battery | 0 | 5.4409 | 20 | 14.0985 | 0.70492 | 8.8818e-16
6474 | Synthetic pumped | pumped | 0 | 12 | 48 | 34.6667 | 0.72222 | 3.5527e-15
6474 | Synthetic battery | battery | 0 | 10 | 14.0985 | 3.252 | 0.1626 | 0
6475 | Synthetic pumped | pumped | 0 | 12 | 34.6667 | 21.3333 | 0.44444 | 0
6475 | Synthetic battery | battery | 0 | 2.9982 | 3.252 | 0 | 0 | 0
6476 | Synthetic pumped | pumped | 0 | 12 | 21.3333 | 8 | 0.16667 | 0
6476 | Synthetic battery | battery | 0 | 0 | 0 | 0 | 0 | 0
6477 | Synthetic pumped | pumped | 0 | 7.2 | 8 | 0 | 0 | 0
6477 | Synthetic battery | battery | 0 | 0 | 0 | 0 | 0 | 0
6478 | Synthetic pumped | pumped | 0 | 0 | 0 | 0 | 0 | 0
6478 | Synthetic battery | battery | 0 | 0 | 0 | 0 | 0 | 0
6479 | Synthetic pumped | pumped | 0 | 0 | 0 | 0 | 0 | 0
6479 | Synthetic battery | battery | 0 | 0 | 0 | 0 | 0 | 0
6480 | Synthetic pumped | pumped | 0 | 0 | 0 | 0 | 0 | 0
6480 | Synthetic battery | battery | 0 | 0 | 0 | 0 | 0 | 0
6481 | Synthetic pumped | pumped | 0 | 0 | 0 | 0 | 0 | 0
6481 | Synthetic battery | battery | 0 | 0 | 0 | 0 | 0 | 0
6482 | Synthetic pumped | pumped | 0 | 0 | 0 | 0 | 0 | 0
6482 | Synthetic battery | battery | 0 | 0 | 0 | 0 | 0 | 0
6483 | Synthetic pumped | pumped | 0 | 0 | 0 | 0 | 0 | 0
6483 | Synthetic battery | battery | 0 | 0 | 0 | 0 | 0 | 0
6484 | Synthetic pumped | pumped | 0 | 0 | 0 | 0 | 0 | 0
6484 | Synthetic battery | battery | 0 | 0 | 0 | 0 | 0 | 0
6485 | Synthetic pumped | pumped | 0 | 0 | 0 | 0 | 0 | 0
6485 | Synthetic battery | battery | 0 | 0 | 0 | 0 | 0 | 0
6486 | Synthetic pumped | pumped | 0 | 0 | 0 | 0 | 0 | 0
6486 | Synthetic battery | battery | 0 | 0 | 0 | 0 | 0 | 0
6487 | Synthetic pumped | pumped | 0 | 0 | 0 | 0 | 0 | 0
6487 | Synthetic battery | battery | 0 | 0 | 0 | 0 | 0 | 0
6488 | Synthetic pumped | pumped | 0 | 0 | 0 | 0 | 0 | 0
6488 | Synthetic battery | battery | 0 | 0 | 0 | 0 | 0 | 0
6489 | Synthetic pumped | pumped | 6.0041 | 0 | 0 | 5.4037 | 0.11258 | 0
6489 | Synthetic battery | battery | 0 | 0 | 0 | 0 | 0 | 0
6490 | Synthetic pumped | pumped | 12 | 0 | 5.4037 | 16.2037 | 0.33758 | 0
6490 | Synthetic battery | battery | 2.9871 | 0 | 0 | 2.754 | 0.1377 | 0
6491 | Synthetic pumped | pumped | 12 | 0 | 16.2037 | 27.0037 | 0.56258 | 0
6491 | Synthetic battery | battery | 7.2995 | 0 | 2.754 | 9.4838 | 0.47419 | 0
6492 | Synthetic pumped | pumped | 12 | 0 | 27.0037 | 37.8037 | 0.78758 | 0
6492 | Synthetic battery | battery | 10 | 0 | 9.4838 | 18.7033 | 0.93517 | 0
6493 | Synthetic pumped | pumped | 11.3292 | 0 | 37.8037 | 48 | 1 | 0
6493 | Synthetic battery | battery | 1.4064 | 0 | 18.7033 | 20 | 1 | 0
6494 | Synthetic pumped | pumped | 0 | 0 | 48 | 48 | 1 | 0
6494 | Synthetic battery | battery | 0 | 0 | 20 | 20 | 1 | 0
6495 | Synthetic pumped | pumped | 0 | 0 | 48 | 48 | 1 | 0
6495 | Synthetic battery | battery | 0 | 0 | 20 | 20 | 1 | 0
6496 | Synthetic pumped | pumped | 0 | 0 | 48 | 48 | 1 | 0
6496 | Synthetic battery | battery | 0 | 0 | 20 | 20 | 1 | 0
6497 | Synthetic pumped | pumped | 0 | 0 | 48 | 48 | 1 | 0
6497 | Synthetic battery | battery | 0 | 2.9103 | 20 | 16.8434 | 0.84217 | -1.3323e-15
6498 | Synthetic pumped | pumped | 0 | 12 | 48 | 34.6667 | 0.72222 | 3.5527e-15
6498 | Synthetic battery | battery | 0 | 10 | 16.8434 | 5.9968 | 0.29984 | 0
6499 | Synthetic pumped | pumped | 0 | 12 | 34.6667 | 21.3333 | 0.44444 | 0
6499 | Synthetic battery | battery | 0 | 5.5288 | 5.9968 | 8.8818e-16 | 4.4409e-17 | 0
6500 | Synthetic pumped | pumped | 0 | 12 | 21.3333 | 8 | 0.16667 | 0
6500 | Synthetic battery | battery | 0 | 8.1886e-16 | 8.8818e-16 | 0 | 0 | 0
6501 | Synthetic pumped | pumped | 0 | 7.2 | 8 | 0 | 0 | 0
6501 | Synthetic battery | battery | 0 | 0 | 0 | 0 | 0 | 0
6502 | Synthetic pumped | pumped | 0 | 0 | 0 | 0 | 0 | 0
6502 | Synthetic battery | battery | 0 | 0 | 0 | 0 | 0 | 0
6503 | Synthetic pumped | pumped | 0 | 0 | 0 | 0 | 0 | 0
6503 | Synthetic battery | battery | 0 | 0 | 0 | 0 | 0 | 0
6504 | Synthetic pumped | pumped | 0 | 0 | 0 | 0 | 0 | 0
6504 | Synthetic battery | battery | 0 | 0 | 0 | 0 | 0 | 0
6505 | Synthetic pumped | pumped | 0 | 0 | 0 | 0 | 0 | 0
6505 | Synthetic battery | battery | 0 | 0 | 0 | 0 | 0 | 0
6506 | Synthetic pumped | pumped | 0 | 0 | 0 | 0 | 0 | 0
6506 | Synthetic battery | battery | 0 | 0 | 0 | 0 | 0 | 0
6507 | Synthetic pumped | pumped | 0 | 0 | 0 | 0 | 0 | 0
6507 | Synthetic battery | battery | 0 | 0 | 0 | 0 | 0 | 0
6508 | Synthetic pumped | pumped | 0 | 0 | 0 | 0 | 0 | 0
6508 | Synthetic battery | battery | 0 | 0 | 0 | 0 | 0 | 0
6509 | Synthetic pumped | pumped | 0 | 0 | 0 | 0 | 0 | 0
6509 | Synthetic battery | battery | 0 | 0 | 0 | 0 | 0 | 0
6510 | Synthetic pumped | pumped | 0 | 0 | 0 | 0 | 0 | 0
6510 | Synthetic battery | battery | 0 | 0 | 0 | 0 | 0 | 0
6511 | Synthetic pumped | pumped | 0 | 0 | 0 | 0 | 0 | 0
6511 | Synthetic battery | battery | 0 | 0 | 0 | 0 | 0 | 0
6512 | Synthetic pumped | pumped | 0 | 0 | 0 | 0 | 0 | 0
6512 | Synthetic battery | battery | 0 | 0 | 0 | 0 | 0 | 0
6513 | Synthetic pumped | pumped | 1.8207 | 0 | 0 | 1.6386 | 0.034138 | 0
6513 | Synthetic battery | battery | 0 | 0 | 0 | 0 | 0 | 0
6514 | Synthetic pumped | pumped | 12 | 0 | 1.6386 | 12.4386 | 0.25914 | 0
6514 | Synthetic battery | battery | 6.5892 | 0 | 0 | 6.075 | 0.30375 | 0
6515 | Synthetic pumped | pumped | 12 | 0 | 12.4386 | 23.2386 | 0.48414 | 0
6515 | Synthetic battery | battery | 5.0633 | 0 | 6.075 | 10.7431 | 0.53715 | 0
6516 | Synthetic pumped | pumped | 12 | 0 | 23.2386 | 34.0386 | 0.70914 | 3.5527e-15
6516 | Synthetic battery | battery | 4.364 | 0 | 10.7431 | 14.7665 | 0.73833 | 8.8818e-16
6517 | Synthetic pumped | pumped | 12 | 0 | 34.0386 | 44.8386 | 0.93414 | -3.5527e-15
6517 | Synthetic battery | battery | 3.4846 | 0 | 14.7665 | 17.9792 | 0.89896 | 8.8818e-16
6518 | Synthetic pumped | pumped | 3.5126 | 0 | 44.8386 | 48 | 1 | 0
6518 | Synthetic battery | battery | 2.1919 | 0 | 17.9792 | 20 | 1 | 0
6519 | Synthetic pumped | pumped | 0 | 0 | 48 | 48 | 1 | 0
6519 | Synthetic battery | battery | 0 | 0 | 20 | 20 | 1 | 0
6520 | Synthetic pumped | pumped | 0 | 0 | 48 | 48 | 1 | 0
6520 | Synthetic battery | battery | 0 | 0 | 20 | 20 | 1 | 0
6521 | Synthetic pumped | pumped | 0 | 0 | 48 | 48 | 1 | 0
6521 | Synthetic battery | battery | 0 | 4.8902 | 20 | 14.6958 | 0.73479 | 0
6522 | Synthetic pumped | pumped | 0 | 6.0739 | 48 | 41.2512 | 0.8594 | -2.6645e-15
6522 | Synthetic battery | battery | 0 | 10 | 14.6958 | 3.8493 | 0.19247 | 0
6523 | Synthetic pumped | pumped | 0 | 12 | 41.2512 | 27.9179 | 0.58162 | 0
6523 | Synthetic battery | battery | 0 | 3.5489 | 3.8493 | 0 | 0 | 0
6524 | Synthetic pumped | pumped | 0 | 12 | 27.9179 | 14.5846 | 0.30385 | 0
6524 | Synthetic battery | battery | 0 | 0 | 0 | 0 | 0 | 0
6525 | Synthetic pumped | pumped | 0 | 12 | 14.5846 | 1.2512 | 0.026068 | 0
6525 | Synthetic battery | battery | 0 | 0 | 0 | 0 | 0 | 0
6526 | Synthetic pumped | pumped | 0 | 1.1261 | 1.2512 | 0 | 0 | 0
6526 | Synthetic battery | battery | 0 | 0 | 0 | 0 | 0 | 0
6527 | Synthetic pumped | pumped | 0 | 0 | 0 | 0 | 0 | 0
6527 | Synthetic battery | battery | 0 | 0 | 0 | 0 | 0 | 0
6528 | Synthetic pumped | pumped | 0 | 0 | 0 | 0 | 0 | 0
6528 | Synthetic battery | battery | 0 | 0 | 0 | 0 | 0 | 0
6529 | Synthetic pumped | pumped | 0 | 0 | 0 | 0 | 0 | 0
6529 | Synthetic battery | battery | 0 | 0 | 0 | 0 | 0 | 0
6530 | Synthetic pumped | pumped | 0 | 0 | 0 | 0 | 0 | 0
6530 | Synthetic battery | battery | 0 | 0 | 0 | 0 | 0 | 0
6531 | Synthetic pumped | pumped | 0 | 0 | 0 | 0 | 0 | 0
6531 | Synthetic battery | battery | 0 | 0 | 0 | 0 | 0 | 0
6532 | Synthetic pumped | pumped | 0 | 0 | 0 | 0 | 0 | 0
6532 | Synthetic battery | battery | 0 | 0 | 0 | 0 | 0 | 0
6533 | Synthetic pumped | pumped | 0 | 0 | 0 | 0 | 0 | 0
6533 | Synthetic battery | battery | 0 | 0 | 0 | 0 | 0 | 0
6534 | Synthetic pumped | pumped | 0 | 0 | 0 | 0 | 0 | 0
6534 | Synthetic battery | battery | 0 | 0 | 0 | 0 | 0 | 0
6535 | Synthetic pumped | pumped | 0 | 0 | 0 | 0 | 0 | 0
6535 | Synthetic battery | battery | 0 | 0 | 0 | 0 | 0 | 0
6536 | Synthetic pumped | pumped | 0 | 0 | 0 | 0 | 0 | 0
6536 | Synthetic battery | battery | 0 | 0 | 0 | 0 | 0 | 0
6537 | Synthetic pumped | pumped | 0 | 0 | 0 | 0 | 0 | 0
6537 | Synthetic battery | battery | 0 | 0 | 0 | 0 | 0 | 0
6538 | Synthetic pumped | pumped | 7.651 | 0 | 0 | 6.8859 | 0.14346 | 0
6538 | Synthetic battery | battery | 0 | 0 | 0 | 0 | 0 | 0
6539 | Synthetic pumped | pumped | 12 | 0 | 6.8859 | 17.6859 | 0.36846 | 0
6539 | Synthetic battery | battery | 6.9221 | 0 | 0 | 6.3819 | 0.31909 | 0
6540 | Synthetic pumped | pumped | 12 | 0 | 17.6859 | 28.4859 | 0.59346 | 0
6540 | Synthetic battery | battery | 7.4384 | 0 | 6.3819 | 13.2398 | 0.66199 | 8.8818e-16
6541 | Synthetic pumped | pumped | 12 | 0 | 28.4859 | 39.2859 | 0.81846 | 0
6541 | Synthetic battery | battery | 6.0753 | 0 | 13.2398 | 18.8409 | 0.94205 | 0
6542 | Synthetic pumped | pumped | 9.6824 | 0 | 39.2859 | 48 | 1 | 0
6542 | Synthetic battery | battery | 1.2572 | 0 | 18.8409 | 20 | 1 | 0
6543 | Synthetic pumped | pumped | 0 | 0 | 48 | 48 | 1 | 0
6543 | Synthetic battery | battery | 0 | 0 | 20 | 20 | 1 | 0
6544 | Synthetic pumped | pumped | 0 | 0 | 48 | 48 | 1 | 0
6544 | Synthetic battery | battery | 0 | 0 | 20 | 20 | 1 | 0
6545 | Synthetic pumped | pumped | 0 | 0 | 48 | 48 | 1 | 0
6545 | Synthetic battery | battery | 0 | 5.581 | 20 | 13.9466 | 0.69733 | -8.8818e-16
6546 | Synthetic pumped | pumped | 0 | 12 | 48 | 34.6667 | 0.72222 | 3.5527e-15
6546 | Synthetic battery | battery | 0 | 10 | 13.9466 | 3.1001 | 0.155 | 0
6547 | Synthetic pumped | pumped | 0 | 12 | 34.6667 | 21.3333 | 0.44444 | 0
6547 | Synthetic battery | battery | 0 | 2.8581 | 3.1001 | 0 | 0 | 0
6548 | Synthetic pumped | pumped | 0 | 12 | 21.3333 | 8 | 0.16667 | 0
6548 | Synthetic battery | battery | 0 | 0 | 0 | 0 | 0 | 0
6549 | Synthetic pumped | pumped | 0 | 7.2 | 8 | 0 | 0 | 0
6549 | Synthetic battery | battery | 0 | 0 | 0 | 0 | 0 | 0
6550 | Synthetic pumped | pumped | 0 | 0 | 0 | 0 | 0 | 0
6550 | Synthetic battery | battery | 0 | 0 | 0 | 0 | 0 | 0
6551 | Synthetic pumped | pumped | 0 | 0 | 0 | 0 | 0 | 0
6551 | Synthetic battery | battery | 0 | 0 | 0 | 0 | 0 | 0
6552 | Synthetic pumped | pumped | 0 | 0 | 0 | 0 | 0 | 0
6552 | Synthetic battery | battery | 0 | 0 | 0 | 0 | 0 | 0
6553 | Synthetic pumped | pumped | 0 | 0 | 0 | 0 | 0 | 0
6553 | Synthetic battery | battery | 0 | 0 | 0 | 0 | 0 | 0
6554 | Synthetic pumped | pumped | 0 | 0 | 0 | 0 | 0 | 0
6554 | Synthetic battery | battery | 0 | 0 | 0 | 0 | 0 | 0
6555 | Synthetic pumped | pumped | 0 | 0 | 0 | 0 | 0 | 0
6555 | Synthetic battery | battery | 0 | 0 | 0 | 0 | 0 | 0
6556 | Synthetic pumped | pumped | 0 | 0 | 0 | 0 | 0 | 0
6556 | Synthetic battery | battery | 0 | 0 | 0 | 0 | 0 | 0
6557 | Synthetic pumped | pumped | 0 | 0 | 0 | 0 | 0 | 0
6557 | Synthetic battery | battery | 0 | 0 | 0 | 0 | 0 | 0
6558 | Synthetic pumped | pumped | 0 | 0 | 0 | 0 | 0 | 0
6558 | Synthetic battery | battery | 0 | 0 | 0 | 0 | 0 | 0
6559 | Synthetic pumped | pumped | 0 | 0 | 0 | 0 | 0 | 0
6559 | Synthetic battery | battery | 0 | 0 | 0 | 0 | 0 | 0
6560 | Synthetic pumped | pumped | 0 | 0 | 0 | 0 | 0 | 0
6560 | Synthetic battery | battery | 0 | 0 | 0 | 0 | 0 | 0
6561 | Synthetic pumped | pumped | 0 | 0 | 0 | 0 | 0 | 0
6561 | Synthetic battery | battery | 0 | 0 | 0 | 0 | 0 | 0
6562 | Synthetic pumped | pumped | 9.0974 | 0 | 0 | 8.1877 | 0.17058 | 0
6562 | Synthetic battery | battery | 0 | 0 | 0 | 0 | 0 | 0
6563 | Synthetic pumped | pumped | 9.5618 | 0 | 8.1877 | 16.7933 | 0.34986 | 0
6563 | Synthetic battery | battery | 0 | 0 | 0 | 0 | 0 | 0
6564 | Synthetic pumped | pumped | 12 | 0 | 16.7933 | 27.5933 | 0.57486 | 0
6564 | Synthetic battery | battery | 4.0941 | 0 | 0 | 3.7746 | 0.18873 | 0
6565 | Synthetic pumped | pumped | 12 | 0 | 27.5933 | 38.3933 | 0.79986 | -3.5527e-15
6565 | Synthetic battery | battery | 6.9709 | 0 | 3.7746 | 10.2015 | 0.51007 | 8.8818e-16
6566 | Synthetic pumped | pumped | 10.6741 | 0 | 38.3933 | 48 | 1 | 0
6566 | Synthetic battery | battery | 1.4482 | 0 | 10.2015 | 11.5367 | 0.57683 | 8.8818e-16
6567 | Synthetic pumped | pumped | 0 | 0 | 48 | 48 | 1 | 0
6567 | Synthetic battery | battery | 2.1512 | 0 | 11.5367 | 13.52 | 0.676 | 0
6568 | Synthetic pumped | pumped | 0 | 0 | 48 | 48 | 1 | 0
6568 | Synthetic battery | battery | 0 | 0 | 13.52 | 13.52 | 0.676 | 0
6569 | Synthetic pumped | pumped | 0 | 0 | 48 | 48 | 1 | 0
6569 | Synthetic battery | battery | 0 | 8.1435 | 13.52 | 4.6871 | 0.23435 | 0
6570 | Synthetic pumped | pumped | 0 | 12 | 48 | 34.6667 | 0.72222 | 3.5527e-15
6570 | Synthetic battery | battery | 0 | 4.3213 | 4.6871 | 0 | 0 | 0
6571 | Synthetic pumped | pumped | 0 | 12 | 34.6667 | 21.3333 | 0.44444 | 0
6571 | Synthetic battery | battery | 0 | 0 | 0 | 0 | 0 | 0
6572 | Synthetic pumped | pumped | 0 | 12 | 21.3333 | 8 | 0.16667 | 0
6572 | Synthetic battery | battery | 0 | 0 | 0 | 0 | 0 | 0
6573 | Synthetic pumped | pumped | 0 | 7.2 | 8 | 0 | 0 | 0
6573 | Synthetic battery | battery | 0 | 0 | 0 | 0 | 0 | 0
6574 | Synthetic pumped | pumped | 0 | 0 | 0 | 0 | 0 | 0
6574 | Synthetic battery | battery | 0 | 0 | 0 | 0 | 0 | 0
6575 | Synthetic pumped | pumped | 0 | 0 | 0 | 0 | 0 | 0
6575 | Synthetic battery | battery | 0 | 0 | 0 | 0 | 0 | 0
6576 | Synthetic pumped | pumped | 0 | 0 | 0 | 0 | 0 | 0
6576 | Synthetic battery | battery | 0 | 0 | 0 | 0 | 0 | 0
6577 | Synthetic pumped | pumped | 0 | 0 | 0 | 0 | 0 | 0
6577 | Synthetic battery | battery | 0 | 0 | 0 | 0 | 0 | 0
6578 | Synthetic pumped | pumped | 0 | 0 | 0 | 0 | 0 | 0
6578 | Synthetic battery | battery | 0 | 0 | 0 | 0 | 0 | 0
6579 | Synthetic pumped | pumped | 0 | 0 | 0 | 0 | 0 | 0
6579 | Synthetic battery | battery | 0 | 0 | 0 | 0 | 0 | 0
6580 | Synthetic pumped | pumped | 0 | 0 | 0 | 0 | 0 | 0
6580 | Synthetic battery | battery | 0 | 0 | 0 | 0 | 0 | 0
6581 | Synthetic pumped | pumped | 0 | 0 | 0 | 0 | 0 | 0
6581 | Synthetic battery | battery | 0 | 0 | 0 | 0 | 0 | 0
6582 | Synthetic pumped | pumped | 0 | 0 | 0 | 0 | 0 | 0
6582 | Synthetic battery | battery | 0 | 0 | 0 | 0 | 0 | 0
6583 | Synthetic pumped | pumped | 0 | 0 | 0 | 0 | 0 | 0
6583 | Synthetic battery | battery | 0 | 0 | 0 | 0 | 0 | 0
6584 | Synthetic pumped | pumped | 0 | 0 | 0 | 0 | 0 | 0
6584 | Synthetic battery | battery | 0 | 0 | 0 | 0 | 0 | 0
6585 | Synthetic pumped | pumped | 0 | 0 | 0 | 0 | 0 | 0
6585 | Synthetic battery | battery | 0 | 0 | 0 | 0 | 0 | 0
6586 | Synthetic pumped | pumped | 8.7469 | 0 | 0 | 7.8722 | 0.164 | 0
6586 | Synthetic battery | battery | 0 | 0 | 0 | 0 | 0 | 0
6587 | Synthetic pumped | pumped | 12 | 0 | 7.8722 | 18.6722 | 0.389 | 0
6587 | Synthetic battery | battery | 5.9686 | 0 | 0 | 5.5028 | 0.27514 | 0
6588 | Synthetic pumped | pumped | 12 | 0 | 18.6722 | 29.4722 | 0.614 | 0
6588 | Synthetic battery | battery | 5.4405 | 0 | 5.5028 | 10.5187 | 0.52594 | -8.8818e-16
6589 | Synthetic pumped | pumped | 12 | 0 | 29.4722 | 40.2722 | 0.839 | 3.5527e-15
6589 | Synthetic battery | battery | 6.1157 | 0 | 10.5187 | 16.1571 | 0.80785 | 8.8818e-16
6590 | Synthetic pumped | pumped | 5.6366 | 0 | 40.2722 | 45.3451 | 0.94469 | -1.7764e-15
6590 | Synthetic battery | battery | 0 | 0 | 16.1571 | 16.1571 | 0.80785 | 0
6591 | Synthetic pumped | pumped | 2.9499 | 0 | 45.3451 | 48 | 1 | 0
6591 | Synthetic battery | battery | 0.78325 | 0 | 16.1571 | 16.8792 | 0.84396 | 1.2212e-15
6592 | Synthetic pumped | pumped | 0 | 0 | 48 | 48 | 1 | 0
6592 | Synthetic battery | battery | 0 | 0 | 16.8792 | 16.8792 | 0.84396 | 0
6593 | Synthetic pumped | pumped | 0 | 1.3967 | 48 | 46.4481 | 0.96767 | 0
6593 | Synthetic battery | battery | 0 | 10 | 16.8792 | 6.0327 | 0.30163 | 0
6594 | Synthetic pumped | pumped | 0 | 12 | 46.4481 | 33.1148 | 0.68989 | 3.5527e-15
6594 | Synthetic battery | battery | 0 | 5.5619 | 6.0327 | 0 | 0 | 0
6595 | Synthetic pumped | pumped | 0 | 12 | 33.1148 | 19.7814 | 0.41211 | 0
6595 | Synthetic battery | battery | 0 | 0 | 0 | 0 | 0 | 0
6596 | Synthetic pumped | pumped | 0 | 12 | 19.7814 | 6.4481 | 0.13434 | 0
6596 | Synthetic battery | battery | 0 | 0 | 0 | 0 | 0 | 0
6597 | Synthetic pumped | pumped | 0 | 5.8033 | 6.4481 | 0 | 0 | 0
6597 | Synthetic battery | battery | 0 | 0 | 0 | 0 | 0 | 0
6598 | Synthetic pumped | pumped | 0 | 0 | 0 | 0 | 0 | 0
6598 | Synthetic battery | battery | 0 | 0 | 0 | 0 | 0 | 0
6599 | Synthetic pumped | pumped | 0 | 0 | 0 | 0 | 0 | 0
6599 | Synthetic battery | battery | 0 | 0 | 0 | 0 | 0 | 0
6600 | Synthetic pumped | pumped | 0 | 0 | 0 | 0 | 0 | 0
6600 | Synthetic battery | battery | 0 | 0 | 0 | 0 | 0 | 0
6601 | Synthetic pumped | pumped | 0 | 0 | 0 | 0 | 0 | 0
6601 | Synthetic battery | battery | 0 | 0 | 0 | 0 | 0 | 0
6602 | Synthetic pumped | pumped | 0 | 0 | 0 | 0 | 0 | 0
6602 | Synthetic battery | battery | 0 | 0 | 0 | 0 | 0 | 0
6603 | Synthetic pumped | pumped | 0 | 0 | 0 | 0 | 0 | 0
6603 | Synthetic battery | battery | 0 | 0 | 0 | 0 | 0 | 0
6604 | Synthetic pumped | pumped | 0 | 0 | 0 | 0 | 0 | 0
6604 | Synthetic battery | battery | 0 | 0 | 0 | 0 | 0 | 0
6605 | Synthetic pumped | pumped | 0 | 0 | 0 | 0 | 0 | 0
6605 | Synthetic battery | battery | 0 | 0 | 0 | 0 | 0 | 0
6606 | Synthetic pumped | pumped | 0 | 0 | 0 | 0 | 0 | 0
6606 | Synthetic battery | battery | 0 | 0 | 0 | 0 | 0 | 0
6607 | Synthetic pumped | pumped | 0 | 0 | 0 | 0 | 0 | 0
6607 | Synthetic battery | battery | 0 | 0 | 0 | 0 | 0 | 0
6608 | Synthetic pumped | pumped | 1.4799 | 0 | 0 | 1.3319 | 0.027747 | 0
6608 | Synthetic battery | battery | 0 | 0 | 0 | 0 | 0 | 0
6609 | Synthetic pumped | pumped | 12 | 0 | 1.3319 | 12.1319 | 0.25275 | 0
6609 | Synthetic battery | battery | 0.70461 | 0 | 0 | 0.64962 | 0.032481 | 0
6610 | Synthetic pumped | pumped | 12 | 0 | 12.1319 | 22.9319 | 0.47775 | 0
6610 | Synthetic battery | battery | 5.5133 | 0 | 0.64962 | 5.7326 | 0.28663 | 0
6611 | Synthetic pumped | pumped | 12 | 0 | 22.9319 | 33.7319 | 0.70275 | 3.5527e-15
6611 | Synthetic battery | battery | 6.4306 | 0 | 5.7326 | 11.6613 | 0.58307 | 0
6612 | Synthetic pumped | pumped | 12 | 0 | 33.7319 | 44.5319 | 0.92775 | -3.5527e-15
6612 | Synthetic battery | battery | 9.0446 | 0 | 11.6613 | 20 | 1 | 0
6613 | Synthetic pumped | pumped | 3.8535 | 0 | 44.5319 | 48 | 1 | 0
6613 | Synthetic battery | battery | 0 | 0 | 20 | 20 | 1 | 0
6614 | Synthetic pumped | pumped | 0 | 0 | 48 | 48 | 1 | 0
6614 | Synthetic battery | battery | 0 | 0 | 20 | 20 | 1 | 0
6615 | Synthetic pumped | pumped | 0 | 0 | 48 | 48 | 1 | 0
6615 | Synthetic battery | battery | 0 | 0 | 20 | 20 | 1 | 0
6616 | Synthetic pumped | pumped | 0 | 0 | 48 | 48 | 1 | 0
6616 | Synthetic battery | battery | 0 | 0 | 20 | 20 | 1 | 0
6617 | Synthetic pumped | pumped | 0 | 0 | 48 | 48 | 1 | 0
6617 | Synthetic battery | battery | 0 | 3.6345 | 20 | 16.0579 | 0.80289 | -1.3323e-15
6618 | Synthetic pumped | pumped | 0 | 7.3498 | 48 | 39.8336 | 0.82987 | -1.7764e-15
6618 | Synthetic battery | battery | 0 | 10 | 16.0579 | 5.2113 | 0.26057 | 0
6619 | Synthetic pumped | pumped | 0 | 12 | 39.8336 | 26.5002 | 0.55209 | 0
6619 | Synthetic battery | battery | 0 | 4.8046 | 5.2113 | 0 | 0 | 0
6620 | Synthetic pumped | pumped | 0 | 12 | 26.5002 | 13.1669 | 0.27431 | 0
6620 | Synthetic battery | battery | 0 | 0 | 0 | 0 | 0 | 0
6621 | Synthetic pumped | pumped | 0 | 11.8502 | 13.1669 | 0 | 0 | 0
6621 | Synthetic battery | battery | 0 | 0 | 0 | 0 | 0 | 0
6622 | Synthetic pumped | pumped | 0 | 0 | 0 | 0 | 0 | 0
6622 | Synthetic battery | battery | 0 | 0 | 0 | 0 | 0 | 0
6623 | Synthetic pumped | pumped | 0 | 0 | 0 | 0 | 0 | 0
6623 | Synthetic battery | battery | 0 | 0 | 0 | 0 | 0 | 0
6624 | Synthetic pumped | pumped | 0 | 0 | 0 | 0 | 0 | 0
6624 | Synthetic battery | battery | 0 | 0 | 0 | 0 | 0 | 0
6625 | Synthetic pumped | pumped | 0 | 0 | 0 | 0 | 0 | 0
6625 | Synthetic battery | battery | 0 | 0 | 0 | 0 | 0 | 0
6626 | Synthetic pumped | pumped | 0 | 0 | 0 | 0 | 0 | 0
6626 | Synthetic battery | battery | 0 | 0 | 0 | 0 | 0 | 0
6627 | Synthetic pumped | pumped | 0 | 0 | 0 | 0 | 0 | 0
6627 | Synthetic battery | battery | 0 | 0 | 0 | 0 | 0 | 0
6628 | Synthetic pumped | pumped | 0 | 0 | 0 | 0 | 0 | 0
6628 | Synthetic battery | battery | 0 | 0 | 0 | 0 | 0 | 0
6629 | Synthetic pumped | pumped | 0 | 0 | 0 | 0 | 0 | 0
6629 | Synthetic battery | battery | 0 | 0 | 0 | 0 | 0 | 0
6630 | Synthetic pumped | pumped | 0 | 0 | 0 | 0 | 0 | 0
6630 | Synthetic battery | battery | 0 | 0 | 0 | 0 | 0 | 0
6631 | Synthetic pumped | pumped | 0 | 0 | 0 | 0 | 0 | 0
6631 | Synthetic battery | battery | 0 | 0 | 0 | 0 | 0 | 0
6632 | Synthetic pumped | pumped | 0 | 0 | 0 | 0 | 0 | 0
6632 | Synthetic battery | battery | 0 | 0 | 0 | 0 | 0 | 0
6633 | Synthetic pumped | pumped | 5.0655 | 0 | 0 | 4.559 | 0.094979 | 0
6633 | Synthetic battery | battery | 0 | 0 | 0 | 0 | 0 | 0
6634 | Synthetic pumped | pumped | 11.0399 | 0 | 4.559 | 14.4949 | 0.30198 | 0
6634 | Synthetic battery | battery | 0 | 0 | 0 | 0 | 0 | 0
6635 | Synthetic pumped | pumped | 12 | 0 | 14.4949 | 25.2949 | 0.52698 | 0
6635 | Synthetic battery | battery | 5.8886 | 0 | 0 | 5.429 | 0.27145 | 0
6636 | Synthetic pumped | pumped | 12 | 0 | 25.2949 | 36.0949 | 0.75198 | 0
6636 | Synthetic battery | battery | 4.3838 | 0 | 5.429 | 9.4707 | 0.47353 | 0
6637 | Synthetic pumped | pumped | 12 | 0 | 36.0949 | 46.8949 | 0.97698 | -3.5527e-15
6637 | Synthetic battery | battery | 6.4633 | 0 | 9.4707 | 15.4296 | 0.77148 | 0
6638 | Synthetic pumped | pumped | 1.2279 | 0 | 46.8949 | 48 | 1 | 0
6638 | Synthetic battery | battery | 4.9573 | 0 | 15.4296 | 20 | 1 | 0
6639 | Synthetic pumped | pumped | 0 | 0 | 48 | 48 | 1 | 0
6639 | Synthetic battery | battery | 0 | 0 | 20 | 20 | 1 | 0
6640 | Synthetic pumped | pumped | 0 | 0 | 48 | 48 | 1 | 0
6640 | Synthetic battery | battery | 0 | 0 | 20 | 20 | 1 | 0
6641 | Synthetic pumped | pumped | 0 | 2.2654 | 48 | 45.4829 | 0.94756 | 1.3323e-15
6641 | Synthetic battery | battery | 0 | 10 | 20 | 9.1535 | 0.45767 | 0
6642 | Synthetic pumped | pumped | 0 | 12 | 45.4829 | 32.1496 | 0.66978 | 3.5527e-15
6642 | Synthetic battery | battery | 0 | 8.4391 | 9.1535 | 0 | 0 | 0
6643 | Synthetic pumped | pumped | 0 | 12 | 32.1496 | 18.8162 | 0.392 | 0
6643 | Synthetic battery | battery | 0 | 0 | 0 | 0 | 0 | 0
6644 | Synthetic pumped | pumped | 0 | 12 | 18.8162 | 5.4829 | 0.11423 | 0
6644 | Synthetic battery | battery | 0 | 0 | 0 | 0 | 0 | 0
6645 | Synthetic pumped | pumped | 0 | 4.9346 | 5.4829 | 0 | 0 | 0
6645 | Synthetic battery | battery | 0 | 0 | 0 | 0 | 0 | 0
6646 | Synthetic pumped | pumped | 0 | 0 | 0 | 0 | 0 | 0
6646 | Synthetic battery | battery | 0 | 0 | 0 | 0 | 0 | 0
6647 | Synthetic pumped | pumped | 0 | 0 | 0 | 0 | 0 | 0
6647 | Synthetic battery | battery | 0 | 0 | 0 | 0 | 0 | 0
6648 | Synthetic pumped | pumped | 0 | 0 | 0 | 0 | 0 | 0
6648 | Synthetic battery | battery | 0 | 0 | 0 | 0 | 0 | 0
6649 | Synthetic pumped | pumped | 0 | 0 | 0 | 0 | 0 | 0
6649 | Synthetic battery | battery | 0 | 0 | 0 | 0 | 0 | 0
6650 | Synthetic pumped | pumped | 0 | 0 | 0 | 0 | 0 | 0
6650 | Synthetic battery | battery | 0 | 0 | 0 | 0 | 0 | 0
6651 | Synthetic pumped | pumped | 0 | 0 | 0 | 0 | 0 | 0
6651 | Synthetic battery | battery | 0 | 0 | 0 | 0 | 0 | 0
6652 | Synthetic pumped | pumped | 0 | 0 | 0 | 0 | 0 | 0
6652 | Synthetic battery | battery | 0 | 0 | 0 | 0 | 0 | 0
6653 | Synthetic pumped | pumped | 0 | 0 | 0 | 0 | 0 | 0
6653 | Synthetic battery | battery | 0 | 0 | 0 | 0 | 0 | 0
6654 | Synthetic pumped | pumped | 0 | 0 | 0 | 0 | 0 | 0
6654 | Synthetic battery | battery | 0 | 0 | 0 | 0 | 0 | 0
6655 | Synthetic pumped | pumped | 0 | 0 | 0 | 0 | 0 | 0
6655 | Synthetic battery | battery | 0 | 0 | 0 | 0 | 0 | 0
6656 | Synthetic pumped | pumped | 0 | 0 | 0 | 0 | 0 | 0
6656 | Synthetic battery | battery | 0 | 0 | 0 | 0 | 0 | 0
6657 | Synthetic pumped | pumped | 11.7149 | 0 | 0 | 10.5434 | 0.21965 | 0
6657 | Synthetic battery | battery | 0 | 0 | 0 | 0 | 0 | 0
6658 | Synthetic pumped | pumped | 12 | 0 | 10.5434 | 21.3434 | 0.44465 | -1.7764e-15
6658 | Synthetic battery | battery | 7.4263 | 0 | 0 | 6.8467 | 0.34234 | 0
6659 | Synthetic pumped | pumped | 12 | 0 | 21.3434 | 32.1434 | 0.66965 | -3.5527e-15
6659 | Synthetic battery | battery | 10 | 0 | 6.8467 | 16.0663 | 0.80331 | 0
6660 | Synthetic pumped | pumped | 12 | 0 | 32.1434 | 42.9434 | 0.89465 | -3.5527e-15
6660 | Synthetic battery | battery | 4.2667 | 0 | 16.0663 | 20 | 1 | -4.4409e-16
6661 | Synthetic pumped | pumped | 5.6184 | 0 | 42.9434 | 48 | 1 | 0
6661 | Synthetic battery | battery | 0 | 0 | 20 | 20 | 1 | 0
6662 | Synthetic pumped | pumped | 0 | 0 | 48 | 48 | 1 | 0
6662 | Synthetic battery | battery | 0 | 0 | 20 | 20 | 1 | 0
6663 | Synthetic pumped | pumped | 0 | 0 | 48 | 48 | 1 | 0
6663 | Synthetic battery | battery | 0 | 0 | 20 | 20 | 1 | 0
6664 | Synthetic pumped | pumped | 0 | 0 | 48 | 48 | 1 | 0
6664 | Synthetic battery | battery | 0 | 0 | 20 | 20 | 1 | 0
6665 | Synthetic pumped | pumped | 0 | 0 | 48 | 48 | 1 | 0
6665 | Synthetic battery | battery | 0 | 4.5741 | 20 | 15.0387 | 0.75193 | -8.8818e-16
6666 | Synthetic pumped | pumped | 0 | 11.6119 | 48 | 35.0979 | 0.73121 | 3.5527e-15
6666 | Synthetic battery | battery | 0 | 10 | 15.0387 | 4.1922 | 0.20961 | 0
6667 | Synthetic pumped | pumped | 0 | 12 | 35.0979 | 21.7646 | 0.45343 | 0
6667 | Synthetic battery | battery | 0 | 3.865 | 4.1922 | 0 | 0 | 0
6668 | Synthetic pumped | pumped | 0 | 12 | 21.7646 | 8.4312 | 0.17565 | 0
6668 | Synthetic battery | battery | 0 | 0 | 0 | 0 | 0 | 0
6669 | Synthetic pumped | pumped | 0 | 7.5881 | 8.4312 | 0 | 0 | 0
6669 | Synthetic battery | battery | 0 | 0 | 0 | 0 | 0 | 0
6670 | Synthetic pumped | pumped | 0 | 0 | 0 | 0 | 0 | 0
6670 | Synthetic battery | battery | 0 | 0 | 0 | 0 | 0 | 0
6671 | Synthetic pumped | pumped | 0 | 0 | 0 | 0 | 0 | 0
6671 | Synthetic battery | battery | 0 | 0 | 0 | 0 | 0 | 0
6672 | Synthetic pumped | pumped | 0 | 0 | 0 | 0 | 0 | 0
6672 | Synthetic battery | battery | 0 | 0 | 0 | 0 | 0 | 0
6673 | Synthetic pumped | pumped | 0 | 0 | 0 | 0 | 0 | 0
6673 | Synthetic battery | battery | 0 | 0 | 0 | 0 | 0 | 0
6674 | Synthetic pumped | pumped | 0 | 0 | 0 | 0 | 0 | 0
6674 | Synthetic battery | battery | 0 | 0 | 0 | 0 | 0 | 0
6675 | Synthetic pumped | pumped | 0 | 0 | 0 | 0 | 0 | 0
6675 | Synthetic battery | battery | 0 | 0 | 0 | 0 | 0 | 0
6676 | Synthetic pumped | pumped | 0 | 0 | 0 | 0 | 0 | 0
6676 | Synthetic battery | battery | 0 | 0 | 0 | 0 | 0 | 0
6677 | Synthetic pumped | pumped | 0 | 0 | 0 | 0 | 0 | 0
6677 | Synthetic battery | battery | 0 | 0 | 0 | 0 | 0 | 0
6678 | Synthetic pumped | pumped | 0 | 0 | 0 | 0 | 0 | 0
6678 | Synthetic battery | battery | 0 | 0 | 0 | 0 | 0 | 0
6679 | Synthetic pumped | pumped | 0 | 0 | 0 | 0 | 0 | 0
6679 | Synthetic battery | battery | 0 | 0 | 0 | 0 | 0 | 0
6680 | Synthetic pumped | pumped | 0 | 0 | 0 | 0 | 0 | 0
6680 | Synthetic battery | battery | 0 | 0 | 0 | 0 | 0 | 0
6681 | Synthetic pumped | pumped | 0.098671 | 0 | 0 | 0.088804 | 0.0018501 | 0
6681 | Synthetic battery | battery | 0 | 0 | 0 | 0 | 0 | 0
6682 | Synthetic pumped | pumped | 7.4582 | 0 | 0.088804 | 6.8012 | 0.14169 | 0
6682 | Synthetic battery | battery | 0 | 0 | 0 | 0 | 0 | 0
6683 | Synthetic pumped | pumped | 12 | 0 | 6.8012 | 17.6012 | 0.36669 | 0
6683 | Synthetic battery | battery | 6.2669 | 0 | 0 | 5.7778 | 0.28889 | 0
6684 | Synthetic pumped | pumped | 12 | 0 | 17.6012 | 28.4012 | 0.59169 | 0
6684 | Synthetic battery | battery | 10 | 0 | 5.7778 | 14.9973 | 0.74987 | 0
6685 | Synthetic pumped | pumped | 12 | 0 | 28.4012 | 39.2012 | 0.81669 | 0
6685 | Synthetic battery | battery | 5.4261 | 0 | 14.9973 | 20 | 1 | 0
6686 | Synthetic pumped | pumped | 9.7764 | 0 | 39.2012 | 48 | 1 | 0
6686 | Synthetic battery | battery | 0 | 0 | 20 | 20 | 1 | 0
6687 | Synthetic pumped | pumped | 0 | 0 | 48 | 48 | 1 | 0
6687 | Synthetic battery | battery | 0 | 0 | 20 | 20 | 1 | 0
6688 | Synthetic pumped | pumped | 0 | 0 | 48 | 48 | 1 | 0
6688 | Synthetic battery | battery | 0 | 0 | 20 | 20 | 1 | 0
6689 | Synthetic pumped | pumped | 0 | 0 | 48 | 48 | 1 | 0
6689 | Synthetic battery | battery | 0 | 4.0295 | 20 | 15.6294 | 0.78147 | 0
6690 | Synthetic pumped | pumped | 0 | 8.2965 | 48 | 38.7817 | 0.80795 | 0
6690 | Synthetic battery | battery | 0 | 10 | 15.6294 | 4.7829 | 0.23914 | 0
6691 | Synthetic pumped | pumped | 0 | 12 | 38.7817 | 25.4483 | 0.53017 | 0
6691 | Synthetic battery | battery | 0 | 4.4096 | 4.7829 | 0 | 0 | 0
6692 | Synthetic pumped | pumped | 0 | 12 | 25.4483 | 12.115 | 0.2524 | 0
6692 | Synthetic battery | battery | 0 | 0 | 0 | 0 | 0 | 0
6693 | Synthetic pumped | pumped | 0 | 10.9035 | 12.115 | 0 | 0 | 0
6693 | Synthetic battery | battery | 0 | 0 | 0 | 0 | 0 | 0
6694 | Synthetic pumped | pumped | 0 | 0 | 0 | 0 | 0 | 0
6694 | Synthetic battery | battery | 0 | 0 | 0 | 0 | 0 | 0
6695 | Synthetic pumped | pumped | 0 | 0 | 0 | 0 | 0 | 0
6695 | Synthetic battery | battery | 0 | 0 | 0 | 0 | 0 | 0
6696 | Synthetic pumped | pumped | 0 | 0 | 0 | 0 | 0 | 0
6696 | Synthetic battery | battery | 0 | 0 | 0 | 0 | 0 | 0
6697 | Synthetic pumped | pumped | 0 | 0 | 0 | 0 | 0 | 0
6697 | Synthetic battery | battery | 0 | 0 | 0 | 0 | 0 | 0
6698 | Synthetic pumped | pumped | 0 | 0 | 0 | 0 | 0 | 0
6698 | Synthetic battery | battery | 0 | 0 | 0 | 0 | 0 | 0
6699 | Synthetic pumped | pumped | 0 | 0 | 0 | 0 | 0 | 0
6699 | Synthetic battery | battery | 0 | 0 | 0 | 0 | 0 | 0
6700 | Synthetic pumped | pumped | 0 | 0 | 0 | 0 | 0 | 0
6700 | Synthetic battery | battery | 0 | 0 | 0 | 0 | 0 | 0
6701 | Synthetic pumped | pumped | 0 | 0 | 0 | 0 | 0 | 0
6701 | Synthetic battery | battery | 0 | 0 | 0 | 0 | 0 | 0
6702 | Synthetic pumped | pumped | 0 | 0 | 0 | 0 | 0 | 0
6702 | Synthetic battery | battery | 0 | 0 | 0 | 0 | 0 | 0
6703 | Synthetic pumped | pumped | 0 | 0 | 0 | 0 | 0 | 0
6703 | Synthetic battery | battery | 0 | 0 | 0 | 0 | 0 | 0
6704 | Synthetic pumped | pumped | 0 | 0 | 0 | 0 | 0 | 0
6704 | Synthetic battery | battery | 0 | 0 | 0 | 0 | 0 | 0
6705 | Synthetic pumped | pumped | 2.3816 | 0 | 0 | 2.1434 | 0.044654 | 0
6705 | Synthetic battery | battery | 0 | 0 | 0 | 0 | 0 | 0
6706 | Synthetic pumped | pumped | 8.1643 | 0 | 2.1434 | 9.4913 | 0.19773 | 8.8818e-16
6706 | Synthetic battery | battery | 0 | 0 | 0 | 0 | 0 | 0
6707 | Synthetic pumped | pumped | 12 | 0 | 9.4913 | 20.2913 | 0.42273 | 1.7764e-15
6707 | Synthetic battery | battery | 1.1336 | 0 | 0 | 1.0451 | 0.052256 | 0
6708 | Synthetic pumped | pumped | 12 | 0 | 20.2913 | 31.0913 | 0.64773 | 0
6708 | Synthetic battery | battery | 6.0856 | 0 | 1.0451 | 6.6558 | 0.33279 | 0
6709 | Synthetic pumped | pumped | 11.1883 | 0 | 31.0913 | 41.1608 | 0.85752 | 0
6709 | Synthetic battery | battery | 0 | 0 | 6.6558 | 6.6558 | 0.33279 | 0
6710 | Synthetic pumped | pumped | 7.5992 | 0 | 41.1608 | 48 | 1 | 0
6710 | Synthetic battery | battery | 3.1411 | 0 | 6.6558 | 9.5517 | 0.47759 | 8.8818e-16
6711 | Synthetic pumped | pumped | 0 | 0 | 48 | 48 | 1 | 0
6711 | Synthetic battery | battery | 3.3694 | 0 | 9.5517 | 12.6581 | 0.63291 | 8.8818e-16
6712 | Synthetic pumped | pumped | 0 | 0 | 48 | 48 | 1 | 0
6712 | Synthetic battery | battery | 0 | 0 | 12.6581 | 12.6581 | 0.63291 | 0
6713 | Synthetic pumped | pumped | 0 | 0 | 48 | 48 | 1 | 0
6713 | Synthetic battery | battery | 0 | 1.0305 | 12.6581 | 11.5404 | 0.57702 | -2.2204e-16
6714 | Synthetic pumped | pumped | 0 | 6.2042 | 48 | 41.1064 | 0.85638 | -8.8818e-16
6714 | Synthetic battery | battery | 0 | 10 | 11.5404 | 0.6939 | 0.034695 | 0
6715 | Synthetic pumped | pumped | 0 | 12 | 41.1064 | 27.7731 | 0.57861 | 0
6715 | Synthetic battery | battery | 0 | 0.63974 | 0.6939 | 0 | 0 | 0
6716 | Synthetic pumped | pumped | 0 | 12 | 27.7731 | 14.4397 | 0.30083 | 0
6716 | Synthetic battery | battery | 0 | 0 | 0 | 0 | 0 | 0
6717 | Synthetic pumped | pumped | 0 | 12 | 14.4397 | 1.1064 | 0.02305 | 0
6717 | Synthetic battery | battery | 0 | 0 | 0 | 0 | 0 | 0
6718 | Synthetic pumped | pumped | 0 | 0.99577 | 1.1064 | 0 | 0 | 0
6718 | Synthetic battery | battery | 0 | 0 | 0 | 0 | 0 | 0
6719 | Synthetic pumped | pumped | 0 | 0 | 0 | 0 | 0 | 0
6719 | Synthetic battery | battery | 0 | 0 | 0 | 0 | 0 | 0
6720 | Synthetic pumped | pumped | 0 | 0 | 0 | 0 | 0 | 0
6720 | Synthetic battery | battery | 0 | 0 | 0 | 0 | 0 | 0
6721 | Synthetic pumped | pumped | 0 | 0 | 0 | 0 | 0 | 0
6721 | Synthetic battery | battery | 0 | 0 | 0 | 0 | 0 | 0
6722 | Synthetic pumped | pumped | 0 | 0 | 0 | 0 | 0 | 0
6722 | Synthetic battery | battery | 0 | 0 | 0 | 0 | 0 | 0
6723 | Synthetic pumped | pumped | 0 | 0 | 0 | 0 | 0 | 0
6723 | Synthetic battery | battery | 0 | 0 | 0 | 0 | 0 | 0
6724 | Synthetic pumped | pumped | 0 | 0 | 0 | 0 | 0 | 0
6724 | Synthetic battery | battery | 0 | 0 | 0 | 0 | 0 | 0
6725 | Synthetic pumped | pumped | 0 | 0 | 0 | 0 | 0 | 0
6725 | Synthetic battery | battery | 0 | 0 | 0 | 0 | 0 | 0
6726 | Synthetic pumped | pumped | 0 | 0 | 0 | 0 | 0 | 0
6726 | Synthetic battery | battery | 0 | 0 | 0 | 0 | 0 | 0
6727 | Synthetic pumped | pumped | 0 | 0 | 0 | 0 | 0 | 0
6727 | Synthetic battery | battery | 0 | 0 | 0 | 0 | 0 | 0
6728 | Synthetic pumped | pumped | 0 | 0 | 0 | 0 | 0 | 0
6728 | Synthetic battery | battery | 0 | 0 | 0 | 0 | 0 | 0
6729 | Synthetic pumped | pumped | 0 | 0 | 0 | 0 | 0 | 0
6729 | Synthetic battery | battery | 0 | 0 | 0 | 0 | 0 | 0
6730 | Synthetic pumped | pumped | 5.243 | 0 | 0 | 4.7187 | 0.098306 | 0
6730 | Synthetic battery | battery | 0 | 0 | 0 | 0 | 0 | 0
6731 | Synthetic pumped | pumped | 10.434 | 0 | 4.7187 | 14.1093 | 0.29394 | -1.7764e-15
6731 | Synthetic battery | battery | 0 | 0 | 0 | 0 | 0 | 0
6732 | Synthetic pumped | pumped | 12 | 0 | 14.1093 | 24.9093 | 0.51894 | 0
6732 | Synthetic battery | battery | 2.1488 | 0 | 0 | 1.9811 | 0.099056 | 0
6733 | Synthetic pumped | pumped | 7.4403 | 0 | 24.9093 | 31.6056 | 0.65845 | -8.8818e-16
6733 | Synthetic battery | battery | 0 | 0 | 1.9811 | 1.9811 | 0.099056 | 0
6734 | Synthetic pumped | pumped | 4.8662 | 0 | 31.6056 | 35.9852 | 0.74969 | 1.7764e-15
6734 | Synthetic battery | battery | 0 | 0 | 1.9811 | 1.9811 | 0.099056 | 0
6735 | Synthetic pumped | pumped | 3.7072 | 0 | 35.9852 | 39.3217 | 0.8192 | -1.3323e-15
6735 | Synthetic battery | battery | 0 | 0 | 1.9811 | 1.9811 | 0.099056 | 0
6736 | Synthetic pumped | pumped | 0 | 0 | 39.3217 | 39.3217 | 0.8192 | 0
6736 | Synthetic battery | battery | 0 | 0 | 1.9811 | 1.9811 | 0.099056 | 0
6737 | Synthetic pumped | pumped | 0 | 3.7517 | 39.3217 | 35.1531 | 0.73236 | -1.7764e-15
6737 | Synthetic battery | battery | 0 | 1.8265 | 1.9811 | 0 | 0 | 0
6738 | Synthetic pumped | pumped | 0 | 12 | 35.1531 | 21.8198 | 0.45458 | 0
6738 | Synthetic battery | battery | 0 | 0 | 0 | 0 | 0 | 0
6739 | Synthetic pumped | pumped | 0 | 12 | 21.8198 | 8.4864 | 0.1768 | 0
6739 | Synthetic battery | battery | 0 | 0 | 0 | 0 | 0 | 0
6740 | Synthetic pumped | pumped | 0 | 7.6378 | 8.4864 | 0 | 0 | 0
6740 | Synthetic battery | battery | 0 | 0 | 0 | 0 | 0 | 0
6741 | Synthetic pumped | pumped | 0 | 0 | 0 | 0 | 0 | 0
6741 | Synthetic battery | battery | 0 | 0 | 0 | 0 | 0 | 0
6742 | Synthetic pumped | pumped | 0 | 0 | 0 | 0 | 0 | 0
6742 | Synthetic battery | battery | 0 | 0 | 0 | 0 | 0 | 0
6743 | Synthetic pumped | pumped | 0 | 0 | 0 | 0 | 0 | 0
6743 | Synthetic battery | battery | 0 | 0 | 0 | 0 | 0 | 0
6744 | Synthetic pumped | pumped | 0 | 0 | 0 | 0 | 0 | 0
6744 | Synthetic battery | battery | 0 | 0 | 0 | 0 | 0 | 0
6745 | Synthetic pumped | pumped | 0 | 0 | 0 | 0 | 0 | 0
6745 | Synthetic battery | battery | 0 | 0 | 0 | 0 | 0 | 0
6746 | Synthetic pumped | pumped | 0 | 0 | 0 | 0 | 0 | 0
6746 | Synthetic battery | battery | 0 | 0 | 0 | 0 | 0 | 0
6747 | Synthetic pumped | pumped | 0 | 0 | 0 | 0 | 0 | 0
6747 | Synthetic battery | battery | 0 | 0 | 0 | 0 | 0 | 0
6748 | Synthetic pumped | pumped | 0 | 0 | 0 | 0 | 0 | 0
6748 | Synthetic battery | battery | 0 | 0 | 0 | 0 | 0 | 0
6749 | Synthetic pumped | pumped | 0 | 0 | 0 | 0 | 0 | 0
6749 | Synthetic battery | battery | 0 | 0 | 0 | 0 | 0 | 0
6750 | Synthetic pumped | pumped | 0 | 0 | 0 | 0 | 0 | 0
6750 | Synthetic battery | battery | 0 | 0 | 0 | 0 | 0 | 0
6751 | Synthetic pumped | pumped | 0 | 0 | 0 | 0 | 0 | 0
6751 | Synthetic battery | battery | 0 | 0 | 0 | 0 | 0 | 0
6752 | Synthetic pumped | pumped | 0 | 0 | 0 | 0 | 0 | 0
6752 | Synthetic battery | battery | 0 | 0 | 0 | 0 | 0 | 0
6753 | Synthetic pumped | pumped | 0 | 0 | 0 | 0 | 0 | 0
6753 | Synthetic battery | battery | 0 | 0 | 0 | 0 | 0 | 0
6754 | Synthetic pumped | pumped | 7.0475 | 0 | 0 | 6.3427 | 0.13214 | 0
6754 | Synthetic battery | battery | 0 | 0 | 0 | 0 | 0 | 0
6755 | Synthetic pumped | pumped | 5.7679 | 0 | 6.3427 | 11.5339 | 0.24029 | -8.8818e-16
6755 | Synthetic battery | battery | 0 | 0 | 0 | 0 | 0 | 0
6756 | Synthetic pumped | pumped | 12 | 0 | 11.5339 | 22.3339 | 0.46529 | 0
6756 | Synthetic battery | battery | 1.3911 | 0 | 0 | 1.2825 | 0.064127 | 0
6757 | Synthetic pumped | pumped | 10.0779 | 0 | 22.3339 | 31.404 | 0.65425 | -1.7764e-15
6757 | Synthetic battery | battery | 0 | 0 | 1.2825 | 1.2825 | 0.064127 | 0
6758 | Synthetic pumped | pumped | 8.5425 | 0 | 31.404 | 39.0922 | 0.81442 | -1.7764e-15
6758 | Synthetic battery | battery | 0 | 0 | 1.2825 | 1.2825 | 0.064127 | 0
6759 | Synthetic pumped | pumped | 4.5444 | 0 | 39.0922 | 43.1822 | 0.89963 | 8.8818e-16
6759 | Synthetic battery | battery | 0 | 0 | 1.2825 | 1.2825 | 0.064127 | 0
6760 | Synthetic pumped | pumped | 0 | 0 | 43.1822 | 43.1822 | 0.89963 | 0
6760 | Synthetic battery | battery | 0 | 0 | 1.2825 | 1.2825 | 0.064127 | 0
6761 | Synthetic pumped | pumped | 0 | 6.687 | 43.1822 | 35.7522 | 0.74484 | 1.7764e-15
6761 | Synthetic battery | battery | 0 | 1.1824 | 1.2825 | 0 | 0 | 0
6762 | Synthetic pumped | pumped | 0 | 12 | 35.7522 | 22.4189 | 0.46706 | 0
6762 | Synthetic battery | battery | 0 | 0 | 0 | 0 | 0 | 0
6763 | Synthetic pumped | pumped | 0 | 12 | 22.4189 | 9.0855 | 0.18928 | 0
6763 | Synthetic battery | battery | 0 | 0 | 0 | 0 | 0 | 0
6764 | Synthetic pumped | pumped | 0 | 8.177 | 9.0855 | 0 | 0 | 0
6764 | Synthetic battery | battery | 0 | 0 | 0 | 0 | 0 | 0
6765 | Synthetic pumped | pumped | 0 | 0 | 0 | 0 | 0 | 0
6765 | Synthetic battery | battery | 0 | 0 | 0 | 0 | 0 | 0
6766 | Synthetic pumped | pumped | 0 | 0 | 0 | 0 | 0 | 0
6766 | Synthetic battery | battery | 0 | 0 | 0 | 0 | 0 | 0
6767 | Synthetic pumped | pumped | 0 | 0 | 0 | 0 | 0 | 0
6767 | Synthetic battery | battery | 0 | 0 | 0 | 0 | 0 | 0
6768 | Synthetic pumped | pumped | 0 | 0 | 0 | 0 | 0 | 0
6768 | Synthetic battery | battery | 0 | 0 | 0 | 0 | 0 | 0
6769 | Synthetic pumped | pumped | 0 | 0 | 0 | 0 | 0 | 0
6769 | Synthetic battery | battery | 0 | 0 | 0 | 0 | 0 | 0
6770 | Synthetic pumped | pumped | 0 | 0 | 0 | 0 | 0 | 0
6770 | Synthetic battery | battery | 0 | 0 | 0 | 0 | 0 | 0
6771 | Synthetic pumped | pumped | 0 | 0 | 0 | 0 | 0 | 0
6771 | Synthetic battery | battery | 0 | 0 | 0 | 0 | 0 | 0
6772 | Synthetic pumped | pumped | 0 | 0 | 0 | 0 | 0 | 0
6772 | Synthetic battery | battery | 0 | 0 | 0 | 0 | 0 | 0
6773 | Synthetic pumped | pumped | 0 | 0 | 0 | 0 | 0 | 0
6773 | Synthetic battery | battery | 0 | 0 | 0 | 0 | 0 | 0
6774 | Synthetic pumped | pumped | 0 | 0 | 0 | 0 | 0 | 0
6774 | Synthetic battery | battery | 0 | 0 | 0 | 0 | 0 | 0
6775 | Synthetic pumped | pumped | 0 | 0 | 0 | 0 | 0 | 0
6775 | Synthetic battery | battery | 0 | 0 | 0 | 0 | 0 | 0
6776 | Synthetic pumped | pumped | 0 | 0 | 0 | 0 | 0 | 0
6776 | Synthetic battery | battery | 0 | 0 | 0 | 0 | 0 | 0
6777 | Synthetic pumped | pumped | 1.207 | 0 | 0 | 1.0863 | 0.022632 | 0
6777 | Synthetic battery | battery | 0 | 0 | 0 | 0 | 0 | 0
6778 | Synthetic pumped | pumped | 5.2607 | 0 | 1.0863 | 5.821 | 0.12127 | 0
6778 | Synthetic battery | battery | 0 | 0 | 0 | 0 | 0 | 0
6779 | Synthetic pumped | pumped | 12 | 0 | 5.821 | 16.621 | 0.34627 | 0
6779 | Synthetic battery | battery | 0.82293 | 0 | 0 | 0.7587 | 0.037935 | 0
6780 | Synthetic pumped | pumped | 12 | 0 | 16.621 | 27.421 | 0.57127 | 0
6780 | Synthetic battery | battery | 1.982 | 0 | 0.7587 | 2.586 | 0.1293 | 0
6781 | Synthetic pumped | pumped | 12 | 0 | 27.421 | 38.221 | 0.79627 | 0
6781 | Synthetic battery | battery | 4.345 | 0 | 2.586 | 6.5919 | 0.3296 | 8.8818e-16
6782 | Synthetic pumped | pumped | 6.869 | 0 | 38.221 | 44.4031 | 0.92506 | 0
6782 | Synthetic battery | battery | 0 | 0 | 6.5919 | 6.5919 | 0.3296 | 0
6783 | Synthetic pumped | pumped | 1.3227 | 0 | 44.4031 | 45.5935 | 0.94986 | -1.5543e-15
6783 | Synthetic battery | battery | 0 | 0 | 6.5919 | 6.5919 | 0.3296 | 0
6784 | Synthetic pumped | pumped | 0 | 0 | 45.5935 | 45.5935 | 0.94986 | 0
6784 | Synthetic battery | battery | 0 | 0 | 6.5919 | 6.5919 | 0.3296 | 0
6785 | Synthetic pumped | pumped | 0 | 0.3356 | 45.5935 | 45.2206 | 0.9421 | -9.992e-16
6785 | Synthetic battery | battery | 0 | 6.0775 | 6.5919 | 0 | 0 | 0
6786 | Synthetic pumped | pumped | 0 | 12 | 45.2206 | 31.8873 | 0.66432 | 0
6786 | Synthetic battery | battery | 0 | 0 | 0 | 0 | 0 | 0
6787 | Synthetic pumped | pumped | 0 | 12 | 31.8873 | 18.554 | 0.38654 | 0
6787 | Synthetic battery | battery | 0 | 0 | 0 | 0 | 0 | 0
6788 | Synthetic pumped | pumped | 0 | 12 | 18.554 | 5.2206 | 0.10876 | 0
6788 | Synthetic battery | battery | 0 | 0 | 0 | 0 | 0 | 0
6789 | Synthetic pumped | pumped | 0 | 4.6986 | 5.2206 | -8.8818e-16 | -1.8504e-17 | 0
6789 | Synthetic battery | battery | 0 | 0 | 0 | 0 | 0 | 0
6790 | Synthetic pumped | pumped | 0 | -7.9936e-16 | -8.8818e-16 | 0 | 0 | 0
6790 | Synthetic battery | battery | 0 | 0 | 0 | 0 | 0 | 0
6791 | Synthetic pumped | pumped | 0 | 0 | 0 | 0 | 0 | 0
6791 | Synthetic battery | battery | 0 | 0 | 0 | 0 | 0 | 0
6792 | Synthetic pumped | pumped | 0 | 0 | 0 | 0 | 0 | 0
6792 | Synthetic battery | battery | 0 | 0 | 0 | 0 | 0 | 0
6793 | Synthetic pumped | pumped | 0 | 0 | 0 | 0 | 0 | 0
6793 | Synthetic battery | battery | 0 | 0 | 0 | 0 | 0 | 0
6794 | Synthetic pumped | pumped | 0 | 0 | 0 | 0 | 0 | 0
6794 | Synthetic battery | battery | 0 | 0 | 0 | 0 | 0 | 0
6795 | Synthetic pumped | pumped | 0 | 0 | 0 | 0 | 0 | 0
6795 | Synthetic battery | battery | 0 | 0 | 0 | 0 | 0 | 0
6796 | Synthetic pumped | pumped | 0 | 0 | 0 | 0 | 0 | 0
6796 | Synthetic battery | battery | 0 | 0 | 0 | 0 | 0 | 0
6797 | Synthetic pumped | pumped | 0 | 0 | 0 | 0 | 0 | 0
6797 | Synthetic battery | battery | 0 | 0 | 0 | 0 | 0 | 0
6798 | Synthetic pumped | pumped | 0 | 0 | 0 | 0 | 0 | 0
6798 | Synthetic battery | battery | 0 | 0 | 0 | 0 | 0 | 0
6799 | Synthetic pumped | pumped | 0 | 0 | 0 | 0 | 0 | 0
6799 | Synthetic battery | battery | 0 | 0 | 0 | 0 | 0 | 0
6800 | Synthetic pumped | pumped | 0 | 0 | 0 | 0 | 0 | 0
6800 | Synthetic battery | battery | 0 | 0 | 0 | 0 | 0 | 0
6801 | Synthetic pumped | pumped | 0 | 0 | 0 | 0 | 0 | 0
6801 | Synthetic battery | battery | 0 | 0 | 0 | 0 | 0 | 0
6802 | Synthetic pumped | pumped | 0 | 0 | 0 | 0 | 0 | 0
6802 | Synthetic battery | battery | 0 | 0 | 0 | 0 | 0 | 0
6803 | Synthetic pumped | pumped | 8.4977 | 0 | 0 | 7.6479 | 0.15933 | 0
6803 | Synthetic battery | battery | 0 | 0 | 0 | 0 | 0 | 0
6804 | Synthetic pumped | pumped | 9.5163 | 0 | 7.6479 | 16.2125 | 0.33776 | -1.7764e-15
6804 | Synthetic battery | battery | 0 | 0 | 0 | 0 | 0 | 0
6805 | Synthetic pumped | pumped | 7.0044 | 0 | 16.2125 | 22.5165 | 0.46909 | 8.8818e-16
6805 | Synthetic battery | battery | 0 | 0 | 0 | 0 | 0 | 0
6806 | Synthetic pumped | pumped | 8.0642 | 0 | 22.5165 | 29.7743 | 0.6203 | -1.7764e-15
6806 | Synthetic battery | battery | 0 | 0 | 0 | 0 | 0 | 0
6807 | Synthetic pumped | pumped | 5.703 | 0 | 29.7743 | 34.907 | 0.72723 | 8.8818e-16
6807 | Synthetic battery | battery | 0 | 0 | 0 | 0 | 0 | 0
6808 | Synthetic pumped | pumped | 0 | 0 | 34.907 | 34.907 | 0.72723 | 0
6808 | Synthetic battery | battery | 0 | 0 | 0 | 0 | 0 | 0
6809 | Synthetic pumped | pumped | 0 | 1.5412 | 34.907 | 33.1945 | 0.69155 | 1.5543e-15
6809 | Synthetic battery | battery | 0 | 0 | 0 | 0 | 0 | 0
6810 | Synthetic pumped | pumped | 0 | 12 | 33.1945 | 19.8611 | 0.41377 | 0
6810 | Synthetic battery | battery | 0 | 0 | 0 | 0 | 0 | 0
6811 | Synthetic pumped | pumped | 0 | 12 | 19.8611 | 6.5278 | 0.136 | 0
6811 | Synthetic battery | battery | 0 | 0 | 0 | 0 | 0 | 0
6812 | Synthetic pumped | pumped | 0 | 5.875 | 6.5278 | 0 | 0 | 0
6812 | Synthetic battery | battery | 0 | 0 | 0 | 0 | 0 | 0
6813 | Synthetic pumped | pumped | 0 | 0 | 0 | 0 | 0 | 0
6813 | Synthetic battery | battery | 0 | 0 | 0 | 0 | 0 | 0
6814 | Synthetic pumped | pumped | 0 | 0 | 0 | 0 | 0 | 0
6814 | Synthetic battery | battery | 0 | 0 | 0 | 0 | 0 | 0
6815 | Synthetic pumped | pumped | 0 | 0 | 0 | 0 | 0 | 0
6815 | Synthetic battery | battery | 0 | 0 | 0 | 0 | 0 | 0
6816 | Synthetic pumped | pumped | 0 | 0 | 0 | 0 | 0 | 0
6816 | Synthetic battery | battery | 0 | 0 | 0 | 0 | 0 | 0
6817 | Synthetic pumped | pumped | 0 | 0 | 0 | 0 | 0 | 0
6817 | Synthetic battery | battery | 0 | 0 | 0 | 0 | 0 | 0
6818 | Synthetic pumped | pumped | 0 | 0 | 0 | 0 | 0 | 0
6818 | Synthetic battery | battery | 0 | 0 | 0 | 0 | 0 | 0
6819 | Synthetic pumped | pumped | 0 | 0 | 0 | 0 | 0 | 0
6819 | Synthetic battery | battery | 0 | 0 | 0 | 0 | 0 | 0
6820 | Synthetic pumped | pumped | 0 | 0 | 0 | 0 | 0 | 0
6820 | Synthetic battery | battery | 0 | 0 | 0 | 0 | 0 | 0
6821 | Synthetic pumped | pumped | 0 | 0 | 0 | 0 | 0 | 0
6821 | Synthetic battery | battery | 0 | 0 | 0 | 0 | 0 | 0
6822 | Synthetic pumped | pumped | 0 | 0 | 0 | 0 | 0 | 0
6822 | Synthetic battery | battery | 0 | 0 | 0 | 0 | 0 | 0
6823 | Synthetic pumped | pumped | 0 | 0 | 0 | 0 | 0 | 0
6823 | Synthetic battery | battery | 0 | 0 | 0 | 0 | 0 | 0
6824 | Synthetic pumped | pumped | 0 | 0 | 0 | 0 | 0 | 0
6824 | Synthetic battery | battery | 0 | 0 | 0 | 0 | 0 | 0
6825 | Synthetic pumped | pumped | 0 | 0 | 0 | 0 | 0 | 0
6825 | Synthetic battery | battery | 0 | 0 | 0 | 0 | 0 | 0
6826 | Synthetic pumped | pumped | 0 | 0 | 0 | 0 | 0 | 0
6826 | Synthetic battery | battery | 0 | 0 | 0 | 0 | 0 | 0
6827 | Synthetic pumped | pumped | 7.4802 | 0 | 0 | 6.7322 | 0.14025 | 0
6827 | Synthetic battery | battery | 0 | 0 | 0 | 0 | 0 | 0
6828 | Synthetic pumped | pumped | 10.8044 | 0 | 6.7322 | 16.4561 | 0.34284 | 0
6828 | Synthetic battery | battery | 0 | 0 | 0 | 0 | 0 | 0
6829 | Synthetic pumped | pumped | 8.1407 | 0 | 16.4561 | 23.7827 | 0.49547 | -8.8818e-16
6829 | Synthetic battery | battery | 0 | 0 | 0 | 0 | 0 | 0
6830 | Synthetic pumped | pumped | 4.5702 | 0 | 23.7827 | 27.896 | 0.58117 | 0
6830 | Synthetic battery | battery | 0 | 0 | 0 | 0 | 0 | 0
6831 | Synthetic pumped | pumped | 2.6167 | 0 | 27.896 | 30.251 | 0.63023 | 1.3323e-15
6831 | Synthetic battery | battery | 0 | 0 | 0 | 0 | 0 | 0
6832 | Synthetic pumped | pumped | 0 | 0 | 30.251 | 30.251 | 0.63023 | 0
6832 | Synthetic battery | battery | 0 | 0 | 0 | 0 | 0 | 0
6833 | Synthetic pumped | pumped | 0 | 9.9211 | 30.251 | 19.2275 | 0.40057 | 1.7764e-15
6833 | Synthetic battery | battery | 0 | 0 | 0 | 0 | 0 | 0
6834 | Synthetic pumped | pumped | 0 | 12 | 19.2275 | 5.8942 | 0.1228 | 0
6834 | Synthetic battery | battery | 0 | 0 | 0 | 0 | 0 | 0
6835 | Synthetic pumped | pumped | 0 | 5.3048 | 5.8942 | -8.8818e-16 | -1.8504e-17 | 0
6835 | Synthetic battery | battery | 0 | 0 | 0 | 0 | 0 | 0
6836 | Synthetic pumped | pumped | 0 | -7.9936e-16 | -8.8818e-16 | 0 | 0 | 0
6836 | Synthetic battery | battery | 0 | 0 | 0 | 0 | 0 | 0
6837 | Synthetic pumped | pumped | 0 | 0 | 0 | 0 | 0 | 0
6837 | Synthetic battery | battery | 0 | 0 | 0 | 0 | 0 | 0
6838 | Synthetic pumped | pumped | 0 | 0 | 0 | 0 | 0 | 0
6838 | Synthetic battery | battery | 0 | 0 | 0 | 0 | 0 | 0
6839 | Synthetic pumped | pumped | 0 | 0 | 0 | 0 | 0 | 0
6839 | Synthetic battery | battery | 0 | 0 | 0 | 0 | 0 | 0
6840 | Synthetic pumped | pumped | 0 | 0 | 0 | 0 | 0 | 0
6840 | Synthetic battery | battery | 0 | 0 | 0 | 0 | 0 | 0
6841 | Synthetic pumped | pumped | 0 | 0 | 0 | 0 | 0 | 0
6841 | Synthetic battery | battery | 0 | 0 | 0 | 0 | 0 | 0
6842 | Synthetic pumped | pumped | 0 | 0 | 0 | 0 | 0 | 0
6842 | Synthetic battery | battery | 0 | 0 | 0 | 0 | 0 | 0
6843 | Synthetic pumped | pumped | 0 | 0 | 0 | 0 | 0 | 0
6843 | Synthetic battery | battery | 0 | 0 | 0 | 0 | 0 | 0
6844 | Synthetic pumped | pumped | 0 | 0 | 0 | 0 | 0 | 0
6844 | Synthetic battery | battery | 0 | 0 | 0 | 0 | 0 | 0
6845 | Synthetic pumped | pumped | 0 | 0 | 0 | 0 | 0 | 0
6845 | Synthetic battery | battery | 0 | 0 | 0 | 0 | 0 | 0
6846 | Synthetic pumped | pumped | 0 | 0 | 0 | 0 | 0 | 0
6846 | Synthetic battery | battery | 0 | 0 | 0 | 0 | 0 | 0
6847 | Synthetic pumped | pumped | 0 | 0 | 0 | 0 | 0 | 0
6847 | Synthetic battery | battery | 0 | 0 | 0 | 0 | 0 | 0
6848 | Synthetic pumped | pumped | 0 | 0 | 0 | 0 | 0 | 0
6848 | Synthetic battery | battery | 0 | 0 | 0 | 0 | 0 | 0
6849 | Synthetic pumped | pumped | 4.1289 | 0 | 0 | 3.716 | 0.077417 | 0
6849 | Synthetic battery | battery | 0 | 0 | 0 | 0 | 0 | 0
6850 | Synthetic pumped | pumped | 12 | 0 | 3.716 | 14.516 | 0.30242 | 0
6850 | Synthetic battery | battery | 3.0383 | 0 | 0 | 2.8012 | 0.14006 | 0
6851 | Synthetic pumped | pumped | 12 | 0 | 14.516 | 25.316 | 0.52742 | 1.7764e-15
6851 | Synthetic battery | battery | 5.4522 | 0 | 2.8012 | 7.8279 | 0.39139 | 0
6852 | Synthetic pumped | pumped | 12 | 0 | 25.316 | 36.116 | 0.75242 | -3.5527e-15
6852 | Synthetic battery | battery | 9.2078 | 0 | 7.8279 | 16.317 | 0.81585 | -1.7764e-15
6853 | Synthetic pumped | pumped | 12 | 0 | 36.116 | 46.916 | 0.97742 | -3.5527e-15
6853 | Synthetic battery | battery | 3.9947 | 0 | 16.317 | 20 | 1 | 0
6854 | Synthetic pumped | pumped | 1.2044 | 0 | 46.916 | 48 | 1 | 0
6854 | Synthetic battery | battery | 0 | 0 | 20 | 20 | 1 | 0
6855 | Synthetic pumped | pumped | 0 | 0 | 48 | 48 | 1 | 0
6855 | Synthetic battery | battery | 0 | 0 | 20 | 20 | 1 | 0
6856 | Synthetic pumped | pumped | 0 | 0 | 48 | 48 | 1 | 0
6856 | Synthetic battery | battery | 0 | 0 | 20 | 20 | 1 | 0
6857 | Synthetic pumped | pumped | 0 | 0.4415 | 48 | 47.5094 | 0.98978 | 1.5543e-15
6857 | Synthetic battery | battery | 0 | 10 | 20 | 9.1535 | 0.45767 | 0
6858 | Synthetic pumped | pumped | 0 | 12 | 47.5094 | 34.1761 | 0.712 | 3.5527e-15
6858 | Synthetic battery | battery | 0 | 8.4391 | 9.1535 | 0 | 0 | 0
6859 | Synthetic pumped | pumped | 0 | 12 | 34.1761 | 20.8428 | 0.43422 | 0
6859 | Synthetic battery | battery | 0 | 0 | 0 | 0 | 0 | 0
6860 | Synthetic pumped | pumped | 0 | 12 | 20.8428 | 7.5094 | 0.15645 | 0
6860 | Synthetic battery | battery | 0 | 0 | 0 | 0 | 0 | 0
6861 | Synthetic pumped | pumped | 0 | 6.7585 | 7.5094 | 0 | 0 | 0
6861 | Synthetic battery | battery | 0 | 0 | 0 | 0 | 0 | 0
6862 | Synthetic pumped | pumped | 0 | 0 | 0 | 0 | 0 | 0
6862 | Synthetic battery | battery | 0 | 0 | 0 | 0 | 0 | 0
6863 | Synthetic pumped | pumped | 0 | 0 | 0 | 0 | 0 | 0
6863 | Synthetic battery | battery | 0 | 0 | 0 | 0 | 0 | 0
6864 | Synthetic pumped | pumped | 0 | 0 | 0 | 0 | 0 | 0
6864 | Synthetic battery | battery | 0 | 0 | 0 | 0 | 0 | 0
6865 | Synthetic pumped | pumped | 0 | 0 | 0 | 0 | 0 | 0
6865 | Synthetic battery | battery | 0 | 0 | 0 | 0 | 0 | 0
6866 | Synthetic pumped | pumped | 0 | 0 | 0 | 0 | 0 | 0
6866 | Synthetic battery | battery | 0 | 0 | 0 | 0 | 0 | 0
6867 | Synthetic pumped | pumped | 0 | 0 | 0 | 0 | 0 | 0
6867 | Synthetic battery | battery | 0 | 0 | 0 | 0 | 0 | 0
6868 | Synthetic pumped | pumped | 0 | 0 | 0 | 0 | 0 | 0
6868 | Synthetic battery | battery | 0 | 0 | 0 | 0 | 0 | 0
6869 | Synthetic pumped | pumped | 0 | 0 | 0 | 0 | 0 | 0
6869 | Synthetic battery | battery | 0 | 0 | 0 | 0 | 0 | 0
6870 | Synthetic pumped | pumped | 0 | 0 | 0 | 0 | 0 | 0
6870 | Synthetic battery | battery | 0 | 0 | 0 | 0 | 0 | 0
6871 | Synthetic pumped | pumped | 0 | 0 | 0 | 0 | 0 | 0
6871 | Synthetic battery | battery | 0 | 0 | 0 | 0 | 0 | 0
6872 | Synthetic pumped | pumped | 0 | 0 | 0 | 0 | 0 | 0
6872 | Synthetic battery | battery | 0 | 0 | 0 | 0 | 0 | 0
6873 | Synthetic pumped | pumped | 11.7691 | 0 | 0 | 10.5922 | 0.22067 | 0
6873 | Synthetic battery | battery | 0 | 0 | 0 | 0 | 0 | 0
6874 | Synthetic pumped | pumped | 12 | 0 | 10.5922 | 21.3922 | 0.44567 | -1.7764e-15
6874 | Synthetic battery | battery | 10 | 0 | 0 | 9.2195 | 0.46098 | 0
6875 | Synthetic pumped | pumped | 12 | 0 | 21.3922 | 32.1922 | 0.67067 | 3.5527e-15
6875 | Synthetic battery | battery | 7.2312 | 0 | 9.2195 | 15.8864 | 0.79432 | 8.8818e-16
6876 | Synthetic pumped | pumped | 12 | 0 | 32.1922 | 42.9922 | 0.89567 | -3.5527e-15
6876 | Synthetic battery | battery | 4.4618 | 0 | 15.8864 | 20 | 1 | 0
6877 | Synthetic pumped | pumped | 5.5642 | 0 | 42.9922 | 48 | 1 | 0
6877 | Synthetic battery | battery | 0 | 0 | 20 | 20 | 1 | 0
6878 | Synthetic pumped | pumped | 0 | 0 | 48 | 48 | 1 | 0
6878 | Synthetic battery | battery | 0 | 0 | 20 | 20 | 1 | 0
6879 | Synthetic pumped | pumped | 0 | 0 | 48 | 48 | 1 | 0
6879 | Synthetic battery | battery | 0 | 0 | 20 | 20 | 1 | 0
6880 | Synthetic pumped | pumped | 0 | 0 | 48 | 48 | 1 | 0
6880 | Synthetic battery | battery | 0 | 0 | 20 | 20 | 1 | 0
6881 | Synthetic pumped | pumped | 0 | 0 | 48 | 48 | 1 | 0
6881 | Synthetic battery | battery | 0 | 0 | 20 | 20 | 1 | 0
6882 | Synthetic pumped | pumped | 0 | 6.993 | 48 | 40.23 | 0.83812 | 1.7764e-15
6882 | Synthetic battery | battery | 0 | 10 | 20 | 9.1535 | 0.45767 | 0
6883 | Synthetic pumped | pumped | 0 | 12 | 40.23 | 26.8967 | 0.56035 | 0
6883 | Synthetic battery | battery | 0 | 8.4391 | 9.1535 | 0 | 0 | 0
6884 | Synthetic pumped | pumped | 0 | 12 | 26.8967 | 13.5633 | 0.28257 | 0
6884 | Synthetic battery | battery | 0 | 0 | 0 | 0 | 0 | 0
6885 | Synthetic pumped | pumped | 0 | 12 | 13.5633 | 0.22999 | 0.0047915 | 0
6885 | Synthetic battery | battery | 0 | 0 | 0 | 0 | 0 | 0
6886 | Synthetic pumped | pumped | 0 | 0.20699 | 0.22999 | 0 | 0 | 0
6886 | Synthetic battery | battery | 0 | 0 | 0 | 0 | 0 | 0
6887 | Synthetic pumped | pumped | 0 | 0 | 0 | 0 | 0 | 0
6887 | Synthetic battery | battery | 0 | 0 | 0 | 0 | 0 | 0
6888 | Synthetic pumped | pumped | 0 | 0 | 0 | 0 | 0 | 0
6888 | Synthetic battery | battery | 0 | 0 | 0 | 0 | 0 | 0
6889 | Synthetic pumped | pumped | 0 | 0 | 0 | 0 | 0 | 0
6889 | Synthetic battery | battery | 0 | 0 | 0 | 0 | 0 | 0
6890 | Synthetic pumped | pumped | 0 | 0 | 0 | 0 | 0 | 0
6890 | Synthetic battery | battery | 0 | 0 | 0 | 0 | 0 | 0
6891 | Synthetic pumped | pumped | 0 | 0 | 0 | 0 | 0 | 0
6891 | Synthetic battery | battery | 0 | 0 | 0 | 0 | 0 | 0
6892 | Synthetic pumped | pumped | 0 | 0 | 0 | 0 | 0 | 0
6892 | Synthetic battery | battery | 0 | 0 | 0 | 0 | 0 | 0
6893 | Synthetic pumped | pumped | 0 | 0 | 0 | 0 | 0 | 0
6893 | Synthetic battery | battery | 0 | 0 | 0 | 0 | 0 | 0
6894 | Synthetic pumped | pumped | 0 | 0 | 0 | 0 | 0 | 0
6894 | Synthetic battery | battery | 0 | 0 | 0 | 0 | 0 | 0
6895 | Synthetic pumped | pumped | 0 | 0 | 0 | 0 | 0 | 0
6895 | Synthetic battery | battery | 0 | 0 | 0 | 0 | 0 | 0
6896 | Synthetic pumped | pumped | 0 | 0 | 0 | 0 | 0 | 0
6896 | Synthetic battery | battery | 0 | 0 | 0 | 0 | 0 | 0
6897 | Synthetic pumped | pumped | 0 | 0 | 0 | 0 | 0 | 0
6897 | Synthetic battery | battery | 0 | 0 | 0 | 0 | 0 | 0
6898 | Synthetic pumped | pumped | 5.1892 | 0 | 0 | 4.6702 | 0.097297 | 0
6898 | Synthetic battery | battery | 0 | 0 | 0 | 0 | 0 | 0
6899 | Synthetic pumped | pumped | 12 | 0 | 4.6702 | 15.4702 | 0.3223 | 0
6899 | Synthetic battery | battery | 2.0638 | 0 | 0 | 1.9027 | 0.095136 | 0
6900 | Synthetic pumped | pumped | 12 | 0 | 15.4702 | 26.2702 | 0.5473 | -1.7764e-15
6900 | Synthetic battery | battery | 2.3281 | 0 | 1.9027 | 4.0491 | 0.20246 | 4.4409e-16
6901 | Synthetic pumped | pumped | 12 | 0 | 26.2702 | 37.0702 | 0.7723 | -3.5527e-15
6901 | Synthetic battery | battery | 1.5713 | 0 | 4.0491 | 5.4978 | 0.27489 | 2.2204e-16
6902 | Synthetic pumped | pumped | 12 | 0 | 37.0702 | 47.8702 | 0.9973 | -3.5527e-15
6902 | Synthetic battery | battery | 1.3845 | 0 | 5.4978 | 6.7742 | 0.33871 | -2.2204e-16
6903 | Synthetic pumped | pumped | 0.14418 | 0 | 47.8702 | 48 | 1 | 0
6903 | Synthetic battery | battery | 7.6975 | 0 | 6.7742 | 13.8709 | 0.69355 | 0
6904 | Synthetic pumped | pumped | 0 | 0 | 48 | 48 | 1 | 0
6904 | Synthetic battery | battery | 0 | 0 | 13.8709 | 13.8709 | 0.69355 | 0
6905 | Synthetic pumped | pumped | 0 | 0 | 48 | 48 | 1 | 0
6905 | Synthetic battery | battery | 0 | 4.5207 | 13.8709 | 8.9675 | 0.44838 | 0
6906 | Synthetic pumped | pumped | 0 | 11.9984 | 48 | 34.6685 | 0.72226 | -3.5527e-15
6906 | Synthetic battery | battery | 0 | 8.2676 | 8.9675 | 0 | 0 | 0
6907 | Synthetic pumped | pumped | 0 | 12 | 34.6685 | 21.3351 | 0.44448 | 0
6907 | Synthetic battery | battery | 0 | 0 | 0 | 0 | 0 | 0
6908 | Synthetic pumped | pumped | 0 | 12 | 21.3351 | 8.0018 | 0.1667 | 0
6908 | Synthetic battery | battery | 0 | 0 | 0 | 0 | 0 | 0
6909 | Synthetic pumped | pumped | 0 | 7.2016 | 8.0018 | 0 | 0 | 0
6909 | Synthetic battery | battery | 0 | 0 | 0 | 0 | 0 | 0
6910 | Synthetic pumped | pumped | 0 | 0 | 0 | 0 | 0 | 0
6910 | Synthetic battery | battery | 0 | 0 | 0 | 0 | 0 | 0
6911 | Synthetic pumped | pumped | 0 | 0 | 0 | 0 | 0 | 0
6911 | Synthetic battery | battery | 0 | 0 | 0 | 0 | 0 | 0
6912 | Synthetic pumped | pumped | 0 | 0 | 0 | 0 | 0 | 0
6912 | Synthetic battery | battery | 0 | 0 | 0 | 0 | 0 | 0
6913 | Synthetic pumped | pumped | 0 | 0 | 0 | 0 | 0 | 0
6913 | Synthetic battery | battery | 0 | 0 | 0 | 0 | 0 | 0
6914 | Synthetic pumped | pumped | 0 | 0 | 0 | 0 | 0 | 0
6914 | Synthetic battery | battery | 0 | 0 | 0 | 0 | 0 | 0
6915 | Synthetic pumped | pumped | 0 | 0 | 0 | 0 | 0 | 0
6915 | Synthetic battery | battery | 0 | 0 | 0 | 0 | 0 | 0
6916 | Synthetic pumped | pumped | 0 | 0 | 0 | 0 | 0 | 0
6916 | Synthetic battery | battery | 0 | 0 | 0 | 0 | 0 | 0
6917 | Synthetic pumped | pumped | 0 | 0 | 0 | 0 | 0 | 0
6917 | Synthetic battery | battery | 0 | 0 | 0 | 0 | 0 | 0
6918 | Synthetic pumped | pumped | 0 | 0 | 0 | 0 | 0 | 0
6918 | Synthetic battery | battery | 0 | 0 | 0 | 0 | 0 | 0
6919 | Synthetic pumped | pumped | 0 | 0 | 0 | 0 | 0 | 0
6919 | Synthetic battery | battery | 0 | 0 | 0 | 0 | 0 | 0
6920 | Synthetic pumped | pumped | 0 | 0 | 0 | 0 | 0 | 0
6920 | Synthetic battery | battery | 0 | 0 | 0 | 0 | 0 | 0
6921 | Synthetic pumped | pumped | 3.6965 | 0 | 0 | 3.3269 | 0.06931 | 0
6921 | Synthetic battery | battery | 0 | 0 | 0 | 0 | 0 | 0
6922 | Synthetic pumped | pumped | 8.9178 | 0 | 3.3269 | 11.3529 | 0.23652 | 0
6922 | Synthetic battery | battery | 0 | 0 | 0 | 0 | 0 | 0
6923 | Synthetic pumped | pumped | 12 | 0 | 11.3529 | 22.1529 | 0.46152 | -1.7764e-15
6923 | Synthetic battery | battery | 0.093822 | 0 | 0 | 0.086499 | 0.004325 | 0
6924 | Synthetic pumped | pumped | 12 | 0 | 22.1529 | 32.9529 | 0.68652 | 3.5527e-15
6924 | Synthetic battery | battery | 8.7953 | 0 | 0.086499 | 8.1954 | 0.40977 | 0
6925 | Synthetic pumped | pumped | 8.5846 | 0 | 32.9529 | 40.6791 | 0.84748 | -2.6645e-15
6925 | Synthetic battery | battery | 0 | 0 | 8.1954 | 8.1954 | 0.40977 | 0
6926 | Synthetic pumped | pumped | 8.1344 | 0 | 40.6791 | 48 | 1 | -8.8818e-16
6926 | Synthetic battery | battery | 3.3433 | 0 | 8.1954 | 11.2777 | 0.56389 | 0
6927 | Synthetic pumped | pumped | 0 | 0 | 48 | 48 | 1 | 0
6927 | Synthetic battery | battery | 5.339 | 0 | 11.2777 | 16.2 | 0.81 | 0
6928 | Synthetic pumped | pumped | 0 | 0 | 48 | 48 | 1 | 0
6928 | Synthetic battery | battery | 0 | 0 | 16.2 | 16.2 | 0.81 | 0
6929 | Synthetic pumped | pumped | 0 | 0 | 48 | 48 | 1 | 0
6929 | Synthetic battery | battery | 0 | 9.9549 | 16.2 | 5.4024 | 0.27012 | 0
6930 | Synthetic pumped | pumped | 0 | 12 | 48 | 34.6667 | 0.72222 | 3.5527e-15
6930 | Synthetic battery | battery | 0 | 4.9808 | 5.4024 | 0 | 0 | 0
6931 | Synthetic pumped | pumped | 0 | 12 | 34.6667 | 21.3333 | 0.44444 | 0
6931 | Synthetic battery | battery | 0 | 0 | 0 | 0 | 0 | 0
6932 | Synthetic pumped | pumped | 0 | 12 | 21.3333 | 8 | 0.16667 | 0
6932 | Synthetic battery | battery | 0 | 0 | 0 | 0 | 0 | 0
6933 | Synthetic pumped | pumped | 0 | 7.2 | 8 | 0 | 0 | 0
6933 | Synthetic battery | battery | 0 | 0 | 0 | 0 | 0 | 0
6934 | Synthetic pumped | pumped | 0 | 0 | 0 | 0 | 0 | 0
6934 | Synthetic battery | battery | 0 | 0 | 0 | 0 | 0 | 0
6935 | Synthetic pumped | pumped | 0 | 0 | 0 | 0 | 0 | 0
6935 | Synthetic battery | battery | 0 | 0 | 0 | 0 | 0 | 0
6936 | Synthetic pumped | pumped | 0 | 0 | 0 | 0 | 0 | 0
6936 | Synthetic battery | battery | 0 | 0 | 0 | 0 | 0 | 0
6937 | Synthetic pumped | pumped | 0 | 0 | 0 | 0 | 0 | 0
6937 | Synthetic battery | battery | 0 | 0 | 0 | 0 | 0 | 0
6938 | Synthetic pumped | pumped | 0 | 0 | 0 | 0 | 0 | 0
6938 | Synthetic battery | battery | 0 | 0 | 0 | 0 | 0 | 0
6939 | Synthetic pumped | pumped | 0 | 0 | 0 | 0 | 0 | 0
6939 | Synthetic battery | battery | 0 | 0 | 0 | 0 | 0 | 0
6940 | Synthetic pumped | pumped | 0 | 0 | 0 | 0 | 0 | 0
6940 | Synthetic battery | battery | 0 | 0 | 0 | 0 | 0 | 0
6941 | Synthetic pumped | pumped | 0 | 0 | 0 | 0 | 0 | 0
6941 | Synthetic battery | battery | 0 | 0 | 0 | 0 | 0 | 0
6942 | Synthetic pumped | pumped | 0 | 0 | 0 | 0 | 0 | 0
6942 | Synthetic battery | battery | 0 | 0 | 0 | 0 | 0 | 0
6943 | Synthetic pumped | pumped | 0 | 0 | 0 | 0 | 0 | 0
6943 | Synthetic battery | battery | 0 | 0 | 0 | 0 | 0 | 0
6944 | Synthetic pumped | pumped | 0 | 0 | 0 | 0 | 0 | 0
6944 | Synthetic battery | battery | 0 | 0 | 0 | 0 | 0 | 0
6945 | Synthetic pumped | pumped | 8.1306 | 0 | 0 | 7.3175 | 0.15245 | 0
6945 | Synthetic battery | battery | 0 | 0 | 0 | 0 | 0 | 0
6946 | Synthetic pumped | pumped | 12 | 0 | 7.3175 | 18.1175 | 0.37745 | 0
6946 | Synthetic battery | battery | 1.1727 | 0 | 0 | 1.0812 | 0.054059 | 0
6947 | Synthetic pumped | pumped | 12 | 0 | 18.1175 | 28.9175 | 0.60245 | 0
6947 | Synthetic battery | battery | 10 | 0 | 1.0812 | 10.3007 | 0.51504 | 0
6948 | Synthetic pumped | pumped | 12 | 0 | 28.9175 | 39.7175 | 0.82745 | 0
6948 | Synthetic battery | battery | 10 | 0 | 10.3007 | 19.5203 | 0.97601 | 0
6949 | Synthetic pumped | pumped | 9.2028 | 0 | 39.7175 | 48 | 1 | 0
6949 | Synthetic battery | battery | 0.52034 | 0 | 19.5203 | 20 | 1 | 0
6950 | Synthetic pumped | pumped | 0 | 0 | 48 | 48 | 1 | 0
6950 | Synthetic battery | battery | 0 | 0 | 20 | 20 | 1 | 0
6951 | Synthetic pumped | pumped | 0 | 0 | 48 | 48 | 1 | 0
6951 | Synthetic battery | battery | 0 | 0 | 20 | 20 | 1 | 0
6952 | Synthetic pumped | pumped | 0 | 0 | 48 | 48 | 1 | 0
6952 | Synthetic battery | battery | 0 | 0 | 20 | 20 | 1 | 0
6953 | Synthetic pumped | pumped | 0 | 0 | 48 | 48 | 1 | 0
6953 | Synthetic battery | battery | 0 | 1.8355 | 20 | 18.0091 | 0.90046 | 6.6613e-16
6954 | Synthetic pumped | pumped | 0 | 11.4305 | 48 | 35.2994 | 0.7354 | 1.7764e-15
6954 | Synthetic battery | battery | 0 | 10 | 18.0091 | 7.1626 | 0.35813 | 0
6955 | Synthetic pumped | pumped | 0 | 12 | 35.2994 | 21.9661 | 0.45763 | 0
6955 | Synthetic battery | battery | 0 | 6.6036 | 7.1626 | 0 | 0 | 0
6956 | Synthetic pumped | pumped | 0 | 12 | 21.9661 | 8.6327 | 0.17985 | 0
6956 | Synthetic battery | battery | 0 | 0 | 0 | 0 | 0 | 0
6957 | Synthetic pumped | pumped | 0 | 7.7695 | 8.6327 | 0 | 0 | 0
6957 | Synthetic battery | battery | 0 | 0 | 0 | 0 | 0 | 0
6958 | Synthetic pumped | pumped | 0 | 0 | 0 | 0 | 0 | 0
6958 | Synthetic battery | battery | 0 | 0 | 0 | 0 | 0 | 0
6959 | Synthetic pumped | pumped | 0 | 0 | 0 | 0 | 0 | 0
6959 | Synthetic battery | battery | 0 | 0 | 0 | 0 | 0 | 0
6960 | Synthetic pumped | pumped | 0 | 0 | 0 | 0 | 0 | 0
6960 | Synthetic battery | battery | 0 | 0 | 0 | 0 | 0 | 0
6961 | Synthetic pumped | pumped | 0 | 0 | 0 | 0 | 0 | 0
6961 | Synthetic battery | battery | 0 | 0 | 0 | 0 | 0 | 0
6962 | Synthetic pumped | pumped | 0 | 0 | 0 | 0 | 0 | 0
6962 | Synthetic battery | battery | 0 | 0 | 0 | 0 | 0 | 0
6963 | Synthetic pumped | pumped | 0 | 0 | 0 | 0 | 0 | 0
6963 | Synthetic battery | battery | 0 | 0 | 0 | 0 | 0 | 0
6964 | Synthetic pumped | pumped | 0 | 0 | 0 | 0 | 0 | 0
6964 | Synthetic battery | battery | 0 | 0 | 0 | 0 | 0 | 0
6965 | Synthetic pumped | pumped | 0 | 0 | 0 | 0 | 0 | 0
6965 | Synthetic battery | battery | 0 | 0 | 0 | 0 | 0 | 0
6966 | Synthetic pumped | pumped | 0 | 0 | 0 | 0 | 0 | 0
6966 | Synthetic battery | battery | 0 | 0 | 0 | 0 | 0 | 0
6967 | Synthetic pumped | pumped | 0 | 0 | 0 | 0 | 0 | 0
6967 | Synthetic battery | battery | 0 | 0 | 0 | 0 | 0 | 0
6968 | Synthetic pumped | pumped | 0 | 0 | 0 | 0 | 0 | 0
6968 | Synthetic battery | battery | 0 | 0 | 0 | 0 | 0 | 0
6969 | Synthetic pumped | pumped | 0 | 0 | 0 | 0 | 0 | 0
6969 | Synthetic battery | battery | 0 | 0 | 0 | 0 | 0 | 0
6970 | Synthetic pumped | pumped | 6.0425 | 0 | 0 | 5.4382 | 0.1133 | 0
6970 | Synthetic battery | battery | 0 | 0 | 0 | 0 | 0 | 0
6971 | Synthetic pumped | pumped | 8.6963 | 0 | 5.4382 | 13.2649 | 0.27635 | 0
6971 | Synthetic battery | battery | 0 | 0 | 0 | 0 | 0 | 0
6972 | Synthetic pumped | pumped | 12 | 0 | 13.2649 | 24.0649 | 0.50135 | 0
6972 | Synthetic battery | battery | 1.2672 | 0 | 0 | 1.1683 | 0.058415 | 0
6973 | Synthetic pumped | pumped | 12 | 0 | 24.0649 | 34.8649 | 0.72635 | 0
6973 | Synthetic battery | battery | 1.9719 | 0 | 1.1683 | 2.9863 | 0.14932 | 0
6974 | Synthetic pumped | pumped | 7.0247 | 0 | 34.8649 | 41.1871 | 0.85806 | -2.6645e-15
6974 | Synthetic battery | battery | 0 | 0 | 2.9863 | 2.9863 | 0.14932 | 0
6975 | Synthetic pumped | pumped | 5.2122 | 0 | 41.1871 | 45.878 | 0.95579 | 8.8818e-16
6975 | Synthetic battery | battery | 0 | 0 | 2.9863 | 2.9863 | 0.14932 | 0
6976 | Synthetic pumped | pumped | 0 | 0 | 45.878 | 45.878 | 0.95579 | 0
6976 | Synthetic battery | battery | 0 | 0 | 2.9863 | 2.9863 | 0.14932 | 0
6977 | Synthetic pumped | pumped | 0 | 1.8241 | 45.878 | 43.8513 | 0.91357 | -1.3323e-15
6977 | Synthetic battery | battery | 0 | 2.7533 | 2.9863 | 4.4409e-16 | 2.2204e-17 | 0
6978 | Synthetic pumped | pumped | 0 | 12 | 43.8513 | 30.5179 | 0.63579 | 0
6978 | Synthetic battery | battery | 0 | 4.0943e-16 | 4.4409e-16 | 0 | 0 | 0
6979 | Synthetic pumped | pumped | 0 | 12 | 30.5179 | 17.1846 | 0.35801 | 0
6979 | Synthetic battery | battery | 0 | 0 | 0 | 0 | 0 | 0
6980 | Synthetic pumped | pumped | 0 | 12 | 17.1846 | 3.8513 | 0.080235 | 0
6980 | Synthetic battery | battery | 0 | 0 | 0 | 0 | 0 | 0
6981 | Synthetic pumped | pumped | 0 | 3.4661 | 3.8513 | 0 | 0 | 0
6981 | Synthetic battery | battery | 0 | 0 | 0 | 0 | 0 | 0
6982 | Synthetic pumped | pumped | 0 | 0 | 0 | 0 | 0 | 0
6982 | Synthetic battery | battery | 0 | 0 | 0 | 0 | 0 | 0
6983 | Synthetic pumped | pumped | 0 | 0 | 0 | 0 | 0 | 0
6983 | Synthetic battery | battery | 0 | 0 | 0 | 0 | 0 | 0
6984 | Synthetic pumped | pumped | 0 | 0 | 0 | 0 | 0 | 0
6984 | Synthetic battery | battery | 0 | 0 | 0 | 0 | 0 | 0
6985 | Synthetic pumped | pumped | 0 | 0 | 0 | 0 | 0 | 0
6985 | Synthetic battery | battery | 0 | 0 | 0 | 0 | 0 | 0
6986 | Synthetic pumped | pumped | 0 | 0 | 0 | 0 | 0 | 0
6986 | Synthetic battery | battery | 0 | 0 | 0 | 0 | 0 | 0
6987 | Synthetic pumped | pumped | 0 | 0 | 0 | 0 | 0 | 0
6987 | Synthetic battery | battery | 0 | 0 | 0 | 0 | 0 | 0
6988 | Synthetic pumped | pumped | 0 | 0 | 0 | 0 | 0 | 0
6988 | Synthetic battery | battery | 0 | 0 | 0 | 0 | 0 | 0
6989 | Synthetic pumped | pumped | 0 | 0 | 0 | 0 | 0 | 0
6989 | Synthetic battery | battery | 0 | 0 | 0 | 0 | 0 | 0
6990 | Synthetic pumped | pumped | 0 | 0 | 0 | 0 | 0 | 0
6990 | Synthetic battery | battery | 0 | 0 | 0 | 0 | 0 | 0
6991 | Synthetic pumped | pumped | 0 | 0 | 0 | 0 | 0 | 0
6991 | Synthetic battery | battery | 0 | 0 | 0 | 0 | 0 | 0
6992 | Synthetic pumped | pumped | 0 | 0 | 0 | 0 | 0 | 0
6992 | Synthetic battery | battery | 0 | 0 | 0 | 0 | 0 | 0
6993 | Synthetic pumped | pumped | 0 | 0 | 0 | 0 | 0 | 0
6993 | Synthetic battery | battery | 0 | 0 | 0 | 0 | 0 | 0
6994 | Synthetic pumped | pumped | 8.3343 | 0 | 0 | 7.5009 | 0.15627 | 0
6994 | Synthetic battery | battery | 0 | 0 | 0 | 0 | 0 | 0
6995 | Synthetic pumped | pumped | 12 | 0 | 7.5009 | 18.3009 | 0.38127 | 0
6995 | Synthetic battery | battery | 4.6717 | 0 | 0 | 4.307 | 0.21535 | 0
6996 | Synthetic pumped | pumped | 12 | 0 | 18.3009 | 29.1009 | 0.60627 | 0
6996 | Synthetic battery | battery | 8.6544 | 0 | 4.307 | 12.286 | 0.6143 | 8.8818e-16
6997 | Synthetic pumped | pumped | 12 | 0 | 29.1009 | 39.9009 | 0.83127 | 0
6997 | Synthetic battery | battery | 3.9391 | 0 | 12.286 | 15.9177 | 0.79588 | 0
6998 | Synthetic pumped | pumped | 8.999 | 0 | 39.9009 | 48 | 1 | 0
6998 | Synthetic battery | battery | 1.0906 | 0 | 15.9177 | 16.9232 | 0.84616 | 6.6613e-16
6999 | Synthetic pumped | pumped | 0 | 0 | 48 | 48 | 1 | 0
6999 | Synthetic battery | battery | 0 | 0 | 16.9232 | 16.9232 | 0.84616 | 0
7000 | Synthetic pumped | pumped | 0 | 0 | 48 | 48 | 1 | 0
7000 | Synthetic battery | battery | 0 | 0 | 16.9232 | 16.9232 | 0.84616 | 0
7001 | Synthetic pumped | pumped | 0 | 0 | 48 | 48 | 1 | 0
7001 | Synthetic battery | battery | 0 | 5.7484 | 16.9232 | 10.6882 | 0.53441 | 0
7002 | Synthetic pumped | pumped | 0 | 11.6997 | 48 | 35.0003 | 0.72917 | 1.7764e-15
7002 | Synthetic battery | battery | 0 | 9.854 | 10.6882 | 0 | 0 | 0
7003 | Synthetic pumped | pumped | 0 | 12 | 35.0003 | 21.667 | 0.4514 | 0
7003 | Synthetic battery | battery | 0 | 0 | 0 | 0 | 0 | 0
7004 | Synthetic pumped | pumped | 0 | 12 | 21.667 | 8.3336 | 0.17362 | 0
7004 | Synthetic battery | battery | 0 | 0 | 0 | 0 | 0 | 0
7005 | Synthetic pumped | pumped | 0 | 7.5003 | 8.3336 | 0 | 0 | 0
7005 | Synthetic battery | battery | 0 | 0 | 0 | 0 | 0 | 0
7006 | Synthetic pumped | pumped | 0 | 0 | 0 | 0 | 0 | 0
7006 | Synthetic battery | battery | 0 | 0 | 0 | 0 | 0 | 0
7007 | Synthetic pumped | pumped | 0 | 0 | 0 | 0 | 0 | 0
7007 | Synthetic battery | battery | 0 | 0 | 0 | 0 | 0 | 0
7008 | Synthetic pumped | pumped | 0 | 0 | 0 | 0 | 0 | 0
7008 | Synthetic battery | battery | 0 | 0 | 0 | 0 | 0 | 0
7009 | Synthetic pumped | pumped | 0 | 0 | 0 | 0 | 0 | 0
7009 | Synthetic battery | battery | 0 | 0 | 0 | 0 | 0 | 0
7010 | Synthetic pumped | pumped | 0 | 0 | 0 | 0 | 0 | 0
7010 | Synthetic battery | battery | 0 | 0 | 0 | 0 | 0 | 0
7011 | Synthetic pumped | pumped | 0 | 0 | 0 | 0 | 0 | 0
7011 | Synthetic battery | battery | 0 | 0 | 0 | 0 | 0 | 0
7012 | Synthetic pumped | pumped | 0 | 0 | 0 | 0 | 0 | 0
7012 | Synthetic battery | battery | 0 | 0 | 0 | 0 | 0 | 0
7013 | Synthetic pumped | pumped | 0 | 0 | 0 | 0 | 0 | 0
7013 | Synthetic battery | battery | 0 | 0 | 0 | 0 | 0 | 0
7014 | Synthetic pumped | pumped | 0 | 0 | 0 | 0 | 0 | 0
7014 | Synthetic battery | battery | 0 | 0 | 0 | 0 | 0 | 0
7015 | Synthetic pumped | pumped | 0 | 0 | 0 | 0 | 0 | 0
7015 | Synthetic battery | battery | 0 | 0 | 0 | 0 | 0 | 0
7016 | Synthetic pumped | pumped | 0 | 0 | 0 | 0 | 0 | 0
7016 | Synthetic battery | battery | 0 | 0 | 0 | 0 | 0 | 0
7017 | Synthetic pumped | pumped | 0.37444 | 0 | 0 | 0.33699 | 0.0070207 | 0
7017 | Synthetic battery | battery | 0 | 0 | 0 | 0 | 0 | 0
7018 | Synthetic pumped | pumped | 9.6732 | 0 | 0.33699 | 9.0428 | 0.18839 | 0
7018 | Synthetic battery | battery | 0 | 0 | 0 | 0 | 0 | 0
7019 | Synthetic pumped | pumped | 11.925 | 0 | 9.0428 | 19.7753 | 0.41199 | 0
7019 | Synthetic battery | battery | 0 | 0 | 0 | 0 | 0 | 0
7020 | Synthetic pumped | pumped | 12 | 0 | 19.7753 | 30.5753 | 0.63699 | 0
7020 | Synthetic battery | battery | 1.7068 | 0 | 0 | 1.5736 | 0.078678 | 0
7021 | Synthetic pumped | pumped | 12 | 0 | 30.5753 | 41.3753 | 0.86199 | 0
7021 | Synthetic battery | battery | 2.6767 | 0 | 1.5736 | 4.0414 | 0.20207 | 0
7022 | Synthetic pumped | pumped | 7.3608 | 0 | 41.3753 | 48 | 1 | 0
7022 | Synthetic battery | battery | 6.1361 | 0 | 4.0414 | 9.6986 | 0.48493 | -8.8818e-16
7023 | Synthetic pumped | pumped | 0 | 0 | 48 | 48 | 1 | 0
7023 | Synthetic battery | battery | 6.8273 | 0 | 9.6986 | 15.9931 | 0.79965 | 0
7024 | Synthetic pumped | pumped | 0 | 0 | 48 | 48 | 1 | 0
7024 | Synthetic battery | battery | 0 | 0 | 15.9931 | 15.9931 | 0.79965 | 0
7025 | Synthetic pumped | pumped | 0 | 0 | 48 | 48 | 1 | 0
7025 | Synthetic battery | battery | 0 | 5.7296 | 15.9931 | 9.7785 | 0.48893 | 0
7026 | Synthetic pumped | pumped | 0 | 12 | 48 | 34.6667 | 0.72222 | 3.5527e-15
7026 | Synthetic battery | battery | 0 | 9.0153 | 9.7785 | 0 | 0 | 0
7027 | Synthetic pumped | pumped | 0 | 12 | 34.6667 | 21.3333 | 0.44444 | 0
7027 | Synthetic battery | battery | 0 | 0 | 0 | 0 | 0 | 0
7028 | Synthetic pumped | pumped | 0 | 12 | 21.3333 | 8 | 0.16667 | 0
7028 | Synthetic battery | battery | 0 | 0 | 0 | 0 | 0 | 0
7029 | Synthetic pumped | pumped | 0 | 7.2 | 8 | 0 | 0 | 0
7029 | Synthetic battery | battery | 0 | 0 | 0 | 0 | 0 | 0
7030 | Synthetic pumped | pumped | 0 | 0 | 0 | 0 | 0 | 0
7030 | Synthetic battery | battery | 0 | 0 | 0 | 0 | 0 | 0
7031 | Synthetic pumped | pumped | 0 | 0 | 0 | 0 | 0 | 0
7031 | Synthetic battery | battery | 0 | 0 | 0 | 0 | 0 | 0
7032 | Synthetic pumped | pumped | 0 | 0 | 0 | 0 | 0 | 0
7032 | Synthetic battery | battery | 0 | 0 | 0 | 0 | 0 | 0
7033 | Synthetic pumped | pumped | 0 | 0 | 0 | 0 | 0 | 0
7033 | Synthetic battery | battery | 0 | 0 | 0 | 0 | 0 | 0
7034 | Synthetic pumped | pumped | 0 | 0 | 0 | 0 | 0 | 0
7034 | Synthetic battery | battery | 0 | 0 | 0 | 0 | 0 | 0
7035 | Synthetic pumped | pumped | 0 | 0 | 0 | 0 | 0 | 0
7035 | Synthetic battery | battery | 0 | 0 | 0 | 0 | 0 | 0
7036 | Synthetic pumped | pumped | 0 | 0 | 0 | 0 | 0 | 0
7036 | Synthetic battery | battery | 0 | 0 | 0 | 0 | 0 | 0
7037 | Synthetic pumped | pumped | 0 | 0 | 0 | 0 | 0 | 0
7037 | Synthetic battery | battery | 0 | 0 | 0 | 0 | 0 | 0
7038 | Synthetic pumped | pumped | 0 | 0 | 0 | 0 | 0 | 0
7038 | Synthetic battery | battery | 0 | 0 | 0 | 0 | 0 | 0
7039 | Synthetic pumped | pumped | 0 | 0 | 0 | 0 | 0 | 0
7039 | Synthetic battery | battery | 0 | 0 | 0 | 0 | 0 | 0
7040 | Synthetic pumped | pumped | 0 | 0 | 0 | 0 | 0 | 0
7040 | Synthetic battery | battery | 0 | 0 | 0 | 0 | 0 | 0
7041 | Synthetic pumped | pumped | 7.4908 | 0 | 0 | 6.7417 | 0.14045 | 0
7041 | Synthetic battery | battery | 0 | 0 | 0 | 0 | 0 | 0
7042 | Synthetic pumped | pumped | 7.5954 | 0 | 6.7417 | 13.5776 | 0.28287 | -8.8818e-16
7042 | Synthetic battery | battery | 0 | 0 | 0 | 0 | 0 | 0
7043 | Synthetic pumped | pumped | 12 | 0 | 13.5776 | 24.3776 | 0.50787 | 0
7043 | Synthetic battery | battery | 6.3136 | 0 | 0 | 5.8208 | 0.29104 | 0
7044 | Synthetic pumped | pumped | 12 | 0 | 24.3776 | 35.1776 | 0.73287 | 0
7044 | Synthetic battery | battery | 6.5228 | 0 | 5.8208 | 11.8346 | 0.59173 | 0
7045 | Synthetic pumped | pumped | 12 | 0 | 35.1776 | 45.9776 | 0.95787 | 3.5527e-15
7045 | Synthetic battery | battery | 8.8567 | 0 | 11.8346 | 20 | 1 | 0
7046 | Synthetic pumped | pumped | 2.2471 | 0 | 45.9776 | 48 | 1 | 0
7046 | Synthetic battery | battery | 0 | 0 | 20 | 20 | 1 | 0
7047 | Synthetic pumped | pumped | 0 | 0 | 48 | 48 | 1 | 0
7047 | Synthetic battery | battery | 0 | 0 | 20 | 20 | 1 | 0
7048 | Synthetic pumped | pumped | 0 | 0 | 48 | 48 | 1 | 0
7048 | Synthetic battery | battery | 0 | 0 | 20 | 20 | 1 | 0
7049 | Synthetic pumped | pumped | 0 | 0 | 48 | 48 | 1 | 0
7049 | Synthetic battery | battery | 0 | 8.6678 | 20 | 10.5985 | 0.52992 | 0
7050 | Synthetic pumped | pumped | 0 | 12 | 48 | 34.6667 | 0.72222 | 3.5527e-15
7050 | Synthetic battery | battery | 0 | 9.7713 | 10.5985 | 0 | 0 | 0
7051 | Synthetic pumped | pumped | 0 | 12 | 34.6667 | 21.3333 | 0.44444 | 0
7051 | Synthetic battery | battery | 0 | 0 | 0 | 0 | 0 | 0
7052 | Synthetic pumped | pumped | 0 | 12 | 21.3333 | 8 | 0.16667 | 0
7052 | Synthetic battery | battery | 0 | 0 | 0 | 0 | 0 | 0
7053 | Synthetic pumped | pumped | 0 | 7.2 | 8 | 0 | 0 | 0
7053 | Synthetic battery | battery | 0 | 0 | 0 | 0 | 0 | 0
7054 | Synthetic pumped | pumped | 0 | 0 | 0 | 0 | 0 | 0
7054 | Synthetic battery | battery | 0 | 0 | 0 | 0 | 0 | 0
7055 | Synthetic pumped | pumped | 0 | 0 | 0 | 0 | 0 | 0
7055 | Synthetic battery | battery | 0 | 0 | 0 | 0 | 0 | 0
7056 | Synthetic pumped | pumped | 0 | 0 | 0 | 0 | 0 | 0
7056 | Synthetic battery | battery | 0 | 0 | 0 | 0 | 0 | 0
7057 | Synthetic pumped | pumped | 0 | 0 | 0 | 0 | 0 | 0
7057 | Synthetic battery | battery | 0 | 0 | 0 | 0 | 0 | 0
7058 | Synthetic pumped | pumped | 0 | 0 | 0 | 0 | 0 | 0
7058 | Synthetic battery | battery | 0 | 0 | 0 | 0 | 0 | 0
7059 | Synthetic pumped | pumped | 0 | 0 | 0 | 0 | 0 | 0
7059 | Synthetic battery | battery | 0 | 0 | 0 | 0 | 0 | 0
7060 | Synthetic pumped | pumped | 0 | 0 | 0 | 0 | 0 | 0
7060 | Synthetic battery | battery | 0 | 0 | 0 | 0 | 0 | 0
7061 | Synthetic pumped | pumped | 0 | 0 | 0 | 0 | 0 | 0
7061 | Synthetic battery | battery | 0 | 0 | 0 | 0 | 0 | 0
7062 | Synthetic pumped | pumped | 0 | 0 | 0 | 0 | 0 | 0
7062 | Synthetic battery | battery | 0 | 0 | 0 | 0 | 0 | 0
7063 | Synthetic pumped | pumped | 0 | 0 | 0 | 0 | 0 | 0
7063 | Synthetic battery | battery | 0 | 0 | 0 | 0 | 0 | 0
7064 | Synthetic pumped | pumped | 0 | 0 | 0 | 0 | 0 | 0
7064 | Synthetic battery | battery | 0 | 0 | 0 | 0 | 0 | 0
7065 | Synthetic pumped | pumped | 10.0986 | 0 | 0 | 9.0887 | 0.18935 | 0
7065 | Synthetic battery | battery | 0 | 0 | 0 | 0 | 0 | 0
7066 | Synthetic pumped | pumped | 12 | 0 | 9.0887 | 19.8887 | 0.41435 | 0
7066 | Synthetic battery | battery | 10 | 0 | 0 | 9.2195 | 0.46098 | 0
7067 | Synthetic pumped | pumped | 12 | 0 | 19.8887 | 30.6887 | 0.63935 | 0
7067 | Synthetic battery | battery | 10 | 0 | 9.2195 | 18.4391 | 0.92195 | 0
7068 | Synthetic pumped | pumped | 12 | 0 | 30.6887 | 41.4887 | 0.86435 | 3.5527e-15
7068 | Synthetic battery | battery | 1.693 | 0 | 18.4391 | 20 | 1 | 0
7069 | Synthetic pumped | pumped | 7.2348 | 0 | 41.4887 | 48 | 1 | 0
7069 | Synthetic battery | battery | 0 | 0 | 20 | 20 | 1 | 0
7070 | Synthetic pumped | pumped | 0 | 0 | 48 | 48 | 1 | 0
7070 | Synthetic battery | battery | 0 | 0 | 20 | 20 | 1 | 0
7071 | Synthetic pumped | pumped | 0 | 0 | 48 | 48 | 1 | 0
7071 | Synthetic battery | battery | 0 | 0 | 20 | 20 | 1 | 0
7072 | Synthetic pumped | pumped | 0 | 0 | 48 | 48 | 1 | 0
7072 | Synthetic battery | battery | 0 | 0 | 20 | 20 | 1 | 0
7073 | Synthetic pumped | pumped | 0 | 0 | 48 | 48 | 1 | 0
7073 | Synthetic battery | battery | 0 | 2.5023 | 20 | 17.2859 | 0.8643 | -1.7764e-15
7074 | Synthetic pumped | pumped | 0 | 12 | 48 | 34.6667 | 0.72222 | 3.5527e-15
7074 | Synthetic battery | battery | 0 | 10 | 17.2859 | 6.4394 | 0.32197 | 0
7075 | Synthetic pumped | pumped | 0 | 12 | 34.6667 | 21.3333 | 0.44444 | 0
7075 | Synthetic battery | battery | 0 | 5.9368 | 6.4394 | 0 | 0 | 0
7076 | Synthetic pumped | pumped | 0 | 12 | 21.3333 | 8 | 0.16667 | 0
7076 | Synthetic battery | battery | 0 | 0 | 0 | 0 | 0 | 0
7077 | Synthetic pumped | pumped | 0 | 7.2 | 8 | 0 | 0 | 0
7077 | Synthetic battery | battery | 0 | 0 | 0 | 0 | 0 | 0
7078 | Synthetic pumped | pumped | 0 | 0 | 0 | 0 | 0 | 0
7078 | Synthetic battery | battery | 0 | 0 | 0 | 0 | 0 | 0
7079 | Synthetic pumped | pumped | 0 | 0 | 0 | 0 | 0 | 0
7079 | Synthetic battery | battery | 0 | 0 | 0 | 0 | 0 | 0
7080 | Synthetic pumped | pumped | 0 | 0 | 0 | 0 | 0 | 0
7080 | Synthetic battery | battery | 0 | 0 | 0 | 0 | 0 | 0
7081 | Synthetic pumped | pumped | 0 | 0 | 0 | 0 | 0 | 0
7081 | Synthetic battery | battery | 0 | 0 | 0 | 0 | 0 | 0
7082 | Synthetic pumped | pumped | 0 | 0 | 0 | 0 | 0 | 0
7082 | Synthetic battery | battery | 0 | 0 | 0 | 0 | 0 | 0
7083 | Synthetic pumped | pumped | 0 | 0 | 0 | 0 | 0 | 0
7083 | Synthetic battery | battery | 0 | 0 | 0 | 0 | 0 | 0
7084 | Synthetic pumped | pumped | 0 | 0 | 0 | 0 | 0 | 0
7084 | Synthetic battery | battery | 0 | 0 | 0 | 0 | 0 | 0
7085 | Synthetic pumped | pumped | 0 | 0 | 0 | 0 | 0 | 0
7085 | Synthetic battery | battery | 0 | 0 | 0 | 0 | 0 | 0
7086 | Synthetic pumped | pumped | 0 | 0 | 0 | 0 | 0 | 0
7086 | Synthetic battery | battery | 0 | 0 | 0 | 0 | 0 | 0
7087 | Synthetic pumped | pumped | 0 | 0 | 0 | 0 | 0 | 0
7087 | Synthetic battery | battery | 0 | 0 | 0 | 0 | 0 | 0
7088 | Synthetic pumped | pumped | 0 | 0 | 0 | 0 | 0 | 0
7088 | Synthetic battery | battery | 0 | 0 | 0 | 0 | 0 | 0
7089 | Synthetic pumped | pumped | 3.1189 | 0 | 0 | 2.807 | 0.058479 | 0
7089 | Synthetic battery | battery | 0 | 0 | 0 | 0 | 0 | 0
7090 | Synthetic pumped | pumped | 5.498 | 0 | 2.807 | 7.7552 | 0.16157 | 0
7090 | Synthetic battery | battery | 0 | 0 | 0 | 0 | 0 | 0
7091 | Synthetic pumped | pumped | 12 | 0 | 7.7552 | 18.5552 | 0.38657 | 0
7091 | Synthetic battery | battery | 4.7663 | 0 | 0 | 4.3943 | 0.21972 | 0
7092 | Synthetic pumped | pumped | 12 | 0 | 18.5552 | 29.3552 | 0.61157 | 0
7092 | Synthetic battery | battery | 5.141 | 0 | 4.3943 | 9.1341 | 0.4567 | -8.8818e-16
7093 | Synthetic pumped | pumped | 12 | 0 | 29.3552 | 40.1552 | 0.83657 | 0
7093 | Synthetic battery | battery | 3.356 | 0 | 9.1341 | 12.2281 | 0.61141 | 4.4409e-16
7094 | Synthetic pumped | pumped | 8.7165 | 0 | 40.1552 | 48 | 1 | 0
7094 | Synthetic battery | battery | 1.4397 | 0 | 12.2281 | 13.5554 | 0.67777 | 4.4409e-16
7095 | Synthetic pumped | pumped | 0 | 0 | 48 | 48 | 1 | 0
7095 | Synthetic battery | battery | 3.3815 | 0 | 13.5554 | 16.6731 | 0.83365 | 4.4409e-16
7096 | Synthetic pumped | pumped | 0 | 0 | 48 | 48 | 1 | 0
7096 | Synthetic battery | battery | 0 | 0 | 16.6731 | 16.6731 | 0.83365 | 0
7097 | Synthetic pumped | pumped | 0 | 0 | 48 | 48 | 1 | 0
7097 | Synthetic battery | battery | 0 | 2.0751 | 16.6731 | 14.4223 | 0.72111 | -4.4409e-16
7098 | Synthetic pumped | pumped | 0 | 4.5767 | 48 | 42.9148 | 0.89406 | 8.8818e-16
7098 | Synthetic battery | battery | 0 | 10 | 14.4223 | 3.5757 | 0.17879 | 0
7099 | Synthetic pumped | pumped | 0 | 12 | 42.9148 | 29.5815 | 0.61628 | 0
7099 | Synthetic battery | battery | 0 | 3.2967 | 3.5757 | 0 | 0 | 0
7100 | Synthetic pumped | pumped | 0 | 12 | 29.5815 | 16.2482 | 0.3385 | 0
7100 | Synthetic battery | battery | 0 | 0 | 0 | 0 | 0 | 0
7101 | Synthetic pumped | pumped | 0 | 12 | 16.2482 | 2.9148 | 0.060725 | 0
7101 | Synthetic battery | battery | 0 | 0 | 0 | 0 | 0 | 0
7102 | Synthetic pumped | pumped | 0 | 2.6233 | 2.9148 | -4.4409e-16 | -9.2519e-18 | 0
7102 | Synthetic battery | battery | 0 | 0 | 0 | 0 | 0 | 0
7103 | Synthetic pumped | pumped | 0 | -3.9968e-16 | -4.4409e-16 | 0 | 0 | 0
7103 | Synthetic battery | battery | 0 | 0 | 0 | 0 | 0 | 0
7104 | Synthetic pumped | pumped | 0 | 0 | 0 | 0 | 0 | 0
7104 | Synthetic battery | battery | 0 | 0 | 0 | 0 | 0 | 0
7105 | Synthetic pumped | pumped | 0 | 0 | 0 | 0 | 0 | 0
7105 | Synthetic battery | battery | 0 | 0 | 0 | 0 | 0 | 0
7106 | Synthetic pumped | pumped | 0 | 0 | 0 | 0 | 0 | 0
7106 | Synthetic battery | battery | 0 | 0 | 0 | 0 | 0 | 0
7107 | Synthetic pumped | pumped | 0 | 0 | 0 | 0 | 0 | 0
7107 | Synthetic battery | battery | 0 | 0 | 0 | 0 | 0 | 0
7108 | Synthetic pumped | pumped | 0 | 0 | 0 | 0 | 0 | 0
7108 | Synthetic battery | battery | 0 | 0 | 0 | 0 | 0 | 0
7109 | Synthetic pumped | pumped | 0 | 0 | 0 | 0 | 0 | 0
7109 | Synthetic battery | battery | 0 | 0 | 0 | 0 | 0 | 0
7110 | Synthetic pumped | pumped | 0 | 0 | 0 | 0 | 0 | 0
7110 | Synthetic battery | battery | 0 | 0 | 0 | 0 | 0 | 0
7111 | Synthetic pumped | pumped | 0 | 0 | 0 | 0 | 0 | 0
7111 | Synthetic battery | battery | 0 | 0 | 0 | 0 | 0 | 0
7112 | Synthetic pumped | pumped | 0 | 0 | 0 | 0 | 0 | 0
7112 | Synthetic battery | battery | 0 | 0 | 0 | 0 | 0 | 0
7113 | Synthetic pumped | pumped | 1.5748 | 0 | 0 | 1.4173 | 0.029527 | 0
7113 | Synthetic battery | battery | 0 | 0 | 0 | 0 | 0 | 0
7114 | Synthetic pumped | pumped | 5.1089 | 0 | 1.4173 | 6.0154 | 0.12532 | 0
7114 | Synthetic battery | battery | 0 | 0 | 0 | 0 | 0 | 0
7115 | Synthetic pumped | pumped | 12 | 0 | 6.0154 | 16.8154 | 0.35032 | 1.7764e-15
7115 | Synthetic battery | battery | 1.6092 | 0 | 0 | 1.4836 | 0.074179 | 0
7116 | Synthetic pumped | pumped | 12 | 0 | 16.8154 | 27.6154 | 0.57532 | 0
7116 | Synthetic battery | battery | 5.7355 | 0 | 1.4836 | 6.7714 | 0.33857 | 0
7117 | Synthetic pumped | pumped | 12 | 0 | 27.6154 | 38.4154 | 0.80032 | 0
7117 | Synthetic battery | battery | 6.2685 | 0 | 6.7714 | 12.5507 | 0.62754 | 8.8818e-16
7118 | Synthetic pumped | pumped | 10.6496 | 0 | 38.4154 | 48 | 1 | 0
7118 | Synthetic battery | battery | 5.5829 | 0 | 12.5507 | 17.6979 | 0.88489 | -8.8818e-16
7119 | Synthetic pumped | pumped | 0 | 0 | 48 | 48 | 1 | 0
7119 | Synthetic battery | battery | 2.497 | 0 | 17.6979 | 20 | 1 | 0
7120 | Synthetic pumped | pumped | 0 | 0 | 48 | 48 | 1 | 0
7120 | Synthetic battery | battery | 0 | 0 | 20 | 20 | 1 | 0
7121 | Synthetic pumped | pumped | 0 | 0 | 48 | 48 | 1 | 0
7121 | Synthetic battery | battery | 0 | 9.9905 | 20 | 9.1638 | 0.45819 | 0
7122 | Synthetic pumped | pumped | 0 | 12 | 48 | 34.6667 | 0.72222 | 3.5527e-15
7122 | Synthetic battery | battery | 0 | 8.4486 | 9.1638 | 0 | 0 | 0
7123 | Synthetic pumped | pumped | 0 | 12 | 34.6667 | 21.3333 | 0.44444 | 0
7123 | Synthetic battery | battery | 0 | 0 | 0 | 0 | 0 | 0
7124 | Synthetic pumped | pumped | 0 | 12 | 21.3333 | 8 | 0.16667 | 0
7124 | Synthetic battery | battery | 0 | 0 | 0 | 0 | 0 | 0
7125 | Synthetic pumped | pumped | 0 | 7.2 | 8 | 0 | 0 | 0
7125 | Synthetic battery | battery | 0 | 0 | 0 | 0 | 0 | 0
7126 | Synthetic pumped | pumped | 0 | 0 | 0 | 0 | 0 | 0
7126 | Synthetic battery | battery | 0 | 0 | 0 | 0 | 0 | 0
7127 | Synthetic pumped | pumped | 0 | 0 | 0 | 0 | 0 | 0
7127 | Synthetic battery | battery | 0 | 0 | 0 | 0 | 0 | 0
7128 | Synthetic pumped | pumped | 0 | 0 | 0 | 0 | 0 | 0
7128 | Synthetic battery | battery | 0 | 0 | 0 | 0 | 0 | 0
7129 | Synthetic pumped | pumped | 0 | 0 | 0 | 0 | 0 | 0
7129 | Synthetic battery | battery | 0 | 0 | 0 | 0 | 0 | 0
7130 | Synthetic pumped | pumped | 0 | 0 | 0 | 0 | 0 | 0
7130 | Synthetic battery | battery | 0 | 0 | 0 | 0 | 0 | 0
7131 | Synthetic pumped | pumped | 0 | 0 | 0 | 0 | 0 | 0
7131 | Synthetic battery | battery | 0 | 0 | 0 | 0 | 0 | 0
7132 | Synthetic pumped | pumped | 0 | 0 | 0 | 0 | 0 | 0
7132 | Synthetic battery | battery | 0 | 0 | 0 | 0 | 0 | 0
7133 | Synthetic pumped | pumped | 0 | 0 | 0 | 0 | 0 | 0
7133 | Synthetic battery | battery | 0 | 0 | 0 | 0 | 0 | 0
7134 | Synthetic pumped | pumped | 0 | 0 | 0 | 0 | 0 | 0
7134 | Synthetic battery | battery | 0 | 0 | 0 | 0 | 0 | 0
7135 | Synthetic pumped | pumped | 0 | 0 | 0 | 0 | 0 | 0
7135 | Synthetic battery | battery | 0 | 0 | 0 | 0 | 0 | 0
7136 | Synthetic pumped | pumped | 0 | 0 | 0 | 0 | 0 | 0
7136 | Synthetic battery | battery | 0 | 0 | 0 | 0 | 0 | 0
7137 | Synthetic pumped | pumped | 7.4773 | 0 | 0 | 6.7295 | 0.1402 | 0
7137 | Synthetic battery | battery | 0 | 0 | 0 | 0 | 0 | 0
7138 | Synthetic pumped | pumped | 12 | 0 | 6.7295 | 17.5295 | 0.3652 | 0
7138 | Synthetic battery | battery | 10 | 0 | 0 | 9.2195 | 0.46098 | 0
7139 | Synthetic pumped | pumped | 12 | 0 | 17.5295 | 28.3295 | 0.5902 | 0
7139 | Synthetic battery | battery | 9.4477 | 0 | 9.2195 | 17.9299 | 0.89649 | 0
7140 | Synthetic pumped | pumped | 12 | 0 | 28.3295 | 39.1295 | 0.8152 | 3.5527e-15
7140 | Synthetic battery | battery | 2.2453 | 0 | 17.9299 | 20 | 1 | 0
7141 | Synthetic pumped | pumped | 9.8561 | 0 | 39.1295 | 48 | 1 | 0
7141 | Synthetic battery | battery | 0 | 0 | 20 | 20 | 1 | 0
7142 | Synthetic pumped | pumped | 0 | 0 | 48 | 48 | 1 | 0
7142 | Synthetic battery | battery | 0 | 0 | 20 | 20 | 1 | 0
7143 | Synthetic pumped | pumped | 0 | 0 | 48 | 48 | 1 | 0
7143 | Synthetic battery | battery | 0 | 0 | 20 | 20 | 1 | 0
7144 | Synthetic pumped | pumped | 0 | 0 | 48 | 48 | 1 | 0
7144 | Synthetic battery | battery | 0 | 0 | 20 | 20 | 1 | 0
7145 | Synthetic pumped | pumped | 0 | 0 | 48 | 48 | 1 | 0
7145 | Synthetic battery | battery | 0 | 4.5887 | 20 | 15.0228 | 0.75114 | 8.8818e-16
7146 | Synthetic pumped | pumped | 0 | 11.8445 | 48 | 34.8394 | 0.72582 | 3.5527e-15
7146 | Synthetic battery | battery | 0 | 10 | 15.0228 | 4.1763 | 0.20881 | 0
7147 | Synthetic pumped | pumped | 0 | 12 | 34.8394 | 21.5061 | 0.44804 | 0
7147 | Synthetic battery | battery | 0 | 3.8504 | 4.1763 | 0 | 0 | 0
7148 | Synthetic pumped | pumped | 0 | 12 | 21.5061 | 8.1728 | 0.17027 | 0
7148 | Synthetic battery | battery | 0 | 0 | 0 | 0 | 0 | 0
7149 | Synthetic pumped | pumped | 0 | 7.3555 | 8.1728 | 0 | 0 | 0
7149 | Synthetic battery | battery | 0 | 0 | 0 | 0 | 0 | 0
7150 | Synthetic pumped | pumped | 0 | 0 | 0 | 0 | 0 | 0
7150 | Synthetic battery | battery | 0 | 0 | 0 | 0 | 0 | 0
7151 | Synthetic pumped | pumped | 0 | 0 | 0 | 0 | 0 | 0
7151 | Synthetic battery | battery | 0 | 0 | 0 | 0 | 0 | 0
7152 | Synthetic pumped | pumped | 0 | 0 | 0 | 0 | 0 | 0
7152 | Synthetic battery | battery | 0 | 0 | 0 | 0 | 0 | 0
7153 | Synthetic pumped | pumped | 0 | 0 | 0 | 0 | 0 | 0
7153 | Synthetic battery | battery | 0 | 0 | 0 | 0 | 0 | 0
7154 | Synthetic pumped | pumped | 0 | 0 | 0 | 0 | 0 | 0
7154 | Synthetic battery | battery | 0 | 0 | 0 | 0 | 0 | 0
7155 | Synthetic pumped | pumped | 0 | 0 | 0 | 0 | 0 | 0
7155 | Synthetic battery | battery | 0 | 0 | 0 | 0 | 0 | 0
7156 | Synthetic pumped | pumped | 0 | 0 | 0 | 0 | 0 | 0
7156 | Synthetic battery | battery | 0 | 0 | 0 | 0 | 0 | 0
7157 | Synthetic pumped | pumped | 0 | 0 | 0 | 0 | 0 | 0
7157 | Synthetic battery | battery | 0 | 0 | 0 | 0 | 0 | 0
7158 | Synthetic pumped | pumped | 0 | 0 | 0 | 0 | 0 | 0
7158 | Synthetic battery | battery | 0 | 0 | 0 | 0 | 0 | 0
7159 | Synthetic pumped | pumped | 0 | 0 | 0 | 0 | 0 | 0
7159 | Synthetic battery | battery | 0 | 0 | 0 | 0 | 0 | 0
7160 | Synthetic pumped | pumped | 0 | 0 | 0 | 0 | 0 | 0
7160 | Synthetic battery | battery | 0 | 0 | 0 | 0 | 0 | 0
7161 | Synthetic pumped | pumped | 6.3693 | 0 | 0 | 5.7324 | 0.11942 | 0
7161 | Synthetic battery | battery | 0 | 0 | 0 | 0 | 0 | 0
7162 | Synthetic pumped | pumped | 9.2127 | 0 | 5.7324 | 14.0238 | 0.29216 | 0
7162 | Synthetic battery | battery | 0 | 0 | 0 | 0 | 0 | 0
7163 | Synthetic pumped | pumped | 12 | 0 | 14.0238 | 24.8238 | 0.51716 | 1.7764e-15
7163 | Synthetic battery | battery | 4.6307 | 0 | 0 | 4.2693 | 0.21347 | 0
7164 | Synthetic pumped | pumped | 12 | 0 | 24.8238 | 35.6238 | 0.74216 | 3.5527e-15
7164 | Synthetic battery | battery | 7.946 | 0 | 4.2693 | 11.5952 | 0.57976 | 0
7165 | Synthetic pumped | pumped | 12 | 0 | 35.6238 | 46.4238 | 0.96716 | -3.5527e-15
7165 | Synthetic battery | battery | 7.6217 | 0 | 11.5952 | 18.622 | 0.9311 | -1.7764e-15
7166 | Synthetic pumped | pumped | 1.7513 | 0 | 46.4238 | 48 | 1 | 0
7166 | Synthetic battery | battery | 1.4946 | 0 | 18.622 | 20 | 1 | 0
7167 | Synthetic pumped | pumped | 0 | 0 | 48 | 48 | 1 | 0
7167 | Synthetic battery | battery | 0 | 0 | 20 | 20 | 1 | 0
7168 | Synthetic pumped | pumped | 0 | 0 | 48 | 48 | 1 | 0
7168 | Synthetic battery | battery | 0 | 0 | 20 | 20 | 1 | 0
7169 | Synthetic pumped | pumped | 0 | 0 | 48 | 48 | 1 | 0
7169 | Synthetic battery | battery | 0 | 5.346 | 20 | 14.2015 | 0.71007 | -8.8818e-16
7170 | Synthetic pumped | pumped | 0 | 12 | 48 | 34.6667 | 0.72222 | 3.5527e-15
7170 | Synthetic battery | battery | 0 | 10 | 14.2015 | 3.355 | 0.16775 | 0
7171 | Synthetic pumped | pumped | 0 | 12 | 34.6667 | 21.3333 | 0.44444 | 0
7171 | Synthetic battery | battery | 0 | 3.0931 | 3.355 | 0 | 0 | 0
7172 | Synthetic pumped | pumped | 0 | 12 | 21.3333 | 8 | 0.16667 | 0
7172 | Synthetic battery | battery | 0 | 0 | 0 | 0 | 0 | 0
7173 | Synthetic pumped | pumped | 0 | 7.2 | 8 | 0 | 0 | 0
7173 | Synthetic battery | battery | 0 | 0 | 0 | 0 | 0 | 0
7174 | Synthetic pumped | pumped | 0 | 0 | 0 | 0 | 0 | 0
7174 | Synthetic battery | battery | 0 | 0 | 0 | 0 | 0 | 0
7175 | Synthetic pumped | pumped | 0 | 0 | 0 | 0 | 0 | 0
7175 | Synthetic battery | battery | 0 | 0 | 0 | 0 | 0 | 0
7176 | Synthetic pumped | pumped | 0 | 0 | 0 | 0 | 0 | 0
7176 | Synthetic battery | battery | 0 | 0 | 0 | 0 | 0 | 0
7177 | Synthetic pumped | pumped | 0 | 0 | 0 | 0 | 0 | 0
7177 | Synthetic battery | battery | 0 | 0 | 0 | 0 | 0 | 0
7178 | Synthetic pumped | pumped | 0 | 0 | 0 | 0 | 0 | 0
7178 | Synthetic battery | battery | 0 | 0 | 0 | 0 | 0 | 0
7179 | Synthetic pumped | pumped | 0 | 0 | 0 | 0 | 0 | 0
7179 | Synthetic battery | battery | 0 | 0 | 0 | 0 | 0 | 0
7180 | Synthetic pumped | pumped | 0 | 0 | 0 | 0 | 0 | 0
7180 | Synthetic battery | battery | 0 | 0 | 0 | 0 | 0 | 0
7181 | Synthetic pumped | pumped | 0 | 0 | 0 | 0 | 0 | 0
7181 | Synthetic battery | battery | 0 | 0 | 0 | 0 | 0 | 0
7182 | Synthetic pumped | pumped | 0 | 0 | 0 | 0 | 0 | 0
7182 | Synthetic battery | battery | 0 | 0 | 0 | 0 | 0 | 0
7183 | Synthetic pumped | pumped | 0 | 0 | 0 | 0 | 0 | 0
7183 | Synthetic battery | battery | 0 | 0 | 0 | 0 | 0 | 0
7184 | Synthetic pumped | pumped | 0 | 0 | 0 | 0 | 0 | 0
7184 | Synthetic battery | battery | 0 | 0 | 0 | 0 | 0 | 0
7185 | Synthetic pumped | pumped | 8.9619 | 0 | 0 | 8.0657 | 0.16804 | 0
7185 | Synthetic battery | battery | 0 | 0 | 0 | 0 | 0 | 0
7186 | Synthetic pumped | pumped | 12 | 0 | 8.0657 | 18.8657 | 0.39304 | -1.7764e-15
7186 | Synthetic battery | battery | 2.6339 | 0 | 0 | 2.4284 | 0.12142 | 0
7187 | Synthetic pumped | pumped | 12 | 0 | 18.8657 | 29.6657 | 0.61804 | 0
7187 | Synthetic battery | battery | 10 | 0 | 2.4284 | 11.6479 | 0.5824 | 0
7188 | Synthetic pumped | pumped | 12 | 0 | 29.6657 | 40.4657 | 0.84304 | 0
7188 | Synthetic battery | battery | 9.0591 | 0 | 11.6479 | 20 | 1 | 0
7189 | Synthetic pumped | pumped | 8.3715 | 0 | 40.4657 | 48 | 1 | -8.8818e-16
7189 | Synthetic battery | battery | 0 | 0 | 20 | 20 | 1 | 0
7190 | Synthetic pumped | pumped | 0 | 0 | 48 | 48 | 1 | 0
7190 | Synthetic battery | battery | 0 | 0 | 20 | 20 | 1 | 0
7191 | Synthetic pumped | pumped | 0 | 0 | 48 | 48 | 1 | 0
7191 | Synthetic battery | battery | 0 | 0 | 20 | 20 | 1 | 0
7192 | Synthetic pumped | pumped | 0 | 0 | 48 | 48 | 1 | 0
7192 | Synthetic battery | battery | 0 | 0 | 20 | 20 | 1 | 0
7193 | Synthetic pumped | pumped | 0 | 0 | 48 | 48 | 1 | 0
7193 | Synthetic battery | battery | 0 | 3.3409 | 20 | 16.3763 | 0.81881 | 8.8818e-16
7194 | Synthetic pumped | pumped | 0 | 8.4049 | 48 | 38.6613 | 0.80544 | -1.7764e-15
7194 | Synthetic battery | battery | 0 | 10 | 16.3763 | 5.5298 | 0.27649 | 0
7195 | Synthetic pumped | pumped | 0 | 12 | 38.6613 | 25.3279 | 0.52767 | 0
7195 | Synthetic battery | battery | 0 | 5.0982 | 5.5298 | 0 | 0 | 0
7196 | Synthetic pumped | pumped | 0 | 12 | 25.3279 | 11.9946 | 0.24989 | 0
7196 | Synthetic battery | battery | 0 | 0 | 0 | 0 | 0 | 0
7197 | Synthetic pumped | pumped | 0 | 10.7951 | 11.9946 | 0 | 0 | 0
7197 | Synthetic battery | battery | 0 | 0 | 0 | 0 | 0 | 0
7198 | Synthetic pumped | pumped | 0 | 0 | 0 | 0 | 0 | 0
7198 | Synthetic battery | battery | 0 | 0 | 0 | 0 | 0 | 0
7199 | Synthetic pumped | pumped | 0 | 0 | 0 | 0 | 0 | 0
7199 | Synthetic battery | battery | 0 | 0 | 0 | 0 | 0 | 0
7200 | Synthetic pumped | pumped | 0 | 0 | 0 | 0 | 0 | 0
7200 | Synthetic battery | battery | 0 | 0 | 0 | 0 | 0 | 0
7201 | Synthetic pumped | pumped | 0 | 0 | 0 | 0 | 0 | 0
7201 | Synthetic battery | battery | 0 | 0 | 0 | 0 | 0 | 0
7202 | Synthetic pumped | pumped | 0 | 0 | 0 | 0 | 0 | 0
7202 | Synthetic battery | battery | 0 | 0 | 0 | 0 | 0 | 0
7203 | Synthetic pumped | pumped | 0 | 0 | 0 | 0 | 0 | 0
7203 | Synthetic battery | battery | 0 | 0 | 0 | 0 | 0 | 0
7204 | Synthetic pumped | pumped | 0 | 0 | 0 | 0 | 0 | 0
7204 | Synthetic battery | battery | 0 | 0 | 0 | 0 | 0 | 0
7205 | Synthetic pumped | pumped | 0 | 0 | 0 | 0 | 0 | 0
7205 | Synthetic battery | battery | 0 | 0 | 0 | 0 | 0 | 0
7206 | Synthetic pumped | pumped | 0 | 0 | 0 | 0 | 0 | 0
7206 | Synthetic battery | battery | 0 | 0 | 0 | 0 | 0 | 0
7207 | Synthetic pumped | pumped | 0 | 0 | 0 | 0 | 0 | 0
7207 | Synthetic battery | battery | 0 | 0 | 0 | 0 | 0 | 0
7208 | Synthetic pumped | pumped | 0.44748 | 0 | 0 | 0.40273 | 0.0083902 | 0
7208 | Synthetic battery | battery | 0 | 0 | 0 | 0 | 0 | 0
7209 | Synthetic pumped | pumped | 5.7366 | 0 | 0.40273 | 5.5657 | 0.11595 | 0
7209 | Synthetic battery | battery | 0 | 0 | 0 | 0 | 0 | 0
7210 | Synthetic pumped | pumped | 12 | 0 | 5.5657 | 16.3657 | 0.34095 | 1.7764e-15
7210 | Synthetic battery | battery | 0.73455 | 0 | 0 | 0.67722 | 0.033861 | 0
7211 | Synthetic pumped | pumped | 12 | 0 | 16.3657 | 27.1657 | 0.56595 | 0
7211 | Synthetic battery | battery | 9.9645 | 0 | 0.67722 | 9.864 | 0.4932 | 0
7212 | Synthetic pumped | pumped | 12 | 0 | 27.1657 | 37.9657 | 0.79095 | 0
7212 | Synthetic battery | battery | 9.6825 | 0 | 9.864 | 18.7909 | 0.93954 | 0
7213 | Synthetic pumped | pumped | 11.1492 | 0 | 37.9657 | 48 | 1 | 0
7213 | Synthetic battery | battery | 1.3115 | 0 | 18.7909 | 20 | 1 | 0
7214 | Synthetic pumped | pumped | 0 | 0 | 48 | 48 | 1 | 0
7214 | Synthetic battery | battery | 0 | 0 | 20 | 20 | 1 | 0
7215 | Synthetic pumped | pumped | 0 | 0 | 48 | 48 | 1 | 0
7215 | Synthetic battery | battery | 0 | 0 | 20 | 20 | 1 | 0
7216 | Synthetic pumped | pumped | 0 | 0 | 48 | 48 | 1 | 0
7216 | Synthetic battery | battery | 0 | 0 | 20 | 20 | 1 | 0
7217 | Synthetic pumped | pumped | 0 | 0 | 48 | 48 | 1 | 0
7217 | Synthetic battery | battery | 0 | 0.82485 | 20 | 19.1053 | 0.95527 | -4.4409e-16
7218 | Synthetic pumped | pumped | 0 | 6.8001 | 48 | 40.4443 | 0.84259 | 8.8818e-16
7218 | Synthetic battery | battery | 0 | 10 | 19.1053 | 8.2588 | 0.41294 | 0
7219 | Synthetic pumped | pumped | 0 | 11.2555 | 40.4443 | 27.9382 | 0.58205 | 0
7219 | Synthetic battery | battery | 0 | 7.6142 | 8.2588 | 0 | 0 | 0
7220 | Synthetic pumped | pumped | 0 | 12 | 27.9382 | 14.6049 | 0.30427 | 0
7220 | Synthetic battery | battery | 0 | 0 | 0 | 0 | 0 | 0
7221 | Synthetic pumped | pumped | 0 | 12 | 14.6049 | 1.2715 | 0.02649 | 0
7221 | Synthetic battery | battery | 0 | 0 | 0 | 0 | 0 | 0
7222 | Synthetic pumped | pumped | 0 | 1.1444 | 1.2715 | 0 | 0 | 0
7222 | Synthetic battery | battery | 0 | 0 | 0 | 0 | 0 | 0
7223 | Synthetic pumped | pumped | 0 | 0 | 0 | 0 | 0 | 0
7223 | Synthetic battery | battery | 0 | 0 | 0 | 0 | 0 | 0
7224 | Synthetic pumped | pumped | 0 | 0 | 0 | 0 | 0 | 0
7224 | Synthetic battery | battery | 0 | 0 | 0 | 0 | 0 | 0
7225 | Synthetic pumped | pumped | 0 | 0 | 0 | 0 | 0 | 0
7225 | Synthetic battery | battery | 0 | 0 | 0 | 0 | 0 | 0
7226 | Synthetic pumped | pumped | 0 | 0 | 0 | 0 | 0 | 0
7226 | Synthetic battery | battery | 0 | 0 | 0 | 0 | 0 | 0
7227 | Synthetic pumped | pumped | 0 | 0 | 0 | 0 | 0 | 0
7227 | Synthetic battery | battery | 0 | 0 | 0 | 0 | 0 | 0
7228 | Synthetic pumped | pumped | 0 | 0 | 0 | 0 | 0 | 0
7228 | Synthetic battery | battery | 0 | 0 | 0 | 0 | 0 | 0
7229 | Synthetic pumped | pumped | 0 | 0 | 0 | 0 | 0 | 0
7229 | Synthetic battery | battery | 0 | 0 | 0 | 0 | 0 | 0
7230 | Synthetic pumped | pumped | 0 | 0 | 0 | 0 | 0 | 0
7230 | Synthetic battery | battery | 0 | 0 | 0 | 0 | 0 | 0
7231 | Synthetic pumped | pumped | 0 | 0 | 0 | 0 | 0 | 0
7231 | Synthetic battery | battery | 0 | 0 | 0 | 0 | 0 | 0
7232 | Synthetic pumped | pumped | 0 | 0 | 0 | 0 | 0 | 0
7232 | Synthetic battery | battery | 0 | 0 | 0 | 0 | 0 | 0
7233 | Synthetic pumped | pumped | 0 | 0 | 0 | 0 | 0 | 0
7233 | Synthetic battery | battery | 0 | 0 | 0 | 0 | 0 | 0
7234 | Synthetic pumped | pumped | 12 | 0 | 0 | 10.8 | 0.225 | 0
7234 | Synthetic battery | battery | 3.1485 | 0 | 0 | 2.9028 | 0.14514 | 0
7235 | Synthetic pumped | pumped | 12 | 0 | 10.8 | 21.6 | 0.45 | 0
7235 | Synthetic battery | battery | 2.356 | 0 | 2.9028 | 5.075 | 0.25375 | 0
7236 | Synthetic pumped | pumped | 12 | 0 | 21.6 | 32.4 | 0.675 | 3.5527e-15
7236 | Synthetic battery | battery | 5.8617 | 0 | 5.075 | 10.4791 | 0.52396 | 0
7237 | Synthetic pumped | pumped | 12 | 0 | 32.4 | 43.2 | 0.9 | -3.5527e-15
7237 | Synthetic battery | battery | 3.5308 | 0 | 10.4791 | 13.7344 | 0.68672 | 0
7238 | Synthetic pumped | pumped | 5.3333 | 0 | 43.2 | 48 | 1 | 0
7238 | Synthetic battery | battery | 2.2878 | 0 | 13.7344 | 15.8437 | 0.79218 | -4.4409e-16
7239 | Synthetic pumped | pumped | 0 | 0 | 48 | 48 | 1 | 0
7239 | Synthetic battery | battery | 4.5082 | 0 | 15.8437 | 20 | 1 | 0
7240 | Synthetic pumped | pumped | 0 | 0 | 48 | 48 | 1 | 0
7240 | Synthetic battery | battery | 0 | 0 | 20 | 20 | 1 | 0
7241 | Synthetic pumped | pumped | 0 | 0 | 48 | 48 | 1 | 0
7241 | Synthetic battery | battery | 0 | 6.549 | 20 | 12.8966 | 0.64483 | 0
7242 | Synthetic pumped | pumped | 0 | 12 | 48 | 34.6667 | 0.72222 | 3.5527e-15
7242 | Synthetic battery | battery | 0 | 10 | 12.8966 | 2.0501 | 0.10251 | 0
7243 | Synthetic pumped | pumped | 0 | 12 | 34.6667 | 21.3333 | 0.44444 | 0
7243 | Synthetic battery | battery | 0 | 1.8901 | 2.0501 | 0 | 0 | 0
7244 | Synthetic pumped | pumped | 0 | 12 | 21.3333 | 8 | 0.16667 | 0
7244 | Synthetic battery | battery | 0 | 0 | 0 | 0 | 0 | 0
7245 | Synthetic pumped | pumped | 0 | 7.2 | 8 | 0 | 0 | 0
7245 | Synthetic battery | battery | 0 | 0 | 0 | 0 | 0 | 0
7246 | Synthetic pumped | pumped | 0 | 0 | 0 | 0 | 0 | 0
7246 | Synthetic battery | battery | 0 | 0 | 0 | 0 | 0 | 0
7247 | Synthetic pumped | pumped | 0 | 0 | 0 | 0 | 0 | 0
7247 | Synthetic battery | battery | 0 | 0 | 0 | 0 | 0 | 0
7248 | Synthetic pumped | pumped | 0 | 0 | 0 | 0 | 0 | 0
7248 | Synthetic battery | battery | 0 | 0 | 0 | 0 | 0 | 0
7249 | Synthetic pumped | pumped | 0 | 0 | 0 | 0 | 0 | 0
7249 | Synthetic battery | battery | 0 | 0 | 0 | 0 | 0 | 0
7250 | Synthetic pumped | pumped | 0 | 0 | 0 | 0 | 0 | 0
7250 | Synthetic battery | battery | 0 | 0 | 0 | 0 | 0 | 0
7251 | Synthetic pumped | pumped | 0 | 0 | 0 | 0 | 0 | 0
7251 | Synthetic battery | battery | 0 | 0 | 0 | 0 | 0 | 0
7252 | Synthetic pumped | pumped | 0 | 0 | 0 | 0 | 0 | 0
7252 | Synthetic battery | battery | 0 | 0 | 0 | 0 | 0 | 0
7253 | Synthetic pumped | pumped | 0 | 0 | 0 | 0 | 0 | 0
7253 | Synthetic battery | battery | 0 | 0 | 0 | 0 | 0 | 0
7254 | Synthetic pumped | pumped | 0 | 0 | 0 | 0 | 0 | 0
7254 | Synthetic battery | battery | 0 | 0 | 0 | 0 | 0 | 0
7255 | Synthetic pumped | pumped | 0 | 0 | 0 | 0 | 0 | 0
7255 | Synthetic battery | battery | 0 | 0 | 0 | 0 | 0 | 0
7256 | Synthetic pumped | pumped | 0 | 0 | 0 | 0 | 0 | 0
7256 | Synthetic battery | battery | 0 | 0 | 0 | 0 | 0 | 0
7257 | Synthetic pumped | pumped | 2.9564 | 0 | 0 | 2.6607 | 0.055432 | 0
7257 | Synthetic battery | battery | 0 | 0 | 0 | 0 | 0 | 0
7258 | Synthetic pumped | pumped | 6.0874 | 0 | 2.6607 | 8.1394 | 0.16957 | -8.8818e-16
7258 | Synthetic battery | battery | 0 | 0 | 0 | 0 | 0 | 0
7259 | Synthetic pumped | pumped | 12 | 0 | 8.1394 | 18.9394 | 0.39457 | 0
7259 | Synthetic battery | battery | 2.9785 | 0 | 0 | 2.746 | 0.1373 | 0
7260 | Synthetic pumped | pumped | 12 | 0 | 18.9394 | 29.7394 | 0.61957 | 0
7260 | Synthetic battery | battery | 3.8911 | 0 | 2.746 | 6.3335 | 0.31667 | 4.4409e-16
7261 | Synthetic pumped | pumped | 12 | 0 | 29.7394 | 40.5394 | 0.84457 | 3.5527e-15
7261 | Synthetic battery | battery | 5.4358 | 0 | 6.3335 | 11.3451 | 0.56725 | -8.8818e-16
7262 | Synthetic pumped | pumped | 7.3276 | 0 | 40.5394 | 47.1342 | 0.98196 | -1.7764e-15
7262 | Synthetic battery | battery | 0 | 0 | 11.3451 | 11.3451 | 0.56725 | 0
7263 | Synthetic pumped | pumped | 0.96196 | 0 | 47.1342 | 48 | 1 | 0
7263 | Synthetic battery | battery | 3.6298 | 0 | 11.3451 | 14.6916 | 0.73458 | 4.4409e-16
7264 | Synthetic pumped | pumped | 0 | 0 | 48 | 48 | 1 | 0
7264 | Synthetic battery | battery | 0 | 0 | 14.6916 | 14.6916 | 0.73458 | 0
7265 | Synthetic pumped | pumped | 0 | 0 | 48 | 48 | 1 | 0
7265 | Synthetic battery | battery | 0 | 9.3474 | 14.6916 | 4.5529 | 0.22764 | 0
7266 | Synthetic pumped | pumped | 0 | 12 | 48 | 34.6667 | 0.72222 | 3.5527e-15
7266 | Synthetic battery | battery | 0 | 4.1975 | 4.5529 | 0 | 0 | 0
7267 | Synthetic pumped | pumped | 0 | 12 | 34.6667 | 21.3333 | 0.44444 | 0
7267 | Synthetic battery | battery | 0 | 0 | 0 | 0 | 0 | 0
7268 | Synthetic pumped | pumped | 0 | 12 | 21.3333 | 8 | 0.16667 | 0
7268 | Synthetic battery | battery | 0 | 0 | 0 | 0 | 0 | 0
7269 | Synthetic pumped | pumped | 0 | 7.2 | 8 | 0 | 0 | 0
7269 | Synthetic battery | battery | 0 | 0 | 0 | 0 | 0 | 0
7270 | Synthetic pumped | pumped | 0 | 0 | 0 | 0 | 0 | 0
7270 | Synthetic battery | battery | 0 | 0 | 0 | 0 | 0 | 0
7271 | Synthetic pumped | pumped | 0 | 0 | 0 | 0 | 0 | 0
7271 | Synthetic battery | battery | 0 | 0 | 0 | 0 | 0 | 0
7272 | Synthetic pumped | pumped | 0 | 0 | 0 | 0 | 0 | 0
7272 | Synthetic battery | battery | 0 | 0 | 0 | 0 | 0 | 0
7273 | Synthetic pumped | pumped | 0 | 0 | 0 | 0 | 0 | 0
7273 | Synthetic battery | battery | 0 | 0 | 0 | 0 | 0 | 0
7274 | Synthetic pumped | pumped | 0 | 0 | 0 | 0 | 0 | 0
7274 | Synthetic battery | battery | 0 | 0 | 0 | 0 | 0 | 0
7275 | Synthetic pumped | pumped | 0 | 0 | 0 | 0 | 0 | 0
7275 | Synthetic battery | battery | 0 | 0 | 0 | 0 | 0 | 0
7276 | Synthetic pumped | pumped | 0 | 0 | 0 | 0 | 0 | 0
7276 | Synthetic battery | battery | 0 | 0 | 0 | 0 | 0 | 0
7277 | Synthetic pumped | pumped | 0 | 0 | 0 | 0 | 0 | 0
7277 | Synthetic battery | battery | 0 | 0 | 0 | 0 | 0 | 0
7278 | Synthetic pumped | pumped | 0 | 0 | 0 | 0 | 0 | 0
7278 | Synthetic battery | battery | 0 | 0 | 0 | 0 | 0 | 0
7279 | Synthetic pumped | pumped | 0 | 0 | 0 | 0 | 0 | 0
7279 | Synthetic battery | battery | 0 | 0 | 0 | 0 | 0 | 0
7280 | Synthetic pumped | pumped | 0 | 0 | 0 | 0 | 0 | 0
7280 | Synthetic battery | battery | 0 | 0 | 0 | 0 | 0 | 0
7281 | Synthetic pumped | pumped | 9.9802 | 0 | 0 | 8.9822 | 0.18713 | 0
7281 | Synthetic battery | battery | 0 | 0 | 0 | 0 | 0 | 0
7282 | Synthetic pumped | pumped | 12 | 0 | 8.9822 | 19.7822 | 0.41213 | 0
7282 | Synthetic battery | battery | 3.4296 | 0 | 0 | 3.1619 | 0.1581 | 0
7283 | Synthetic pumped | pumped | 12 | 0 | 19.7822 | 30.5822 | 0.63713 | 0
7283 | Synthetic battery | battery | 10 | 0 | 3.1619 | 12.3815 | 0.61907 | 0
7284 | Synthetic pumped | pumped | 12 | 0 | 30.5822 | 41.3822 | 0.86213 | -3.5527e-15
7284 | Synthetic battery | battery | 8.2634 | 0 | 12.3815 | 20 | 1 | 8.8818e-16
7285 | Synthetic pumped | pumped | 7.3532 | 0 | 41.3822 | 48 | 1 | 0
7285 | Synthetic battery | battery | 0 | 0 | 20 | 20 | 1 | 0
7286 | Synthetic pumped | pumped | 0 | 0 | 48 | 48 | 1 | 0
7286 | Synthetic battery | battery | 0 | 0 | 20 | 20 | 1 | 0
7287 | Synthetic pumped | pumped | 0 | 0 | 48 | 48 | 1 | 0
7287 | Synthetic battery | battery | 0 | 0 | 20 | 20 | 1 | 0
7288 | Synthetic pumped | pumped | 0 | 0 | 48 | 48 | 1 | 0
7288 | Synthetic battery | battery | 0 | 0 | 20 | 20 | 1 | 0
7289 | Synthetic pumped | pumped | 0 | 0 | 48 | 48 | 1 | 0
7289 | Synthetic battery | battery | 0 | 5.3581 | 20 | 14.1884 | 0.70942 | -8.8818e-16
7290 | Synthetic pumped | pumped | 0 | 9.9965 | 48 | 36.8928 | 0.7686 | -3.5527e-15
7290 | Synthetic battery | battery | 0 | 10 | 14.1884 | 3.3418 | 0.16709 | 0
7291 | Synthetic pumped | pumped | 0 | 12 | 36.8928 | 23.5595 | 0.49082 | 0
7291 | Synthetic battery | battery | 0 | 3.081 | 3.3418 | 0 | 0 | 0
7292 | Synthetic pumped | pumped | 0 | 12 | 23.5595 | 10.2261 | 0.21304 | 0
7292 | Synthetic battery | battery | 0 | 0 | 0 | 0 | 0 | 0
7293 | Synthetic pumped | pumped | 0 | 9.2035 | 10.2261 | 0 | 0 | 0
7293 | Synthetic battery | battery | 0 | 0 | 0 | 0 | 0 | 0
7294 | Synthetic pumped | pumped | 0 | 0 | 0 | 0 | 0 | 0
7294 | Synthetic battery | battery | 0 | 0 | 0 | 0 | 0 | 0
7295 | Synthetic pumped | pumped | 0 | 0 | 0 | 0 | 0 | 0
7295 | Synthetic battery | battery | 0 | 0 | 0 | 0 | 0 | 0
7296 | Synthetic pumped | pumped | 0 | 0 | 0 | 0 | 0 | 0
7296 | Synthetic battery | battery | 0 | 0 | 0 | 0 | 0 | 0
7297 | Synthetic pumped | pumped | 0 | 0 | 0 | 0 | 0 | 0
7297 | Synthetic battery | battery | 0 | 0 | 0 | 0 | 0 | 0
7298 | Synthetic pumped | pumped | 0 | 0 | 0 | 0 | 0 | 0
7298 | Synthetic battery | battery | 0 | 0 | 0 | 0 | 0 | 0
7299 | Synthetic pumped | pumped | 0 | 0 | 0 | 0 | 0 | 0
7299 | Synthetic battery | battery | 0 | 0 | 0 | 0 | 0 | 0
7300 | Synthetic pumped | pumped | 0 | 0 | 0 | 0 | 0 | 0
7300 | Synthetic battery | battery | 0 | 0 | 0 | 0 | 0 | 0
7301 | Synthetic pumped | pumped | 0 | 0 | 0 | 0 | 0 | 0
7301 | Synthetic battery | battery | 0 | 0 | 0 | 0 | 0 | 0
7302 | Synthetic pumped | pumped | 0 | 0 | 0 | 0 | 0 | 0
7302 | Synthetic battery | battery | 0 | 0 | 0 | 0 | 0 | 0
7303 | Synthetic pumped | pumped | 0 | 0 | 0 | 0 | 0 | 0
7303 | Synthetic battery | battery | 0 | 0 | 0 | 0 | 0 | 0
7304 | Synthetic pumped | pumped | 0 | 0 | 0 | 0 | 0 | 0
7304 | Synthetic battery | battery | 0 | 0 | 0 | 0 | 0 | 0
7305 | Synthetic pumped | pumped | 2.1085 | 0 | 0 | 1.8977 | 0.039535 | 0
7305 | Synthetic battery | battery | 0 | 0 | 0 | 0 | 0 | 0
7306 | Synthetic pumped | pumped | 12 | 0 | 1.8977 | 12.6977 | 0.26454 | 0
7306 | Synthetic battery | battery | 1.8647 | 0 | 0 | 1.7192 | 0.08596 | 0
7307 | Synthetic pumped | pumped | 12 | 0 | 12.6977 | 23.4977 | 0.48954 | 0
7307 | Synthetic battery | battery | 2.4447 | 0 | 1.7192 | 3.9731 | 0.19865 | 0
7308 | Synthetic pumped | pumped | 12 | 0 | 23.4977 | 34.2977 | 0.71454 | 3.5527e-15
7308 | Synthetic battery | battery | 4.675 | 0 | 3.9731 | 8.2832 | 0.41416 | 8.8818e-16
7309 | Synthetic pumped | pumped | 12 | 0 | 34.2977 | 45.0977 | 0.93954 | -3.5527e-15
7309 | Synthetic battery | battery | 4.8874 | 0 | 8.2832 | 12.7892 | 0.63946 | -8.8818e-16
7310 | Synthetic pumped | pumped | 3.2248 | 0 | 45.0977 | 48 | 1 | 0
7310 | Synthetic battery | battery | 7.8212 | 0 | 12.7892 | 20 | 1 | 0
7311 | Synthetic pumped | pumped | 0 | 0 | 48 | 48 | 1 | 0
7311 | Synthetic battery | battery | 0 | 0 | 20 | 20 | 1 | 0
7312 | Synthetic pumped | pumped | 0 | 0 | 48 | 48 | 1 | 0
7312 | Synthetic battery | battery | 0 | 0 | 20 | 20 | 1 | 0
7313 | Synthetic pumped | pumped | 0 | 0 | 48 | 48 | 1 | 0
7313 | Synthetic battery | battery | 0 | 7.2874 | 20 | 12.0957 | 0.60479 | -8.8818e-16
7314 | Synthetic pumped | pumped | 0 | 12 | 48 | 34.6667 | 0.72222 | 3.5527e-15
7314 | Synthetic battery | battery | 0 | 10 | 12.0957 | 1.2492 | 0.062459 | 0
7315 | Synthetic pumped | pumped | 0 | 12 | 34.6667 | 21.3333 | 0.44444 | 0
7315 | Synthetic battery | battery | 0 | 1.1517 | 1.2492 | 0 | 0 | 0
7316 | Synthetic pumped | pumped | 0 | 12 | 21.3333 | 8 | 0.16667 | 0
7316 | Synthetic battery | battery | 0 | 0 | 0 | 0 | 0 | 0
7317 | Synthetic pumped | pumped | 0 | 7.2 | 8 | 0 | 0 | 0
7317 | Synthetic battery | battery | 0 | 0 | 0 | 0 | 0 | 0
7318 | Synthetic pumped | pumped | 0 | 0 | 0 | 0 | 0 | 0
7318 | Synthetic battery | battery | 0 | 0 | 0 | 0 | 0 | 0
7319 | Synthetic pumped | pumped | 0 | 0 | 0 | 0 | 0 | 0
7319 | Synthetic battery | battery | 0 | 0 | 0 | 0 | 0 | 0
7320 | Synthetic pumped | pumped | 0 | 0 | 0 | 0 | 0 | 0
7320 | Synthetic battery | battery | 0 | 0 | 0 | 0 | 0 | 0
7321 | Synthetic pumped | pumped | 0 | 0 | 0 | 0 | 0 | 0
7321 | Synthetic battery | battery | 0 | 0 | 0 | 0 | 0 | 0
7322 | Synthetic pumped | pumped | 0 | 0 | 0 | 0 | 0 | 0
7322 | Synthetic battery | battery | 0 | 0 | 0 | 0 | 0 | 0
7323 | Synthetic pumped | pumped | 0 | 0 | 0 | 0 | 0 | 0
7323 | Synthetic battery | battery | 0 | 0 | 0 | 0 | 0 | 0
7324 | Synthetic pumped | pumped | 0 | 0 | 0 | 0 | 0 | 0
7324 | Synthetic battery | battery | 0 | 0 | 0 | 0 | 0 | 0
7325 | Synthetic pumped | pumped | 0 | 0 | 0 | 0 | 0 | 0
7325 | Synthetic battery | battery | 0 | 0 | 0 | 0 | 0 | 0
7326 | Synthetic pumped | pumped | 0 | 0 | 0 | 0 | 0 | 0
7326 | Synthetic battery | battery | 0 | 0 | 0 | 0 | 0 | 0
7327 | Synthetic pumped | pumped | 0 | 0 | 0 | 0 | 0 | 0
7327 | Synthetic battery | battery | 0 | 0 | 0 | 0 | 0 | 0
7328 | Synthetic pumped | pumped | 1.6265 | 0 | 0 | 1.4638 | 0.030497 | 0
7328 | Synthetic battery | battery | 0 | 0 | 0 | 0 | 0 | 0
7329 | Synthetic pumped | pumped | 12 | 0 | 1.4638 | 12.2638 | 0.2555 | 0
7329 | Synthetic battery | battery | 0.22309 | 0 | 0 | 0.20568 | 0.010284 | 0
7330 | Synthetic pumped | pumped | 12 | 0 | 12.2638 | 23.0638 | 0.4805 | 0
7330 | Synthetic battery | battery | 10 | 0 | 0.20568 | 9.4252 | 0.47126 | 0
7331 | Synthetic pumped | pumped | 12 | 0 | 23.0638 | 33.8638 | 0.7055 | 0
7331 | Synthetic battery | battery | 10 | 0 | 9.4252 | 18.6448 | 0.93224 | 0
7332 | Synthetic pumped | pumped | 12 | 0 | 33.8638 | 44.6638 | 0.9305 | 3.5527e-15
7332 | Synthetic battery | battery | 1.47 | 0 | 18.6448 | 20 | 1 | 0
7333 | Synthetic pumped | pumped | 3.7068 | 0 | 44.6638 | 48 | 1 | 0
7333 | Synthetic battery | battery | 0 | 0 | 20 | 20 | 1 | 0
7334 | Synthetic pumped | pumped | 0 | 0 | 48 | 48 | 1 | 0
7334 | Synthetic battery | battery | 0 | 0 | 20 | 20 | 1 | 0
7335 | Synthetic pumped | pumped | 0 | 0 | 48 | 48 | 1 | 0
7335 | Synthetic battery | battery | 0 | 0 | 20 | 20 | 1 | 0
7336 | Synthetic pumped | pumped | 0 | 0 | 48 | 48 | 1 | 0
7336 | Synthetic battery | battery | 0 | 0 | 20 | 20 | 1 | 0
7337 | Synthetic pumped | pumped | 0 | 0 | 48 | 48 | 1 | 0
7337 | Synthetic battery | battery | 0 | 1.0991 | 20 | 18.8079 | 0.94039 | 8.8818e-16
7338 | Synthetic pumped | pumped | 0 | 9.7703 | 48 | 37.1441 | 0.77383 | 0
7338 | Synthetic battery | battery | 0 | 10 | 18.8079 | 7.9614 | 0.39807 | 0
7339 | Synthetic pumped | pumped | 0 | 12 | 37.1441 | 23.8107 | 0.49606 | 0
7339 | Synthetic battery | battery | 0 | 7.34 | 7.9614 | 0 | 0 | 0
7340 | Synthetic pumped | pumped | 0 | 12 | 23.8107 | 10.4774 | 0.21828 | 0
7340 | Synthetic battery | battery | 0 | 0 | 0 | 0 | 0 | 0
7341 | Synthetic pumped | pumped | 0 | 9.4297 | 10.4774 | 0 | 0 | 0
7341 | Synthetic battery | battery | 0 | 0 | 0 | 0 | 0 | 0
7342 | Synthetic pumped | pumped | 0 | 0 | 0 | 0 | 0 | 0
7342 | Synthetic battery | battery | 0 | 0 | 0 | 0 | 0 | 0
7343 | Synthetic pumped | pumped | 0 | 0 | 0 | 0 | 0 | 0
7343 | Synthetic battery | battery | 0 | 0 | 0 | 0 | 0 | 0
7344 | Synthetic pumped | pumped | 0 | 0 | 0 | 0 | 0 | 0
7344 | Synthetic battery | battery | 0 | 0 | 0 | 0 | 0 | 0
7345 | Synthetic pumped | pumped | 0 | 0 | 0 | 0 | 0 | 0
7345 | Synthetic battery | battery | 0 | 0 | 0 | 0 | 0 | 0
7346 | Synthetic pumped | pumped | 0 | 0 | 0 | 0 | 0 | 0
7346 | Synthetic battery | battery | 0 | 0 | 0 | 0 | 0 | 0
7347 | Synthetic pumped | pumped | 0 | 0 | 0 | 0 | 0 | 0
7347 | Synthetic battery | battery | 0 | 0 | 0 | 0 | 0 | 0
7348 | Synthetic pumped | pumped | 0 | 0 | 0 | 0 | 0 | 0
7348 | Synthetic battery | battery | 0 | 0 | 0 | 0 | 0 | 0
7349 | Synthetic pumped | pumped | 0 | 0 | 0 | 0 | 0 | 0
7349 | Synthetic battery | battery | 0 | 0 | 0 | 0 | 0 | 0
7350 | Synthetic pumped | pumped | 0 | 0 | 0 | 0 | 0 | 0
7350 | Synthetic battery | battery | 0 | 0 | 0 | 0 | 0 | 0
7351 | Synthetic pumped | pumped | 0 | 0 | 0 | 0 | 0 | 0
7351 | Synthetic battery | battery | 0 | 0 | 0 | 0 | 0 | 0
7352 | Synthetic pumped | pumped | 0 | 0 | 0 | 0 | 0 | 0
7352 | Synthetic battery | battery | 0 | 0 | 0 | 0 | 0 | 0
7353 | Synthetic pumped | pumped | 8.3921 | 0 | 0 | 7.5529 | 0.15735 | 0
7353 | Synthetic battery | battery | 0 | 0 | 0 | 0 | 0 | 0
7354 | Synthetic pumped | pumped | 11.1598 | 0 | 7.5529 | 17.5967 | 0.3666 | 0
7354 | Synthetic battery | battery | 0 | 0 | 0 | 0 | 0 | 0
7355 | Synthetic pumped | pumped | 12 | 0 | 17.5967 | 28.3967 | 0.5916 | 0
7355 | Synthetic battery | battery | 10 | 0 | 0 | 9.2195 | 0.46098 | 0
7356 | Synthetic pumped | pumped | 12 | 0 | 28.3967 | 39.1967 | 0.8166 | 0
7356 | Synthetic battery | battery | 6.5043 | 0 | 9.2195 | 15.2162 | 0.76081 | 0
7357 | Synthetic pumped | pumped | 9.7814 | 0 | 39.1967 | 48 | 1 | 0
7357 | Synthetic battery | battery | 5.1888 | 0 | 15.2162 | 20 | 1 | 0
7358 | Synthetic pumped | pumped | 0 | 0 | 48 | 48 | 1 | 0
7358 | Synthetic battery | battery | 0 | 0 | 20 | 20 | 1 | 0
7359 | Synthetic pumped | pumped | 0 | 0 | 48 | 48 | 1 | 0
7359 | Synthetic battery | battery | 0 | 0 | 20 | 20 | 1 | 0
7360 | Synthetic pumped | pumped | 0 | 0 | 48 | 48 | 1 | 0
7360 | Synthetic battery | battery | 0 | 0 | 20 | 20 | 1 | 0
7361 | Synthetic pumped | pumped | 0 | 0 | 48 | 48 | 1 | 0
7361 | Synthetic battery | battery | 0 | 6.6902 | 20 | 12.7435 | 0.63717 | 0
7362 | Synthetic pumped | pumped | 0 | 12 | 48 | 34.6667 | 0.72222 | 3.5527e-15
7362 | Synthetic battery | battery | 0 | 10 | 12.7435 | 1.897 | 0.094848 | 0
7363 | Synthetic pumped | pumped | 0 | 12 | 34.6667 | 21.3333 | 0.44444 | 0
7363 | Synthetic battery | battery | 0 | 1.7489 | 1.897 | 0 | 0 | 0
7364 | Synthetic pumped | pumped | 0 | 12 | 21.3333 | 8 | 0.16667 | 0
7364 | Synthetic battery | battery | 0 | 0 | 0 | 0 | 0 | 0
7365 | Synthetic pumped | pumped | 0 | 7.2 | 8 | 0 | 0 | 0
7365 | Synthetic battery | battery | 0 | 0 | 0 | 0 | 0 | 0
7366 | Synthetic pumped | pumped | 0 | 0 | 0 | 0 | 0 | 0
7366 | Synthetic battery | battery | 0 | 0 | 0 | 0 | 0 | 0
7367 | Synthetic pumped | pumped | 0 | 0 | 0 | 0 | 0 | 0
7367 | Synthetic battery | battery | 0 | 0 | 0 | 0 | 0 | 0
7368 | Synthetic pumped | pumped | 0 | 0 | 0 | 0 | 0 | 0
7368 | Synthetic battery | battery | 0 | 0 | 0 | 0 | 0 | 0
7369 | Synthetic pumped | pumped | 0 | 0 | 0 | 0 | 0 | 0
7369 | Synthetic battery | battery | 0 | 0 | 0 | 0 | 0 | 0
7370 | Synthetic pumped | pumped | 0 | 0 | 0 | 0 | 0 | 0
7370 | Synthetic battery | battery | 0 | 0 | 0 | 0 | 0 | 0
7371 | Synthetic pumped | pumped | 0 | 0 | 0 | 0 | 0 | 0
7371 | Synthetic battery | battery | 0 | 0 | 0 | 0 | 0 | 0
7372 | Synthetic pumped | pumped | 0 | 0 | 0 | 0 | 0 | 0
7372 | Synthetic battery | battery | 0 | 0 | 0 | 0 | 0 | 0
7373 | Synthetic pumped | pumped | 0 | 0 | 0 | 0 | 0 | 0
7373 | Synthetic battery | battery | 0 | 0 | 0 | 0 | 0 | 0
7374 | Synthetic pumped | pumped | 0 | 0 | 0 | 0 | 0 | 0
7374 | Synthetic battery | battery | 0 | 0 | 0 | 0 | 0 | 0
7375 | Synthetic pumped | pumped | 0 | 0 | 0 | 0 | 0 | 0
7375 | Synthetic battery | battery | 0 | 0 | 0 | 0 | 0 | 0
7376 | Synthetic pumped | pumped | 0 | 0 | 0 | 0 | 0 | 0
7376 | Synthetic battery | battery | 0 | 0 | 0 | 0 | 0 | 0
7377 | Synthetic pumped | pumped | 9.4624 | 0 | 0 | 8.5162 | 0.17742 | 0
7377 | Synthetic battery | battery | 0 | 0 | 0 | 0 | 0 | 0
7378 | Synthetic pumped | pumped | 12 | 0 | 8.5162 | 19.3162 | 0.40242 | -1.7764e-15
7378 | Synthetic battery | battery | 5.4324 | 0 | 0 | 5.0084 | 0.25042 | 0
7379 | Synthetic pumped | pumped | 12 | 0 | 19.3162 | 30.1162 | 0.62742 | 0
7379 | Synthetic battery | battery | 10 | 0 | 5.0084 | 14.228 | 0.7114 | 0
7380 | Synthetic pumped | pumped | 12 | 0 | 30.1162 | 40.9162 | 0.85242 | 0
7380 | Synthetic battery | battery | 6.2606 | 0 | 14.228 | 20 | 1 | 0
7381 | Synthetic pumped | pumped | 7.8709 | 0 | 40.9162 | 48 | 1 | 0
7381 | Synthetic battery | battery | 0 | 0 | 20 | 20 | 1 | 0
7382 | Synthetic pumped | pumped | 0 | 0 | 48 | 48 | 1 | 0
7382 | Synthetic battery | battery | 0 | 0 | 20 | 20 | 1 | 0
7383 | Synthetic pumped | pumped | 0 | 0 | 48 | 48 | 1 | 0
7383 | Synthetic battery | battery | 0 | 0 | 20 | 20 | 1 | 0
7384 | Synthetic pumped | pumped | 0 | 0 | 48 | 48 | 1 | 0
7384 | Synthetic battery | battery | 0 | 0 | 20 | 20 | 1 | 0
7385 | Synthetic pumped | pumped | 0 | 0 | 48 | 48 | 1 | 0
7385 | Synthetic battery | battery | 0 | 2.7406 | 20 | 17.0274 | 0.85137 | 8.8818e-16
7386 | Synthetic pumped | pumped | 0 | 5.8161 | 48 | 41.5376 | 0.86537 | 2.6645e-15
7386 | Synthetic battery | battery | 0 | 10 | 17.0274 | 6.1808 | 0.30904 | 0
7387 | Synthetic pumped | pumped | 0 | 12 | 41.5376 | 28.2043 | 0.58759 | 0
7387 | Synthetic battery | battery | 0 | 5.6984 | 6.1808 | 0 | 0 | 0
7388 | Synthetic pumped | pumped | 0 | 12 | 28.2043 | 14.8709 | 0.30981 | 0
7388 | Synthetic battery | battery | 0 | 0 | 0 | 0 | 0 | 0
7389 | Synthetic pumped | pumped | 0 | 12 | 14.8709 | 1.5376 | 0.032034 | 0
7389 | Synthetic battery | battery | 0 | 0 | 0 | 0 | 0 | 0
7390 | Synthetic pumped | pumped | 0 | 1.3839 | 1.5376 | 0 | 0 | 0
7390 | Synthetic battery | battery | 0 | 0 | 0 | 0 | 0 | 0
7391 | Synthetic pumped | pumped | 0 | 0 | 0 | 0 | 0 | 0
7391 | Synthetic battery | battery | 0 | 0 | 0 | 0 | 0 | 0
7392 | Synthetic pumped | pumped | 0 | 0 | 0 | 0 | 0 | 0
7392 | Synthetic battery | battery | 0 | 0 | 0 | 0 | 0 | 0
7393 | Synthetic pumped | pumped | 0 | 0 | 0 | 0 | 0 | 0
7393 | Synthetic battery | battery | 0 | 0 | 0 | 0 | 0 | 0
7394 | Synthetic pumped | pumped | 0 | 0 | 0 | 0 | 0 | 0
7394 | Synthetic battery | battery | 0 | 0 | 0 | 0 | 0 | 0
7395 | Synthetic pumped | pumped | 0 | 0 | 0 | 0 | 0 | 0
7395 | Synthetic battery | battery | 0 | 0 | 0 | 0 | 0 | 0
7396 | Synthetic pumped | pumped | 0 | 0 | 0 | 0 | 0 | 0
7396 | Synthetic battery | battery | 0 | 0 | 0 | 0 | 0 | 0
7397 | Synthetic pumped | pumped | 0 | 0 | 0 | 0 | 0 | 0
7397 | Synthetic battery | battery | 0 | 0 | 0 | 0 | 0 | 0
7398 | Synthetic pumped | pumped | 0 | 0 | 0 | 0 | 0 | 0
7398 | Synthetic battery | battery | 0 | 0 | 0 | 0 | 0 | 0
7399 | Synthetic pumped | pumped | 0 | 0 | 0 | 0 | 0 | 0
7399 | Synthetic battery | battery | 0 | 0 | 0 | 0 | 0 | 0
7400 | Synthetic pumped | pumped | 0 | 0 | 0 | 0 | 0 | 0
7400 | Synthetic battery | battery | 0 | 0 | 0 | 0 | 0 | 0
7401 | Synthetic pumped | pumped | 0 | 0 | 0 | 0 | 0 | 0
7401 | Synthetic battery | battery | 0 | 0 | 0 | 0 | 0 | 0
7402 | Synthetic pumped | pumped | 7.4924 | 0 | 0 | 6.7431 | 0.14048 | 0
7402 | Synthetic battery | battery | 0 | 0 | 0 | 0 | 0 | 0
7403 | Synthetic pumped | pumped | 12 | 0 | 6.7431 | 17.5431 | 0.36548 | 1.7764e-15
7403 | Synthetic battery | battery | 3.3358 | 0 | 0 | 3.0755 | 0.15377 | 0
7404 | Synthetic pumped | pumped | 12 | 0 | 17.5431 | 28.3431 | 0.59048 | 0
7404 | Synthetic battery | battery | 7.111 | 0 | 3.0755 | 9.6316 | 0.48158 | 8.8818e-16
7405 | Synthetic pumped | pumped | 12 | 0 | 28.3431 | 39.1431 | 0.81548 | 0
7405 | Synthetic battery | battery | 4.7285 | 0 | 9.6316 | 13.9911 | 0.69955 | 0
7406 | Synthetic pumped | pumped | 9.841 | 0 | 39.1431 | 48 | 1 | 0
7406 | Synthetic battery | battery | 0.54737 | 0 | 13.9911 | 14.4957 | 0.72479 | -5.5511e-16
7407 | Synthetic pumped | pumped | 0 | 0 | 48 | 48 | 1 | 0
7407 | Synthetic battery | battery | 5.9702 | 0 | 14.4957 | 20 | 1 | 0
7408 | Synthetic pumped | pumped | 0 | 0 | 48 | 48 | 1 | 0
7408 | Synthetic battery | battery | 0 | 0 | 20 | 20 | 1 | 0
7409 | Synthetic pumped | pumped | 0 | 0 | 48 | 48 | 1 | 0
7409 | Synthetic battery | battery | 0 | 3.9125 | 20 | 15.7563 | 0.78782 | 0
7410 | Synthetic pumped | pumped | 0 | 7.0261 | 48 | 40.1932 | 0.83736 | 2.6645e-15
7410 | Synthetic battery | battery | 0 | 10 | 15.7563 | 4.9098 | 0.24549 | 0
7411 | Synthetic pumped | pumped | 0 | 12 | 40.1932 | 26.8599 | 0.55958 | 0
7411 | Synthetic battery | battery | 0 | 4.5266 | 4.9098 | 0 | 0 | 0
7412 | Synthetic pumped | pumped | 0 | 12 | 26.8599 | 13.5265 | 0.2818 | 0
7412 | Synthetic battery | battery | 0 | 0 | 0 | 0 | 0 | 0
7413 | Synthetic pumped | pumped | 0 | 12 | 13.5265 | 0.1932 | 0.004025 | 0
7413 | Synthetic battery | battery | 0 | 0 | 0 | 0 | 0 | 0
7414 | Synthetic pumped | pumped | 0 | 0.17388 | 0.1932 | 0 | 0 | 0
7414 | Synthetic battery | battery | 0 | 0 | 0 | 0 | 0 | 0
7415 | Synthetic pumped | pumped | 0 | 0 | 0 | 0 | 0 | 0
7415 | Synthetic battery | battery | 0 | 0 | 0 | 0 | 0 | 0
7416 | Synthetic pumped | pumped | 0 | 0 | 0 | 0 | 0 | 0
7416 | Synthetic battery | battery | 0 | 0 | 0 | 0 | 0 | 0
7417 | Synthetic pumped | pumped | 0 | 0 | 0 | 0 | 0 | 0
7417 | Synthetic battery | battery | 0 | 0 | 0 | 0 | 0 | 0
7418 | Synthetic pumped | pumped | 0 | 0 | 0 | 0 | 0 | 0
7418 | Synthetic battery | battery | 0 | 0 | 0 | 0 | 0 | 0
7419 | Synthetic pumped | pumped | 0 | 0 | 0 | 0 | 0 | 0
7419 | Synthetic battery | battery | 0 | 0 | 0 | 0 | 0 | 0
7420 | Synthetic pumped | pumped | 0 | 0 | 0 | 0 | 0 | 0
7420 | Synthetic battery | battery | 0 | 0 | 0 | 0 | 0 | 0
7421 | Synthetic pumped | pumped | 0 | 0 | 0 | 0 | 0 | 0
7421 | Synthetic battery | battery | 0 | 0 | 0 | 0 | 0 | 0
7422 | Synthetic pumped | pumped | 0 | 0 | 0 | 0 | 0 | 0
7422 | Synthetic battery | battery | 0 | 0 | 0 | 0 | 0 | 0
7423 | Synthetic pumped | pumped | 0 | 0 | 0 | 0 | 0 | 0
7423 | Synthetic battery | battery | 0 | 0 | 0 | 0 | 0 | 0
7424 | Synthetic pumped | pumped | 0 | 0 | 0 | 0 | 0 | 0
7424 | Synthetic battery | battery | 0 | 0 | 0 | 0 | 0 | 0
7425 | Synthetic pumped | pumped | 3.557 | 0 | 0 | 3.2013 | 0.066695 | 0
7425 | Synthetic battery | battery | 0 | 0 | 0 | 0 | 0 | 0
7426 | Synthetic pumped | pumped | 10.0994 | 0 | 3.2013 | 12.2908 | 0.25606 | 0
7426 | Synthetic battery | battery | 0 | 0 | 0 | 0 | 0 | 0
7427 | Synthetic pumped | pumped | 11.8128 | 0 | 12.2908 | 22.9223 | 0.47755 | 0
7427 | Synthetic battery | battery | 0 | 0 | 0 | 0 | 0 | 0
7428 | Synthetic pumped | pumped | 12 | 0 | 22.9223 | 33.7223 | 0.70255 | -3.5527e-15
7428 | Synthetic battery | battery | 2.8953 | 0 | 0 | 2.6694 | 0.13347 | 0
7429 | Synthetic pumped | pumped | 12 | 0 | 33.7223 | 44.5223 | 0.92755 | -3.5527e-15
7429 | Synthetic battery | battery | 6.9718 | 0 | 2.6694 | 9.097 | 0.45485 | -8.8818e-16
7430 | Synthetic pumped | pumped | 3.8641 | 0 | 44.5223 | 48 | 1 | 0
7430 | Synthetic battery | battery | 7.6028 | 0 | 9.097 | 16.1064 | 0.80532 | 8.8818e-16
7431 | Synthetic pumped | pumped | 0 | 0 | 48 | 48 | 1 | 0
7431 | Synthetic battery | battery | 4.2232 | 0 | 16.1064 | 20 | 1 | 0
7432 | Synthetic pumped | pumped | 0 | 0 | 48 | 48 | 1 | 0
7432 | Synthetic battery | battery | 0 | 0 | 20 | 20 | 1 | 0
7433 | Synthetic pumped | pumped | 0 | 0 | 48 | 48 | 1 | 0
7433 | Synthetic battery | battery | 0 | 6.3124 | 20 | 13.1532 | 0.65766 | -8.8818e-16
7434 | Synthetic pumped | pumped | 0 | 10.8924 | 48 | 35.8973 | 0.74786 | 0
7434 | Synthetic battery | battery | 0 | 10 | 13.1532 | 2.3067 | 0.11533 | 0
7435 | Synthetic pumped | pumped | 0 | 12 | 35.8973 | 22.564 | 0.47008 | 0
7435 | Synthetic battery | battery | 0 | 2.1267 | 2.3067 | 0 | 0 | 0
7436 | Synthetic pumped | pumped | 0 | 12 | 22.564 | 9.2306 | 0.19231 | 0
7436 | Synthetic battery | battery | 0 | 0 | 0 | 0 | 0 | 0
7437 | Synthetic pumped | pumped | 0 | 8.3076 | 9.2306 | 0 | 0 | 0
7437 | Synthetic battery | battery | 0 | 0 | 0 | 0 | 0 | 0
7438 | Synthetic pumped | pumped | 0 | 0 | 0 | 0 | 0 | 0
7438 | Synthetic battery | battery | 0 | 0 | 0 | 0 | 0 | 0
7439 | Synthetic pumped | pumped | 0 | 0 | 0 | 0 | 0 | 0
7439 | Synthetic battery | battery | 0 | 0 | 0 | 0 | 0 | 0
7440 | Synthetic pumped | pumped | 0 | 0 | 0 | 0 | 0 | 0
7440 | Synthetic battery | battery | 0 | 0 | 0 | 0 | 0 | 0
7441 | Synthetic pumped | pumped | 0 | 0 | 0 | 0 | 0 | 0
7441 | Synthetic battery | battery | 0 | 0 | 0 | 0 | 0 | 0
7442 | Synthetic pumped | pumped | 0 | 0 | 0 | 0 | 0 | 0
7442 | Synthetic battery | battery | 0 | 0 | 0 | 0 | 0 | 0
7443 | Synthetic pumped | pumped | 0 | 0 | 0 | 0 | 0 | 0
7443 | Synthetic battery | battery | 0 | 0 | 0 | 0 | 0 | 0
7444 | Synthetic pumped | pumped | 0 | 0 | 0 | 0 | 0 | 0
7444 | Synthetic battery | battery | 0 | 0 | 0 | 0 | 0 | 0
7445 | Synthetic pumped | pumped | 0 | 0 | 0 | 0 | 0 | 0
7445 | Synthetic battery | battery | 0 | 0 | 0 | 0 | 0 | 0
7446 | Synthetic pumped | pumped | 0 | 0 | 0 | 0 | 0 | 0
7446 | Synthetic battery | battery | 0 | 0 | 0 | 0 | 0 | 0
7447 | Synthetic pumped | pumped | 0 | 0 | 0 | 0 | 0 | 0
7447 | Synthetic battery | battery | 0 | 0 | 0 | 0 | 0 | 0
7448 | Synthetic pumped | pumped | 0 | 0 | 0 | 0 | 0 | 0
7448 | Synthetic battery | battery | 0 | 0 | 0 | 0 | 0 | 0
7449 | Synthetic pumped | pumped | 0 | 0 | 0 | 0 | 0 | 0
7449 | Synthetic battery | battery | 0 | 0 | 0 | 0 | 0 | 0
7450 | Synthetic pumped | pumped | 0.5933 | 0 | 0 | 0.53397 | 0.011124 | 0
7450 | Synthetic battery | battery | 0 | 0 | 0 | 0 | 0 | 0
7451 | Synthetic pumped | pumped | 8.4424 | 0 | 0.53397 | 8.1322 | 0.16942 | 0
7451 | Synthetic battery | battery | 0 | 0 | 0 | 0 | 0 | 0
7452 | Synthetic pumped | pumped | 12 | 0 | 8.1322 | 18.9322 | 0.39442 | 0
7452 | Synthetic battery | battery | 0.52835 | 0 | 0 | 0.48712 | 0.024356 | 0
7453 | Synthetic pumped | pumped | 12 | 0 | 18.9322 | 29.7322 | 0.61942 | 0
7453 | Synthetic battery | battery | 2.9117 | 0 | 0.48712 | 3.1716 | 0.15858 | -4.4409e-16
7454 | Synthetic pumped | pumped | 8.7408 | 0 | 29.7322 | 37.5989 | 0.78331 | -2.6645e-15
7454 | Synthetic battery | battery | 0 | 0 | 3.1716 | 3.1716 | 0.15858 | 0
7455 | Synthetic pumped | pumped | 6.2699 | 0 | 37.5989 | 43.2418 | 0.90087 | -1.7764e-15
7455 | Synthetic battery | battery | 0 | 0 | 3.1716 | 3.1716 | 0.15858 | 0
7456 | Synthetic pumped | pumped | 0 | 0 | 43.2418 | 43.2418 | 0.90087 | 0
7456 | Synthetic battery | battery | 0 | 0 | 3.1716 | 3.1716 | 0.15858 | 0
7457 | Synthetic pumped | pumped | 0 | 4.5421 | 43.2418 | 38.1951 | 0.79573 | 1.7764e-15
7457 | Synthetic battery | battery | 0 | 2.9241 | 3.1716 | 0 | 0 | 0
7458 | Synthetic pumped | pumped | 0 | 12 | 38.1951 | 24.8618 | 0.51795 | 0
7458 | Synthetic battery | battery | 0 | 0 | 0 | 0 | 0 | 0
7459 | Synthetic pumped | pumped | 0 | 12 | 24.8618 | 11.5284 | 0.24018 | 0
7459 | Synthetic battery | battery | 0 | 0 | 0 | 0 | 0 | 0
7460 | Synthetic pumped | pumped | 0 | 10.3756 | 11.5284 | 0 | 0 | 0
7460 | Synthetic battery | battery | 0 | 0 | 0 | 0 | 0 | 0
7461 | Synthetic pumped | pumped | 0 | 0 | 0 | 0 | 0 | 0
7461 | Synthetic battery | battery | 0 | 0 | 0 | 0 | 0 | 0
7462 | Synthetic pumped | pumped | 0 | 0 | 0 | 0 | 0 | 0
7462 | Synthetic battery | battery | 0 | 0 | 0 | 0 | 0 | 0
7463 | Synthetic pumped | pumped | 0 | 0 | 0 | 0 | 0 | 0
7463 | Synthetic battery | battery | 0 | 0 | 0 | 0 | 0 | 0
7464 | Synthetic pumped | pumped | 0 | 0 | 0 | 0 | 0 | 0
7464 | Synthetic battery | battery | 0 | 0 | 0 | 0 | 0 | 0
7465 | Synthetic pumped | pumped | 0 | 0 | 0 | 0 | 0 | 0
7465 | Synthetic battery | battery | 0 | 0 | 0 | 0 | 0 | 0
7466 | Synthetic pumped | pumped | 0 | 0 | 0 | 0 | 0 | 0
7466 | Synthetic battery | battery | 0 | 0 | 0 | 0 | 0 | 0
7467 | Synthetic pumped | pumped | 0 | 0 | 0 | 0 | 0 | 0
7467 | Synthetic battery | battery | 0 | 0 | 0 | 0 | 0 | 0
7468 | Synthetic pumped | pumped | 0 | 0 | 0 | 0 | 0 | 0
7468 | Synthetic battery | battery | 0 | 0 | 0 | 0 | 0 | 0
7469 | Synthetic pumped | pumped | 0 | 0 | 0 | 0 | 0 | 0
7469 | Synthetic battery | battery | 0 | 0 | 0 | 0 | 0 | 0
7470 | Synthetic pumped | pumped | 0 | 0 | 0 | 0 | 0 | 0
7470 | Synthetic battery | battery | 0 | 0 | 0 | 0 | 0 | 0
7471 | Synthetic pumped | pumped | 0 | 0 | 0 | 0 | 0 | 0
7471 | Synthetic battery | battery | 0 | 0 | 0 | 0 | 0 | 0
7472 | Synthetic pumped | pumped | 0 | 0 | 0 | 0 | 0 | 0
7472 | Synthetic battery | battery | 0 | 0 | 0 | 0 | 0 | 0
7473 | Synthetic pumped | pumped | 0 | 0 | 0 | 0 | 0 | 0
7473 | Synthetic battery | battery | 0 | 0 | 0 | 0 | 0 | 0
7474 | Synthetic pumped | pumped | 8.233 | 0 | 0 | 7.4097 | 0.15437 | 0
7474 | Synthetic battery | battery | 0 | 0 | 0 | 0 | 0 | 0
7475 | Synthetic pumped | pumped | 10.4671 | 0 | 7.4097 | 16.8301 | 0.35063 | -1.7764e-15
7475 | Synthetic battery | battery | 0 | 0 | 0 | 0 | 0 | 0
7476 | Synthetic pumped | pumped | 12 | 0 | 16.8301 | 27.6301 | 0.57563 | 0
7476 | Synthetic battery | battery | 10 | 0 | 0 | 9.2195 | 0.46098 | 0
7477 | Synthetic pumped | pumped | 12 | 0 | 27.6301 | 38.4301 | 0.80063 | 0
7477 | Synthetic battery | battery | 7.4613 | 0 | 9.2195 | 16.0986 | 0.80493 | -8.8818e-16
7478 | Synthetic pumped | pumped | 10.6332 | 0 | 38.4301 | 48 | 1 | 0
7478 | Synthetic battery | battery | 3.88 | 0 | 16.0986 | 19.6757 | 0.98379 | -4.4409e-16
7479 | Synthetic pumped | pumped | 0 | 0 | 48 | 48 | 1 | 0
7479 | Synthetic battery | battery | 0.35171 | 0 | 19.6757 | 20 | 1 | 0
7480 | Synthetic pumped | pumped | 0 | 0 | 48 | 48 | 1 | 0
7480 | Synthetic battery | battery | 0 | 0 | 20 | 20 | 1 | 0
7481 | Synthetic pumped | pumped | 0 | 1.2686 | 48 | 46.5904 | 0.97063 | -3.1086e-15
7481 | Synthetic battery | battery | 0 | 10 | 20 | 9.1535 | 0.45767 | 0
7482 | Synthetic pumped | pumped | 0 | 12 | 46.5904 | 33.2571 | 0.69286 | 3.5527e-15
7482 | Synthetic battery | battery | 0 | 8.4391 | 9.1535 | 0 | 0 | 0
7483 | Synthetic pumped | pumped | 0 | 12 | 33.2571 | 19.9238 | 0.41508 | 0
7483 | Synthetic battery | battery | 0 | 0 | 0 | 0 | 0 | 0
7484 | Synthetic pumped | pumped | 0 | 12 | 19.9238 | 6.5904 | 0.1373 | 0
7484 | Synthetic battery | battery | 0 | 0 | 0 | 0 | 0 | 0
7485 | Synthetic pumped | pumped | 0 | 5.9314 | 6.5904 | 0 | 0 | 0
7485 | Synthetic battery | battery | 0 | 0 | 0 | 0 | 0 | 0
7486 | Synthetic pumped | pumped | 0 | 0 | 0 | 0 | 0 | 0
7486 | Synthetic battery | battery | 0 | 0 | 0 | 0 | 0 | 0
7487 | Synthetic pumped | pumped | 0 | 0 | 0 | 0 | 0 | 0
7487 | Synthetic battery | battery | 0 | 0 | 0 | 0 | 0 | 0
7488 | Synthetic pumped | pumped | 0 | 0 | 0 | 0 | 0 | 0
7488 | Synthetic battery | battery | 0 | 0 | 0 | 0 | 0 | 0
7489 | Synthetic pumped | pumped | 0 | 0 | 0 | 0 | 0 | 0
7489 | Synthetic battery | battery | 0 | 0 | 0 | 0 | 0 | 0
7490 | Synthetic pumped | pumped | 0 | 0 | 0 | 0 | 0 | 0
7490 | Synthetic battery | battery | 0 | 0 | 0 | 0 | 0 | 0
7491 | Synthetic pumped | pumped | 0 | 0 | 0 | 0 | 0 | 0
7491 | Synthetic battery | battery | 0 | 0 | 0 | 0 | 0 | 0
7492 | Synthetic pumped | pumped | 0 | 0 | 0 | 0 | 0 | 0
7492 | Synthetic battery | battery | 0 | 0 | 0 | 0 | 0 | 0
7493 | Synthetic pumped | pumped | 0 | 0 | 0 | 0 | 0 | 0
7493 | Synthetic battery | battery | 0 | 0 | 0 | 0 | 0 | 0
7494 | Synthetic pumped | pumped | 0 | 0 | 0 | 0 | 0 | 0
7494 | Synthetic battery | battery | 0 | 0 | 0 | 0 | 0 | 0
7495 | Synthetic pumped | pumped | 0 | 0 | 0 | 0 | 0 | 0
7495 | Synthetic battery | battery | 0 | 0 | 0 | 0 | 0 | 0
7496 | Synthetic pumped | pumped | 0.50104 | 0 | 0 | 0.45093 | 0.0093945 | 0
7496 | Synthetic battery | battery | 0 | 0 | 0 | 0 | 0 | 0
7497 | Synthetic pumped | pumped | 10.6073 | 0 | 0.45093 | 9.9975 | 0.20828 | 0
7497 | Synthetic battery | battery | 0 | 0 | 0 | 0 | 0 | 0
7498 | Synthetic pumped | pumped | 12 | 0 | 9.9975 | 20.7975 | 0.43328 | -1.7764e-15
7498 | Synthetic battery | battery | 7.9844 | 0 | 0 | 7.3612 | 0.36806 | 0
7499 | Synthetic pumped | pumped | 12 | 0 | 20.7975 | 31.5975 | 0.65828 | 0
7499 | Synthetic battery | battery | 9.4508 | 0 | 7.3612 | 16.0744 | 0.80372 | 0
7500 | Synthetic pumped | pumped | 12 | 0 | 31.5975 | 42.3975 | 0.88328 | 0
7500 | Synthetic battery | battery | 4.2579 | 0 | 16.0744 | 20 | 1 | 0
7501 | Synthetic pumped | pumped | 6.225 | 0 | 42.3975 | 48 | 1 | 0
7501 | Synthetic battery | battery | 0 | 0 | 20 | 20 | 1 | 0
7502 | Synthetic pumped | pumped | 0 | 0 | 48 | 48 | 1 | 0
7502 | Synthetic battery | battery | 0 | 0 | 20 | 20 | 1 | 0
7503 | Synthetic pumped | pumped | 0 | 0 | 48 | 48 | 1 | 0
7503 | Synthetic battery | battery | 0 | 0 | 20 | 20 | 1 | 0
7504 | Synthetic pumped | pumped | 0 | 0 | 48 | 48 | 1 | 0
7504 | Synthetic battery | battery | 0 | 0 | 20 | 20 | 1 | 0
7505 | Synthetic pumped | pumped | 0 | 0.040831 | 48 | 47.9546 | 0.99905 | 2.3662e-15
7505 | Synthetic battery | battery | 0 | 10 | 20 | 9.1535 | 0.45767 | 0
7506 | Synthetic pumped | pumped | 0 | 12 | 47.9546 | 34.6213 | 0.72128 | -3.5527e-15
7506 | Synthetic battery | battery | 0 | 8.4391 | 9.1535 | 0 | 0 | 0
7507 | Synthetic pumped | pumped | 0 | 12 | 34.6213 | 21.288 | 0.4435 | 0
7507 | Synthetic battery | battery | 0 | 0 | 0 | 0 | 0 | 0
7508 | Synthetic pumped | pumped | 0 | 12 | 21.288 | 7.9546 | 0.16572 | 0
7508 | Synthetic battery | battery | 0 | 0 | 0 | 0 | 0 | 0
7509 | Synthetic pumped | pumped | 0 | 7.1592 | 7.9546 | 0 | 0 | 0
7509 | Synthetic battery | battery | 0 | 0 | 0 | 0 | 0 | 0
7510 | Synthetic pumped | pumped | 0 | 0 | 0 | 0 | 0 | 0
7510 | Synthetic battery | battery | 0 | 0 | 0 | 0 | 0 | 0
7511 | Synthetic pumped | pumped | 0 | 0 | 0 | 0 | 0 | 0
7511 | Synthetic battery | battery | 0 | 0 | 0 | 0 | 0 | 0
7512 | Synthetic pumped | pumped | 0 | 0 | 0 | 0 | 0 | 0
7512 | Synthetic battery | battery | 0 | 0 | 0 | 0 | 0 | 0
7513 | Synthetic pumped | pumped | 0 | 0 | 0 | 0 | 0 | 0
7513 | Synthetic battery | battery | 0 | 0 | 0 | 0 | 0 | 0
7514 | Synthetic pumped | pumped | 0 | 0 | 0 | 0 | 0 | 0
7514 | Synthetic battery | battery | 0 | 0 | 0 | 0 | 0 | 0
7515 | Synthetic pumped | pumped | 0 | 0 | 0 | 0 | 0 | 0
7515 | Synthetic battery | battery | 0 | 0 | 0 | 0 | 0 | 0
7516 | Synthetic pumped | pumped | 0 | 0 | 0 | 0 | 0 | 0
7516 | Synthetic battery | battery | 0 | 0 | 0 | 0 | 0 | 0
7517 | Synthetic pumped | pumped | 0 | 0 | 0 | 0 | 0 | 0
7517 | Synthetic battery | battery | 0 | 0 | 0 | 0 | 0 | 0
7518 | Synthetic pumped | pumped | 0 | 0 | 0 | 0 | 0 | 0
7518 | Synthetic battery | battery | 0 | 0 | 0 | 0 | 0 | 0
7519 | Synthetic pumped | pumped | 0 | 0 | 0 | 0 | 0 | 0
7519 | Synthetic battery | battery | 0 | 0 | 0 | 0 | 0 | 0
7520 | Synthetic pumped | pumped | 2.7586 | 0 | 0 | 2.4827 | 0.051723 | 0
7520 | Synthetic battery | battery | 0 | 0 | 0 | 0 | 0 | 0
7521 | Synthetic pumped | pumped | 12 | 0 | 2.4827 | 13.2827 | 0.27672 | 0
7521 | Synthetic battery | battery | 3.4918 | 0 | 0 | 3.2193 | 0.16097 | 0
7522 | Synthetic pumped | pumped | 12 | 0 | 13.2827 | 24.0827 | 0.50172 | -1.7764e-15
7522 | Synthetic battery | battery | 7.2594 | 0 | 3.2193 | 9.9121 | 0.49561 | 0
7523 | Synthetic pumped | pumped | 12 | 0 | 24.0827 | 34.8827 | 0.72672 | 3.5527e-15
7523 | Synthetic battery | battery | 10 | 0 | 9.9121 | 19.1317 | 0.95658 | 0
7524 | Synthetic pumped | pumped | 12 | 0 | 34.8827 | 45.6827 | 0.95172 | -3.5527e-15
7524 | Synthetic battery | battery | 0.94185 | 0 | 19.1317 | 20 | 1 | 0
7525 | Synthetic pumped | pumped | 2.5748 | 0 | 45.6827 | 48 | 1 | 0
7525 | Synthetic battery | battery | 0 | 0 | 20 | 20 | 1 | 0
7526 | Synthetic pumped | pumped | 0 | 0 | 48 | 48 | 1 | 0
7526 | Synthetic battery | battery | 0 | 0 | 20 | 20 | 1 | 0
7527 | Synthetic pumped | pumped | 0 | 0 | 48 | 48 | 1 | 0
7527 | Synthetic battery | battery | 0 | 0 | 20 | 20 | 1 | 0
7528 | Synthetic pumped | pumped | 0 | 0 | 48 | 48 | 1 | 0
7528 | Synthetic battery | battery | 0 | 0 | 20 | 20 | 1 | 0
7529 | Synthetic pumped | pumped | 0 | 0 | 48 | 48 | 1 | 0
7529 | Synthetic battery | battery | 0 | 2.2613 | 20 | 17.5473 | 0.87737 | 4.4409e-16
7530 | Synthetic pumped | pumped | 0 | 9.612 | 48 | 37.32 | 0.7775 | 3.5527e-15
7530 | Synthetic battery | battery | 0 | 10 | 17.5473 | 6.7008 | 0.33504 | 0
7531 | Synthetic pumped | pumped | 0 | 12 | 37.32 | 23.9867 | 0.49972 | 0
7531 | Synthetic battery | battery | 0 | 6.1778 | 6.7008 | 0 | 0 | 0
7532 | Synthetic pumped | pumped | 0 | 12 | 23.9867 | 10.6534 | 0.22195 | 0
7532 | Synthetic battery | battery | 0 | 0 | 0 | 0 | 0 | 0
7533 | Synthetic pumped | pumped | 0 | 9.588 | 10.6534 | 0 | 0 | 0
7533 | Synthetic battery | battery | 0 | 0 | 0 | 0 | 0 | 0
7534 | Synthetic pumped | pumped | 0 | 0 | 0 | 0 | 0 | 0
7534 | Synthetic battery | battery | 0 | 0 | 0 | 0 | 0 | 0
7535 | Synthetic pumped | pumped | 0 | 0 | 0 | 0 | 0 | 0
7535 | Synthetic battery | battery | 0 | 0 | 0 | 0 | 0 | 0
7536 | Synthetic pumped | pumped | 0 | 0 | 0 | 0 | 0 | 0
7536 | Synthetic battery | battery | 0 | 0 | 0 | 0 | 0 | 0
7537 | Synthetic pumped | pumped | 0 | 0 | 0 | 0 | 0 | 0
7537 | Synthetic battery | battery | 0 | 0 | 0 | 0 | 0 | 0
7538 | Synthetic pumped | pumped | 0 | 0 | 0 | 0 | 0 | 0
7538 | Synthetic battery | battery | 0 | 0 | 0 | 0 | 0 | 0
7539 | Synthetic pumped | pumped | 0 | 0 | 0 | 0 | 0 | 0
7539 | Synthetic battery | battery | 0 | 0 | 0 | 0 | 0 | 0
7540 | Synthetic pumped | pumped | 0 | 0 | 0 | 0 | 0 | 0
7540 | Synthetic battery | battery | 0 | 0 | 0 | 0 | 0 | 0
7541 | Synthetic pumped | pumped | 0 | 0 | 0 | 0 | 0 | 0
7541 | Synthetic battery | battery | 0 | 0 | 0 | 0 | 0 | 0
7542 | Synthetic pumped | pumped | 0 | 0 | 0 | 0 | 0 | 0
7542 | Synthetic battery | battery | 0 | 0 | 0 | 0 | 0 | 0
7543 | Synthetic pumped | pumped | 0 | 0 | 0 | 0 | 0 | 0
7543 | Synthetic battery | battery | 0 | 0 | 0 | 0 | 0 | 0
7544 | Synthetic pumped | pumped | 2.8695 | 0 | 0 | 2.5826 | 0.053804 | 0
7544 | Synthetic battery | battery | 0 | 0 | 0 | 0 | 0 | 0
7545 | Synthetic pumped | pumped | 8.9529 | 0 | 2.5826 | 10.6402 | 0.22167 | 0
7545 | Synthetic battery | battery | 0 | 0 | 0 | 0 | 0 | 0
7546 | Synthetic pumped | pumped | 12 | 0 | 10.6402 | 21.4402 | 0.44667 | -1.7764e-15
7546 | Synthetic battery | battery | 8.0147 | 0 | 0 | 7.3892 | 0.36946 | 0
7547 | Synthetic pumped | pumped | 12 | 0 | 21.4402 | 32.2402 | 0.67167 | -3.5527e-15
7547 | Synthetic battery | battery | 10 | 0 | 7.3892 | 16.6087 | 0.83044 | -1.7764e-15
7548 | Synthetic pumped | pumped | 12 | 0 | 32.2402 | 43.0402 | 0.89667 | -3.5527e-15
7548 | Synthetic battery | battery | 3.6783 | 0 | 16.6087 | 20 | 1 | 0
7549 | Synthetic pumped | pumped | 5.5109 | 0 | 43.0402 | 48 | 1 | 0
7549 | Synthetic battery | battery | 0 | 0 | 20 | 20 | 1 | 0
7550 | Synthetic pumped | pumped | 0 | 0 | 48 | 48 | 1 | 0
7550 | Synthetic battery | battery | 0 | 0 | 20 | 20 | 1 | 0
7551 | Synthetic pumped | pumped | 0 | 0 | 48 | 48 | 1 | 0
7551 | Synthetic battery | battery | 0 | 0 | 20 | 20 | 1 | 0
7552 | Synthetic pumped | pumped | 0 | 0 | 48 | 48 | 1 | 0
7552 | Synthetic battery | battery | 0 | 0 | 20 | 20 | 1 | 0
7553 | Synthetic pumped | pumped | 0 | 0 | 48 | 48 | 1 | 0
7553 | Synthetic battery | battery | 0 | 0 | 20 | 20 | 1 | 0
7554 | Synthetic pumped | pumped | 0 | 3.492 | 48 | 44.12 | 0.91917 | -8.8818e-16
7554 | Synthetic battery | battery | 0 | 10 | 20 | 9.1535 | 0.45767 | 0
7555 | Synthetic pumped | pumped | 0 | 11.4349 | 44.12 | 31.4145 | 0.65447 | -1.7764e-15
7555 | Synthetic battery | battery | 0 | 8.4391 | 9.1535 | 0 | 0 | 0
7556 | Synthetic pumped | pumped | 0 | 12 | 31.4145 | 18.0812 | 0.37669 | 0
7556 | Synthetic battery | battery | 0 | 0 | 0 | 0 | 0 | 0
7557 | Synthetic pumped | pumped | 0 | 12 | 18.0812 | 4.7479 | 0.098914 | 0
7557 | Synthetic battery | battery | 0 | 0 | 0 | 0 | 0 | 0
7558 | Synthetic pumped | pumped | 0 | 4.2731 | 4.7479 | 0 | 0 | 0
7558 | Synthetic battery | battery | 0 | 0 | 0 | 0 | 0 | 0
7559 | Synthetic pumped | pumped | 0 | 0 | 0 | 0 | 0 | 0
7559 | Synthetic battery | battery | 0 | 0 | 0 | 0 | 0 | 0
7560 | Synthetic pumped | pumped | 0 | 0 | 0 | 0 | 0 | 0
7560 | Synthetic battery | battery | 0 | 0 | 0 | 0 | 0 | 0
7561 | Synthetic pumped | pumped | 0 | 0 | 0 | 0 | 0 | 0
7561 | Synthetic battery | battery | 0 | 0 | 0 | 0 | 0 | 0
7562 | Synthetic pumped | pumped | 0 | 0 | 0 | 0 | 0 | 0
7562 | Synthetic battery | battery | 0 | 0 | 0 | 0 | 0 | 0
7563 | Synthetic pumped | pumped | 0 | 0 | 0 | 0 | 0 | 0
7563 | Synthetic battery | battery | 0 | 0 | 0 | 0 | 0 | 0
7564 | Synthetic pumped | pumped | 0 | 0 | 0 | 0 | 0 | 0
7564 | Synthetic battery | battery | 0 | 0 | 0 | 0 | 0 | 0
7565 | Synthetic pumped | pumped | 0 | 0 | 0 | 0 | 0 | 0
7565 | Synthetic battery | battery | 0 | 0 | 0 | 0 | 0 | 0
7566 | Synthetic pumped | pumped | 0 | 0 | 0 | 0 | 0 | 0
7566 | Synthetic battery | battery | 0 | 0 | 0 | 0 | 0 | 0
7567 | Synthetic pumped | pumped | 0 | 0 | 0 | 0 | 0 | 0
7567 | Synthetic battery | battery | 0 | 0 | 0 | 0 | 0 | 0
7568 | Synthetic pumped | pumped | 0 | 0 | 0 | 0 | 0 | 0
7568 | Synthetic battery | battery | 0 | 0 | 0 | 0 | 0 | 0
7569 | Synthetic pumped | pumped | 0 | 0 | 0 | 0 | 0 | 0
7569 | Synthetic battery | battery | 0 | 0 | 0 | 0 | 0 | 0
7570 | Synthetic pumped | pumped | 4.8408 | 0 | 0 | 4.3567 | 0.090764 | 0
7570 | Synthetic battery | battery | 0 | 0 | 0 | 0 | 0 | 0
7571 | Synthetic pumped | pumped | 7.6186 | 0 | 4.3567 | 11.2135 | 0.23361 | -8.8818e-16
7571 | Synthetic battery | battery | 0 | 0 | 0 | 0 | 0 | 0
7572 | Synthetic pumped | pumped | 12 | 0 | 11.2135 | 22.0135 | 0.45861 | 0
7572 | Synthetic battery | battery | 1.5645 | 0 | 0 | 1.4424 | 0.072122 | 0
7573 | Synthetic pumped | pumped | 11.7558 | 0 | 22.0135 | 32.5937 | 0.67903 | -1.7764e-15
7573 | Synthetic battery | battery | 0 | 0 | 1.4424 | 1.4424 | 0.072122 | 0
7574 | Synthetic pumped | pumped | 8.3416 | 0 | 32.5937 | 40.1011 | 0.83544 | 0
7574 | Synthetic battery | battery | 0 | 0 | 1.4424 | 1.4424 | 0.072122 | 0
7575 | Synthetic pumped | pumped | 0 | 0 | 40.1011 | 40.1011 | 0.83544 | 0
7575 | Synthetic battery | battery | 0 | 0 | 1.4424 | 1.4424 | 0.072122 | 0
7576 | Synthetic pumped | pumped | 0 | 0 | 40.1011 | 40.1011 | 0.83544 | 0
7576 | Synthetic battery | battery | 0 | 0 | 1.4424 | 1.4424 | 0.072122 | 0
7577 | Synthetic pumped | pumped | 0 | 12 | 40.1011 | 26.7677 | 0.55766 | 0
7577 | Synthetic battery | battery | 0 | 1.3299 | 1.4424 | 0 | 0 | 0
7578 | Synthetic pumped | pumped | 0 | 12 | 26.7677 | 13.4344 | 0.27988 | 0
7578 | Synthetic battery | battery | 0 | 0 | 0 | 0 | 0 | 0
7579 | Synthetic pumped | pumped | 0 | 12 | 13.4344 | 0.10107 | 0.0021057 | 0
7579 | Synthetic battery | battery | 0 | 0 | 0 | 0 | 0 | 0
7580 | Synthetic pumped | pumped | 0 | 0.090967 | 0.10107 | 0 | 0 | 0
7580 | Synthetic battery | battery | 0 | 0 | 0 | 0 | 0 | 0
7581 | Synthetic pumped | pumped | 0 | 0 | 0 | 0 | 0 | 0
7581 | Synthetic battery | battery | 0 | 0 | 0 | 0 | 0 | 0
7582 | Synthetic pumped | pumped | 0 | 0 | 0 | 0 | 0 | 0
7582 | Synthetic battery | battery | 0 | 0 | 0 | 0 | 0 | 0
7583 | Synthetic pumped | pumped | 0 | 0 | 0 | 0 | 0 | 0
7583 | Synthetic battery | battery | 0 | 0 | 0 | 0 | 0 | 0
7584 | Synthetic pumped | pumped | 0 | 0 | 0 | 0 | 0 | 0
7584 | Synthetic battery | battery | 0 | 0 | 0 | 0 | 0 | 0
7585 | Synthetic pumped | pumped | 0 | 0 | 0 | 0 | 0 | 0
7585 | Synthetic battery | battery | 0 | 0 | 0 | 0 | 0 | 0
7586 | Synthetic pumped | pumped | 0 | 0 | 0 | 0 | 0 | 0
7586 | Synthetic battery | battery | 0 | 0 | 0 | 0 | 0 | 0
7587 | Synthetic pumped | pumped | 0 | 0 | 0 | 0 | 0 | 0
7587 | Synthetic battery | battery | 0 | 0 | 0 | 0 | 0 | 0
7588 | Synthetic pumped | pumped | 0 | 0 | 0 | 0 | 0 | 0
7588 | Synthetic battery | battery | 0 | 0 | 0 | 0 | 0 | 0
7589 | Synthetic pumped | pumped | 0 | 0 | 0 | 0 | 0 | 0
7589 | Synthetic battery | battery | 0 | 0 | 0 | 0 | 0 | 0
7590 | Synthetic pumped | pumped | 0 | 0 | 0 | 0 | 0 | 0
7590 | Synthetic battery | battery | 0 | 0 | 0 | 0 | 0 | 0
7591 | Synthetic pumped | pumped | 0 | 0 | 0 | 0 | 0 | 0
7591 | Synthetic battery | battery | 0 | 0 | 0 | 0 | 0 | 0
7592 | Synthetic pumped | pumped | 0.95751 | 0 | 0 | 0.86176 | 0.017953 | 0
7592 | Synthetic battery | battery | 0 | 0 | 0 | 0 | 0 | 0
7593 | Synthetic pumped | pumped | 10.3929 | 0 | 0.86176 | 10.2154 | 0.21282 | 0
7593 | Synthetic battery | battery | 0 | 0 | 0 | 0 | 0 | 0
7594 | Synthetic pumped | pumped | 12 | 0 | 10.2154 | 21.0154 | 0.43782 | 1.7764e-15
7594 | Synthetic battery | battery | 6.2563 | 0 | 0 | 5.7681 | 0.2884 | 0
7595 | Synthetic pumped | pumped | 12 | 0 | 21.0154 | 31.8154 | 0.66282 | 0
7595 | Synthetic battery | battery | 10 | 0 | 5.7681 | 14.9876 | 0.74938 | 0
7596 | Synthetic pumped | pumped | 12 | 0 | 31.8154 | 42.6154 | 0.88782 | 0
7596 | Synthetic battery | battery | 5.4367 | 0 | 14.9876 | 20 | 1 | 0
7597 | Synthetic pumped | pumped | 5.9829 | 0 | 42.6154 | 48 | 1 | 0
7597 | Synthetic battery | battery | 0 | 0 | 20 | 20 | 1 | 0
7598 | Synthetic pumped | pumped | 0 | 0 | 48 | 48 | 1 | 0
7598 | Synthetic battery | battery | 0 | 0 | 20 | 20 | 1 | 0
7599 | Synthetic pumped | pumped | 0 | 0 | 48 | 48 | 1 | 0
7599 | Synthetic battery | battery | 0 | 0 | 20 | 20 | 1 | 0
7600 | Synthetic pumped | pumped | 0 | 0 | 48 | 48 | 1 | 0
7600 | Synthetic battery | battery | 0 | 0 | 20 | 20 | 1 | 0
7601 | Synthetic pumped | pumped | 0 | 0 | 48 | 48 | 1 | 0
7601 | Synthetic battery | battery | 0 | 0 | 20 | 20 | 1 | 0
7602 | Synthetic pumped | pumped | 0 | 2.2703 | 48 | 45.4774 | 0.94745 | 1.3323e-15
7602 | Synthetic battery | battery | 0 | 10 | 20 | 9.1535 | 0.45767 | 0
7603 | Synthetic pumped | pumped | 0 | 8.9733 | 45.4774 | 35.5071 | 0.73973 | -1.7764e-15
7603 | Synthetic battery | battery | 0 | 8.4391 | 9.1535 | 0 | 0 | 0
7604 | Synthetic pumped | pumped | 0 | 12 | 35.5071 | 22.1738 | 0.46195 | 0
7604 | Synthetic battery | battery | 0 | 0 | 0 | 0 | 0 | 0
7605 | Synthetic pumped | pumped | 0 | 12 | 22.1738 | 8.8405 | 0.18418 | 0
7605 | Synthetic battery | battery | 0 | 0 | 0 | 0 | 0 | 0
7606 | Synthetic pumped | pumped | 0 | 7.9564 | 8.8405 | 0 | 0 | 0
7606 | Synthetic battery | battery | 0 | 0 | 0 | 0 | 0 | 0
7607 | Synthetic pumped | pumped | 0 | 0 | 0 | 0 | 0 | 0
7607 | Synthetic battery | battery | 0 | 0 | 0 | 0 | 0 | 0
7608 | Synthetic pumped | pumped | 0 | 0 | 0 | 0 | 0 | 0
7608 | Synthetic battery | battery | 0 | 0 | 0 | 0 | 0 | 0
7609 | Synthetic pumped | pumped | 0 | 0 | 0 | 0 | 0 | 0
7609 | Synthetic battery | battery | 0 | 0 | 0 | 0 | 0 | 0
7610 | Synthetic pumped | pumped | 0 | 0 | 0 | 0 | 0 | 0
7610 | Synthetic battery | battery | 0 | 0 | 0 | 0 | 0 | 0
7611 | Synthetic pumped | pumped | 0 | 0 | 0 | 0 | 0 | 0
7611 | Synthetic battery | battery | 0 | 0 | 0 | 0 | 0 | 0
7612 | Synthetic pumped | pumped | 0 | 0 | 0 | 0 | 0 | 0
7612 | Synthetic battery | battery | 0 | 0 | 0 | 0 | 0 | 0
7613 | Synthetic pumped | pumped | 0 | 0 | 0 | 0 | 0 | 0
7613 | Synthetic battery | battery | 0 | 0 | 0 | 0 | 0 | 0
7614 | Synthetic pumped | pumped | 0 | 0 | 0 | 0 | 0 | 0
7614 | Synthetic battery | battery | 0 | 0 | 0 | 0 | 0 | 0
7615 | Synthetic pumped | pumped | 0 | 0 | 0 | 0 | 0 | 0
7615 | Synthetic battery | battery | 0 | 0 | 0 | 0 | 0 | 0
7616 | Synthetic pumped | pumped | 0 | 0 | 0 | 0 | 0 | 0
7616 | Synthetic battery | battery | 0 | 0 | 0 | 0 | 0 | 0
7617 | Synthetic pumped | pumped | 0 | 0 | 0 | 0 | 0 | 0
7617 | Synthetic battery | battery | 0 | 0 | 0 | 0 | 0 | 0
7618 | Synthetic pumped | pumped | 9.431 | 0 | 0 | 8.4879 | 0.17683 | 0
7618 | Synthetic battery | battery | 0 | 0 | 0 | 0 | 0 | 0
7619 | Synthetic pumped | pumped | 5.5172 | 0 | 8.4879 | 13.4533 | 0.28028 | -8.8818e-16
7619 | Synthetic battery | battery | 0 | 0 | 0 | 0 | 0 | 0
7620 | Synthetic pumped | pumped | 3.7831 | 0 | 13.4533 | 16.8581 | 0.35121 | 1.3323e-15
7620 | Synthetic battery | battery | 0 | 0 | 0 | 0 | 0 | 0
7621 | Synthetic pumped | pumped | 12 | 0 | 16.8581 | 27.6581 | 0.57621 | 0
7621 | Synthetic battery | battery | 2.6363 | 0 | 0 | 2.4305 | 0.12153 | 0
7622 | Synthetic pumped | pumped | 9.0668 | 0 | 27.6581 | 35.8182 | 0.74621 | -1.7764e-15
7622 | Synthetic battery | battery | 0 | 0 | 2.4305 | 2.4305 | 0.12153 | 0
7623 | Synthetic pumped | pumped | 0.94019 | 0 | 35.8182 | 36.6644 | 0.76384 | -1.4433e-15
7623 | Synthetic battery | battery | 0 | 0 | 2.4305 | 2.4305 | 0.12153 | 0
7624 | Synthetic pumped | pumped | 0 | 0 | 36.6644 | 36.6644 | 0.76384 | 0
7624 | Synthetic battery | battery | 0 | 0 | 2.4305 | 2.4305 | 0.12153 | 0
7625 | Synthetic pumped | pumped | 0 | 8.4203 | 36.6644 | 27.3085 | 0.56893 | 0
7625 | Synthetic battery | battery | 0 | 2.2409 | 2.4305 | 0 | 0 | 0
7626 | Synthetic pumped | pumped | 0 | 12 | 27.3085 | 13.9752 | 0.29115 | 0
7626 | Synthetic battery | battery | 0 | 0 | 0 | 0 | 0 | 0
7627 | Synthetic pumped | pumped | 0 | 12 | 13.9752 | 0.64185 | 0.013372 | 0
7627 | Synthetic battery | battery | 0 | 0 | 0 | 0 | 0 | 0
7628 | Synthetic pumped | pumped | 0 | 0.57766 | 0.64185 | 0 | 0 | 0
7628 | Synthetic battery | battery | 0 | 0 | 0 | 0 | 0 | 0
7629 | Synthetic pumped | pumped | 0 | 0 | 0 | 0 | 0 | 0
7629 | Synthetic battery | battery | 0 | 0 | 0 | 0 | 0 | 0
7630 | Synthetic pumped | pumped | 0 | 0 | 0 | 0 | 0 | 0
7630 | Synthetic battery | battery | 0 | 0 | 0 | 0 | 0 | 0
7631 | Synthetic pumped | pumped | 0 | 0 | 0 | 0 | 0 | 0
7631 | Synthetic battery | battery | 0 | 0 | 0 | 0 | 0 | 0
7632 | Synthetic pumped | pumped | 0 | 0 | 0 | 0 | 0 | 0
7632 | Synthetic battery | battery | 0 | 0 | 0 | 0 | 0 | 0
7633 | Synthetic pumped | pumped | 0 | 0 | 0 | 0 | 0 | 0
7633 | Synthetic battery | battery | 0 | 0 | 0 | 0 | 0 | 0
7634 | Synthetic pumped | pumped | 0 | 0 | 0 | 0 | 0 | 0
7634 | Synthetic battery | battery | 0 | 0 | 0 | 0 | 0 | 0
7635 | Synthetic pumped | pumped | 0 | 0 | 0 | 0 | 0 | 0
7635 | Synthetic battery | battery | 0 | 0 | 0 | 0 | 0 | 0
7636 | Synthetic pumped | pumped | 0 | 0 | 0 | 0 | 0 | 0
7636 | Synthetic battery | battery | 0 | 0 | 0 | 0 | 0 | 0
7637 | Synthetic pumped | pumped | 0 | 0 | 0 | 0 | 0 | 0
7637 | Synthetic battery | battery | 0 | 0 | 0 | 0 | 0 | 0
7638 | Synthetic pumped | pumped | 0 | 0 | 0 | 0 | 0 | 0
7638 | Synthetic battery | battery | 0 | 0 | 0 | 0 | 0 | 0
7639 | Synthetic pumped | pumped | 0 | 0 | 0 | 0 | 0 | 0
7639 | Synthetic battery | battery | 0 | 0 | 0 | 0 | 0 | 0
7640 | Synthetic pumped | pumped | 0 | 0 | 0 | 0 | 0 | 0
7640 | Synthetic battery | battery | 0 | 0 | 0 | 0 | 0 | 0
7641 | Synthetic pumped | pumped | 3.912 | 0 | 0 | 3.5208 | 0.07335 | 0
7641 | Synthetic battery | battery | 0 | 0 | 0 | 0 | 0 | 0
7642 | Synthetic pumped | pumped | 12 | 0 | 3.5208 | 14.3208 | 0.29835 | 0
7642 | Synthetic battery | battery | 0.05193 | 0 | 0 | 0.047877 | 0.0023939 | 0
7643 | Synthetic pumped | pumped | 12 | 0 | 14.3208 | 25.1208 | 0.52335 | 0
7643 | Synthetic battery | battery | 6.302 | 0 | 0.047877 | 5.858 | 0.2929 | 0
7644 | Synthetic pumped | pumped | 12 | 0 | 25.1208 | 35.9208 | 0.74835 | 3.5527e-15
7644 | Synthetic battery | battery | 10 | 0 | 5.858 | 15.0776 | 0.75388 | 0
7645 | Synthetic pumped | pumped | 12 | 0 | 35.9208 | 46.7208 | 0.97335 | -3.5527e-15
7645 | Synthetic battery | battery | 5.3391 | 0 | 15.0776 | 20 | 1 | 0
7646 | Synthetic pumped | pumped | 1.4214 | 0 | 46.7208 | 48 | 1 | 0
7646 | Synthetic battery | battery | 0 | 0 | 20 | 20 | 1 | 0
7647 | Synthetic pumped | pumped | 0 | 0 | 48 | 48 | 1 | 0
7647 | Synthetic battery | battery | 0 | 0 | 20 | 20 | 1 | 0
7648 | Synthetic pumped | pumped | 0 | 0 | 48 | 48 | 1 | 0
7648 | Synthetic battery | battery | 0 | 0 | 20 | 20 | 1 | 0
7649 | Synthetic pumped | pumped | 0 | 0 | 48 | 48 | 1 | 0
7649 | Synthetic battery | battery | 0 | 6.8537 | 20 | 12.5661 | 0.62831 | 0
7650 | Synthetic pumped | pumped | 0 | 12 | 48 | 34.6667 | 0.72222 | 3.5527e-15
7650 | Synthetic battery | battery | 0 | 10 | 12.5661 | 1.7196 | 0.085979 | 0
7651 | Synthetic pumped | pumped | 0 | 12 | 34.6667 | 21.3333 | 0.44444 | 0
7651 | Synthetic battery | battery | 0 | 1.5854 | 1.7196 | 0 | 0 | 0
7652 | Synthetic pumped | pumped | 0 | 12 | 21.3333 | 8 | 0.16667 | 0
7652 | Synthetic battery | battery | 0 | 0 | 0 | 0 | 0 | 0
7653 | Synthetic pumped | pumped | 0 | 7.2 | 8 | 0 | 0 | 0
7653 | Synthetic battery | battery | 0 | 0 | 0 | 0 | 0 | 0
7654 | Synthetic pumped | pumped | 0 | 0 | 0 | 0 | 0 | 0
7654 | Synthetic battery | battery | 0 | 0 | 0 | 0 | 0 | 0
7655 | Synthetic pumped | pumped | 0 | 0 | 0 | 0 | 0 | 0
7655 | Synthetic battery | battery | 0 | 0 | 0 | 0 | 0 | 0
7656 | Synthetic pumped | pumped | 0 | 0 | 0 | 0 | 0 | 0
7656 | Synthetic battery | battery | 0 | 0 | 0 | 0 | 0 | 0
7657 | Synthetic pumped | pumped | 0 | 0 | 0 | 0 | 0 | 0
7657 | Synthetic battery | battery | 0 | 0 | 0 | 0 | 0 | 0
7658 | Synthetic pumped | pumped | 0 | 0 | 0 | 0 | 0 | 0
7658 | Synthetic battery | battery | 0 | 0 | 0 | 0 | 0 | 0
7659 | Synthetic pumped | pumped | 0 | 0 | 0 | 0 | 0 | 0
7659 | Synthetic battery | battery | 0 | 0 | 0 | 0 | 0 | 0
7660 | Synthetic pumped | pumped | 0 | 0 | 0 | 0 | 0 | 0
7660 | Synthetic battery | battery | 0 | 0 | 0 | 0 | 0 | 0
7661 | Synthetic pumped | pumped | 0 | 0 | 0 | 0 | 0 | 0
7661 | Synthetic battery | battery | 0 | 0 | 0 | 0 | 0 | 0
7662 | Synthetic pumped | pumped | 0 | 0 | 0 | 0 | 0 | 0
7662 | Synthetic battery | battery | 0 | 0 | 0 | 0 | 0 | 0
7663 | Synthetic pumped | pumped | 0 | 0 | 0 | 0 | 0 | 0
7663 | Synthetic battery | battery | 0 | 0 | 0 | 0 | 0 | 0
7664 | Synthetic pumped | pumped | 0.39513 | 0 | 0 | 0.35562 | 0.0074087 | 0
7664 | Synthetic battery | battery | 0 | 0 | 0 | 0 | 0 | 0
7665 | Synthetic pumped | pumped | 9.4913 | 0 | 0.35562 | 8.8978 | 0.18537 | 0
7665 | Synthetic battery | battery | 0 | 0 | 0 | 0 | 0 | 0
7666 | Synthetic pumped | pumped | 12 | 0 | 8.8978 | 19.6978 | 0.41037 | -1.7764e-15
7666 | Synthetic battery | battery | 5.51 | 0 | 0 | 5.0799 | 0.254 | 0
7667 | Synthetic pumped | pumped | 12 | 0 | 19.6978 | 30.4978 | 0.63537 | 0
7667 | Synthetic battery | battery | 10 | 0 | 5.0799 | 14.2995 | 0.71497 | 0
7668 | Synthetic pumped | pumped | 12 | 0 | 30.4978 | 41.2978 | 0.86037 | 0
7668 | Synthetic battery | battery | 6.1831 | 0 | 14.2995 | 20 | 1 | 0
7669 | Synthetic pumped | pumped | 7.4469 | 0 | 41.2978 | 48 | 1 | 0
7669 | Synthetic battery | battery | 0 | 0 | 20 | 20 | 1 | 0
7670 | Synthetic pumped | pumped | 0 | 0 | 48 | 48 | 1 | 0
7670 | Synthetic battery | battery | 0 | 0 | 20 | 20 | 1 | 0
7671 | Synthetic pumped | pumped | 0 | 0 | 48 | 48 | 1 | 0
7671 | Synthetic battery | battery | 0 | 0 | 20 | 20 | 1 | 0
7672 | Synthetic pumped | pumped | 0 | 0 | 48 | 48 | 1 | 0
7672 | Synthetic battery | battery | 0 | 0 | 20 | 20 | 1 | 0
7673 | Synthetic pumped | pumped | 0 | 0 | 48 | 48 | 1 | 0
7673 | Synthetic battery | battery | 0 | 0 | 20 | 20 | 1 | 0
7674 | Synthetic pumped | pumped | 0 | 10.0434 | 48 | 36.8406 | 0.76751 | 3.5527e-15
7674 | Synthetic battery | battery | 0 | 10 | 20 | 9.1535 | 0.45767 | 0
7675 | Synthetic pumped | pumped | 0 | 12 | 36.8406 | 23.5073 | 0.48974 | 0
7675 | Synthetic battery | battery | 0 | 8.4391 | 9.1535 | 0 | 0 | 0
7676 | Synthetic pumped | pumped | 0 | 12 | 23.5073 | 10.174 | 0.21196 | 0
7676 | Synthetic battery | battery | 0 | 0 | 0 | 0 | 0 | 0
7677 | Synthetic pumped | pumped | 0 | 9.1566 | 10.174 | 0 | 0 | 0
7677 | Synthetic battery | battery | 0 | 0 | 0 | 0 | 0 | 0
7678 | Synthetic pumped | pumped | 0 | 0 | 0 | 0 | 0 | 0
7678 | Synthetic battery | battery | 0 | 0 | 0 | 0 | 0 | 0
7679 | Synthetic pumped | pumped | 0 | 0 | 0 | 0 | 0 | 0
7679 | Synthetic battery | battery | 0 | 0 | 0 | 0 | 0 | 0
7680 | Synthetic pumped | pumped | 0 | 0 | 0 | 0 | 0 | 0
7680 | Synthetic battery | battery | 0 | 0 | 0 | 0 | 0 | 0
7681 | Synthetic pumped | pumped | 0 | 0 | 0 | 0 | 0 | 0
7681 | Synthetic battery | battery | 0 | 0 | 0 | 0 | 0 | 0
7682 | Synthetic pumped | pumped | 0 | 0 | 0 | 0 | 0 | 0
7682 | Synthetic battery | battery | 0 | 0 | 0 | 0 | 0 | 0
7683 | Synthetic pumped | pumped | 0 | 0 | 0 | 0 | 0 | 0
7683 | Synthetic battery | battery | 0 | 0 | 0 | 0 | 0 | 0
7684 | Synthetic pumped | pumped | 0 | 0 | 0 | 0 | 0 | 0
7684 | Synthetic battery | battery | 0 | 0 | 0 | 0 | 0 | 0
7685 | Synthetic pumped | pumped | 0 | 0 | 0 | 0 | 0 | 0
7685 | Synthetic battery | battery | 0 | 0 | 0 | 0 | 0 | 0
7686 | Synthetic pumped | pumped | 0 | 0 | 0 | 0 | 0 | 0
7686 | Synthetic battery | battery | 0 | 0 | 0 | 0 | 0 | 0
7687 | Synthetic pumped | pumped | 0 | 0 | 0 | 0 | 0 | 0
7687 | Synthetic battery | battery | 0 | 0 | 0 | 0 | 0 | 0
7688 | Synthetic pumped | pumped | 0 | 0 | 0 | 0 | 0 | 0
7688 | Synthetic battery | battery | 0 | 0 | 0 | 0 | 0 | 0
7689 | Synthetic pumped | pumped | 1.4071 | 0 | 0 | 1.2664 | 0.026383 | 0
7689 | Synthetic battery | battery | 0 | 0 | 0 | 0 | 0 | 0
7690 | Synthetic pumped | pumped | 12 | 0 | 1.2664 | 12.0664 | 0.25138 | 0
7690 | Synthetic battery | battery | 0.36291 | 0 | 0 | 0.33459 | 0.01673 | 0
7691 | Synthetic pumped | pumped | 12 | 0 | 12.0664 | 22.8664 | 0.47638 | -1.7764e-15
7691 | Synthetic battery | battery | 10 | 0 | 0.33459 | 9.5541 | 0.47771 | 0
7692 | Synthetic pumped | pumped | 12 | 0 | 22.8664 | 33.6664 | 0.70138 | 3.5527e-15
7692 | Synthetic battery | battery | 8.7143 | 0 | 9.5541 | 17.5883 | 0.87941 | 0
7693 | Synthetic pumped | pumped | 12 | 0 | 33.6664 | 44.4664 | 0.92638 | -3.5527e-15
7693 | Synthetic battery | battery | 2.6159 | 0 | 17.5883 | 20 | 1 | 0
7694 | Synthetic pumped | pumped | 3.9262 | 0 | 44.4664 | 48 | 1 | 0
7694 | Synthetic battery | battery | 0 | 0 | 20 | 20 | 1 | 0
7695 | Synthetic pumped | pumped | 0 | 0 | 48 | 48 | 1 | 0
7695 | Synthetic battery | battery | 0 | 0 | 20 | 20 | 1 | 0
7696 | Synthetic pumped | pumped | 0 | 0 | 48 | 48 | 1 | 0
7696 | Synthetic battery | battery | 0 | 0 | 20 | 20 | 1 | 0
7697 | Synthetic pumped | pumped | 0 | 0 | 48 | 48 | 1 | 0
7697 | Synthetic battery | battery | 0 | 2.3087 | 20 | 17.4958 | 0.87479 | 1.3323e-15
7698 | Synthetic pumped | pumped | 0 | 10.1217 | 48 | 36.7537 | 0.7657 | -1.7764e-15
7698 | Synthetic battery | battery | 0 | 10 | 17.4958 | 6.6493 | 0.33247 | 0
7699 | Synthetic pumped | pumped | 0 | 12 | 36.7537 | 23.4203 | 0.48792 | 0
7699 | Synthetic battery | battery | 0 | 6.1304 | 6.6493 | 0 | 0 | 0
7700 | Synthetic pumped | pumped | 0 | 12 | 23.4203 | 10.087 | 0.21015 | 0
7700 | Synthetic battery | battery | 0 | 0 | 0 | 0 | 0 | 0
7701 | Synthetic pumped | pumped | 0 | 9.0783 | 10.087 | 0 | 0 | 0
7701 | Synthetic battery | battery | 0 | 0 | 0 | 0 | 0 | 0
7702 | Synthetic pumped | pumped | 0 | 0 | 0 | 0 | 0 | 0
7702 | Synthetic battery | battery | 0 | 0 | 0 | 0 | 0 | 0
7703 | Synthetic pumped | pumped | 0 | 0 | 0 | 0 | 0 | 0
7703 | Synthetic battery | battery | 0 | 0 | 0 | 0 | 0 | 0
7704 | Synthetic pumped | pumped | 0 | 0 | 0 | 0 | 0 | 0
7704 | Synthetic battery | battery | 0 | 0 | 0 | 0 | 0 | 0
7705 | Synthetic pumped | pumped | 0 | 0 | 0 | 0 | 0 | 0
7705 | Synthetic battery | battery | 0 | 0 | 0 | 0 | 0 | 0
7706 | Synthetic pumped | pumped | 0 | 0 | 0 | 0 | 0 | 0
7706 | Synthetic battery | battery | 0 | 0 | 0 | 0 | 0 | 0
7707 | Synthetic pumped | pumped | 0 | 0 | 0 | 0 | 0 | 0
7707 | Synthetic battery | battery | 0 | 0 | 0 | 0 | 0 | 0
7708 | Synthetic pumped | pumped | 0 | 0 | 0 | 0 | 0 | 0
7708 | Synthetic battery | battery | 0 | 0 | 0 | 0 | 0 | 0
7709 | Synthetic pumped | pumped | 0 | 0 | 0 | 0 | 0 | 0
7709 | Synthetic battery | battery | 0 | 0 | 0 | 0 | 0 | 0
7710 | Synthetic pumped | pumped | 0 | 0 | 0 | 0 | 0 | 0
7710 | Synthetic battery | battery | 0 | 0 | 0 | 0 | 0 | 0
7711 | Synthetic pumped | pumped | 0 | 0 | 0 | 0 | 0 | 0
7711 | Synthetic battery | battery | 0 | 0 | 0 | 0 | 0 | 0
7712 | Synthetic pumped | pumped | 0 | 0 | 0 | 0 | 0 | 0
7712 | Synthetic battery | battery | 0 | 0 | 0 | 0 | 0 | 0
7713 | Synthetic pumped | pumped | 0 | 0 | 0 | 0 | 0 | 0
7713 | Synthetic battery | battery | 0 | 0 | 0 | 0 | 0 | 0
7714 | Synthetic pumped | pumped | 7.1631 | 0 | 0 | 6.4468 | 0.13431 | 0
7714 | Synthetic battery | battery | 0 | 0 | 0 | 0 | 0 | 0
7715 | Synthetic pumped | pumped | 8.0958 | 0 | 6.4468 | 13.7331 | 0.28611 | -8.8818e-16
7715 | Synthetic battery | battery | 0 | 0 | 0 | 0 | 0 | 0
7716 | Synthetic pumped | pumped | 12 | 0 | 13.7331 | 24.5331 | 0.51111 | 0
7716 | Synthetic battery | battery | 2.5198 | 0 | 0 | 2.3231 | 0.11616 | 0
7717 | Synthetic pumped | pumped | 12 | 0 | 24.5331 | 35.3331 | 0.73611 | -3.5527e-15
7717 | Synthetic battery | battery | 5.4208 | 0 | 2.3231 | 7.3208 | 0.36604 | 0
7718 | Synthetic pumped | pumped | 9.6115 | 0 | 35.3331 | 43.9834 | 0.91632 | 1.7764e-15
7718 | Synthetic battery | battery | 0 | 0 | 7.3208 | 7.3208 | 0.36604 | 0
7719 | Synthetic pumped | pumped | 4.4629 | 0 | 43.9834 | 48 | 1 | 0
7719 | Synthetic battery | battery | 0.83355 | 0 | 7.3208 | 8.0893 | 0.40447 | -2.2204e-16
7720 | Synthetic pumped | pumped | 0 | 0 | 48 | 48 | 1 | 0
7720 | Synthetic battery | battery | 0 | 0 | 8.0893 | 8.0893 | 0.40447 | 0
7721 | Synthetic pumped | pumped | 0 | 0 | 48 | 48 | 1 | 0
7721 | Synthetic battery | battery | 0 | 2.4941 | 8.0893 | 5.3842 | 0.26921 | 4.4409e-16
7722 | Synthetic pumped | pumped | 0 | 12 | 48 | 34.6667 | 0.72222 | 3.5527e-15
7722 | Synthetic battery | battery | 0 | 4.9639 | 5.3842 | 0 | 0 | 0
7723 | Synthetic pumped | pumped | 0 | 12 | 34.6667 | 21.3333 | 0.44444 | 0
7723 | Synthetic battery | battery | 0 | 0 | 0 | 0 | 0 | 0
7724 | Synthetic pumped | pumped | 0 | 12 | 21.3333 | 8 | 0.16667 | 0
7724 | Synthetic battery | battery | 0 | 0 | 0 | 0 | 0 | 0
7725 | Synthetic pumped | pumped | 0 | 7.2 | 8 | 0 | 0 | 0
7725 | Synthetic battery | battery | 0 | 0 | 0 | 0 | 0 | 0
7726 | Synthetic pumped | pumped | 0 | 0 | 0 | 0 | 0 | 0
7726 | Synthetic battery | battery | 0 | 0 | 0 | 0 | 0 | 0
7727 | Synthetic pumped | pumped | 0 | 0 | 0 | 0 | 0 | 0
7727 | Synthetic battery | battery | 0 | 0 | 0 | 0 | 0 | 0
7728 | Synthetic pumped | pumped | 0 | 0 | 0 | 0 | 0 | 0
7728 | Synthetic battery | battery | 0 | 0 | 0 | 0 | 0 | 0
7729 | Synthetic pumped | pumped | 0 | 0 | 0 | 0 | 0 | 0
7729 | Synthetic battery | battery | 0 | 0 | 0 | 0 | 0 | 0
7730 | Synthetic pumped | pumped | 0 | 0 | 0 | 0 | 0 | 0
7730 | Synthetic battery | battery | 0 | 0 | 0 | 0 | 0 | 0
7731 | Synthetic pumped | pumped | 0 | 0 | 0 | 0 | 0 | 0
7731 | Synthetic battery | battery | 0 | 0 | 0 | 0 | 0 | 0
7732 | Synthetic pumped | pumped | 0 | 0 | 0 | 0 | 0 | 0
7732 | Synthetic battery | battery | 0 | 0 | 0 | 0 | 0 | 0
7733 | Synthetic pumped | pumped | 0 | 0 | 0 | 0 | 0 | 0
7733 | Synthetic battery | battery | 0 | 0 | 0 | 0 | 0 | 0
7734 | Synthetic pumped | pumped | 0 | 0 | 0 | 0 | 0 | 0
7734 | Synthetic battery | battery | 0 | 0 | 0 | 0 | 0 | 0
7735 | Synthetic pumped | pumped | 0 | 0 | 0 | 0 | 0 | 0
7735 | Synthetic battery | battery | 0 | 0 | 0 | 0 | 0 | 0
7736 | Synthetic pumped | pumped | 0 | 0 | 0 | 0 | 0 | 0
7736 | Synthetic battery | battery | 0 | 0 | 0 | 0 | 0 | 0
7737 | Synthetic pumped | pumped | 0.095803 | 0 | 0 | 0.086223 | 0.0017963 | 0
7737 | Synthetic battery | battery | 0 | 0 | 0 | 0 | 0 | 0
7738 | Synthetic pumped | pumped | 7.4547 | 0 | 0.086223 | 6.7954 | 0.14157 | 0
7738 | Synthetic battery | battery | 0 | 0 | 0 | 0 | 0 | 0
7739 | Synthetic pumped | pumped | 12 | 0 | 6.7954 | 17.5954 | 0.36657 | 0
7739 | Synthetic battery | battery | 2.5162 | 0 | 0 | 2.3199 | 0.11599 | 0
7740 | Synthetic pumped | pumped | 10.6901 | 0 | 17.5954 | 27.2165 | 0.56701 | 0
7740 | Synthetic battery | battery | 0 | 0 | 2.3199 | 2.3199 | 0.11599 | 0
7741 | Synthetic pumped | pumped | 11.4872 | 0 | 27.2165 | 37.555 | 0.7824 | 1.7764e-15
7741 | Synthetic battery | battery | 0 | 0 | 2.3199 | 2.3199 | 0.11599 | 0
7742 | Synthetic pumped | pumped | 6.7467 | 0 | 37.555 | 43.6271 | 0.9089 | 8.8818e-16
7742 | Synthetic battery | battery | 0 | 0 | 2.3199 | 2.3199 | 0.11599 | 0
7743 | Synthetic pumped | pumped | 0.44854 | 0 | 43.6271 | 44.0307 | 0.91731 | -1.4433e-15
7743 | Synthetic battery | battery | 0 | 0 | 2.3199 | 2.3199 | 0.11599 | 0
7744 | Synthetic pumped | pumped | 0 | 0 | 44.0307 | 44.0307 | 0.91731 | 0
7744 | Synthetic battery | battery | 0 | 0 | 2.3199 | 2.3199 | 0.11599 | 0
7745 | Synthetic pumped | pumped | 0 | 2.2606 | 44.0307 | 41.519 | 0.86498 | -1.7764e-15
7745 | Synthetic battery | battery | 0 | 2.1388 | 2.3199 | 0 | 0 | 0
7746 | Synthetic pumped | pumped | 0 | 12 | 41.519 | 28.1856 | 0.5872 | 0
7746 | Synthetic battery | battery | 0 | 0 | 0 | 0 | 0 | 0
7747 | Synthetic pumped | pumped | 0 | 12 | 28.1856 | 14.8523 | 0.30942 | 0
7747 | Synthetic battery | battery | 0 | 0 | 0 | 0 | 0 | 0
7748 | Synthetic pumped | pumped | 0 | 12 | 14.8523 | 1.519 | 0.031645 | 0
7748 | Synthetic battery | battery | 0 | 0 | 0 | 0 | 0 | 0
7749 | Synthetic pumped | pumped | 0 | 1.3671 | 1.519 | 0 | 0 | 0
7749 | Synthetic battery | battery | 0 | 0 | 0 | 0 | 0 | 0
7750 | Synthetic pumped | pumped | 0 | 0 | 0 | 0 | 0 | 0
7750 | Synthetic battery | battery | 0 | 0 | 0 | 0 | 0 | 0
7751 | Synthetic pumped | pumped | 0 | 0 | 0 | 0 | 0 | 0
7751 | Synthetic battery | battery | 0 | 0 | 0 | 0 | 0 | 0
7752 | Synthetic pumped | pumped | 0 | 0 | 0 | 0 | 0 | 0
7752 | Synthetic battery | battery | 0 | 0 | 0 | 0 | 0 | 0
7753 | Synthetic pumped | pumped | 0 | 0 | 0 | 0 | 0 | 0
7753 | Synthetic battery | battery | 0 | 0 | 0 | 0 | 0 | 0
7754 | Synthetic pumped | pumped | 0 | 0 | 0 | 0 | 0 | 0
7754 | Synthetic battery | battery | 0 | 0 | 0 | 0 | 0 | 0
7755 | Synthetic pumped | pumped | 0 | 0 | 0 | 0 | 0 | 0
7755 | Synthetic battery | battery | 0 | 0 | 0 | 0 | 0 | 0
7756 | Synthetic pumped | pumped | 0 | 0 | 0 | 0 | 0 | 0
7756 | Synthetic battery | battery | 0 | 0 | 0 | 0 | 0 | 0
7757 | Synthetic pumped | pumped | 0 | 0 | 0 | 0 | 0 | 0
7757 | Synthetic battery | battery | 0 | 0 | 0 | 0 | 0 | 0
7758 | Synthetic pumped | pumped | 0 | 0 | 0 | 0 | 0 | 0
7758 | Synthetic battery | battery | 0 | 0 | 0 | 0 | 0 | 0
7759 | Synthetic pumped | pumped | 0 | 0 | 0 | 0 | 0 | 0
7759 | Synthetic battery | battery | 0 | 0 | 0 | 0 | 0 | 0
7760 | Synthetic pumped | pumped | 0 | 0 | 0 | 0 | 0 | 0
7760 | Synthetic battery | battery | 0 | 0 | 0 | 0 | 0 | 0
7761 | Synthetic pumped | pumped | 0.22311 | 0 | 0 | 0.2008 | 0.0041834 | 0
7761 | Synthetic battery | battery | 0 | 0 | 0 | 0 | 0 | 0
7762 | Synthetic pumped | pumped | 7.0633 | 0 | 0.2008 | 6.5577 | 0.13662 | 0
7762 | Synthetic battery | battery | 0 | 0 | 0 | 0 | 0 | 0
7763 | Synthetic pumped | pumped | 12 | 0 | 6.5577 | 17.3577 | 0.36162 | 0
7763 | Synthetic battery | battery | 2.0819 | 0 | 0 | 1.9194 | 0.095969 | 0
7764 | Synthetic pumped | pumped | 12 | 0 | 17.3577 | 28.1577 | 0.58662 | 0
7764 | Synthetic battery | battery | 1.627 | 0 | 1.9194 | 3.4194 | 0.17097 | 0
7765 | Synthetic pumped | pumped | 12 | 0 | 28.1577 | 38.9577 | 0.81162 | 0
7765 | Synthetic battery | battery | 6.7325 | 0 | 3.4194 | 9.6264 | 0.48132 | 0
7766 | Synthetic pumped | pumped | 10.047 | 0 | 38.9577 | 48 | 1 | 0
7766 | Synthetic battery | battery | 1.3348 | 0 | 9.6264 | 10.857 | 0.54285 | -4.4409e-16
7767 | Synthetic pumped | pumped | 0 | 0 | 48 | 48 | 1 | 0
7767 | Synthetic battery | battery | 6.3748 | 0 | 10.857 | 16.7342 | 0.83671 | 0
7768 | Synthetic pumped | pumped | 0 | 0 | 48 | 48 | 1 | 0
7768 | Synthetic battery | battery | 0 | 0 | 16.7342 | 16.7342 | 0.83671 | 0
7769 | Synthetic pumped | pumped | 0 | 0 | 48 | 48 | 1 | 0
7769 | Synthetic battery | battery | 0 | 7.339 | 16.7342 | 8.774 | 0.4387 | 0
7770 | Synthetic pumped | pumped | 0 | 12 | 48 | 34.6667 | 0.72222 | 3.5527e-15
7770 | Synthetic battery | battery | 0 | 8.0892 | 8.774 | 0 | 0 | 0
7771 | Synthetic pumped | pumped | 0 | 12 | 34.6667 | 21.3333 | 0.44444 | 0
7771 | Synthetic battery | battery | 0 | 0 | 0 | 0 | 0 | 0
7772 | Synthetic pumped | pumped | 0 | 12 | 21.3333 | 8 | 0.16667 | 0
7772 | Synthetic battery | battery | 0 | 0 | 0 | 0 | 0 | 0
7773 | Synthetic pumped | pumped | 0 | 7.2 | 8 | 0 | 0 | 0
7773 | Synthetic battery | battery | 0 | 0 | 0 | 0 | 0 | 0
7774 | Synthetic pumped | pumped | 0 | 0 | 0 | 0 | 0 | 0
7774 | Synthetic battery | battery | 0 | 0 | 0 | 0 | 0 | 0
7775 | Synthetic pumped | pumped | 0 | 0 | 0 | 0 | 0 | 0
7775 | Synthetic battery | battery | 0 | 0 | 0 | 0 | 0 | 0
7776 | Synthetic pumped | pumped | 0 | 0 | 0 | 0 | 0 | 0
7776 | Synthetic battery | battery | 0 | 0 | 0 | 0 | 0 | 0
7777 | Synthetic pumped | pumped | 0 | 0 | 0 | 0 | 0 | 0
7777 | Synthetic battery | battery | 0 | 0 | 0 | 0 | 0 | 0
7778 | Synthetic pumped | pumped | 0 | 0 | 0 | 0 | 0 | 0
7778 | Synthetic battery | battery | 0 | 0 | 0 | 0 | 0 | 0
7779 | Synthetic pumped | pumped | 0 | 0 | 0 | 0 | 0 | 0
7779 | Synthetic battery | battery | 0 | 0 | 0 | 0 | 0 | 0
7780 | Synthetic pumped | pumped | 0 | 0 | 0 | 0 | 0 | 0
7780 | Synthetic battery | battery | 0 | 0 | 0 | 0 | 0 | 0
7781 | Synthetic pumped | pumped | 0 | 0 | 0 | 0 | 0 | 0
7781 | Synthetic battery | battery | 0 | 0 | 0 | 0 | 0 | 0
7782 | Synthetic pumped | pumped | 0 | 0 | 0 | 0 | 0 | 0
7782 | Synthetic battery | battery | 0 | 0 | 0 | 0 | 0 | 0
7783 | Synthetic pumped | pumped | 0 | 0 | 0 | 0 | 0 | 0
7783 | Synthetic battery | battery | 0 | 0 | 0 | 0 | 0 | 0
7784 | Synthetic pumped | pumped | 0 | 0 | 0 | 0 | 0 | 0
7784 | Synthetic battery | battery | 0 | 0 | 0 | 0 | 0 | 0
7785 | Synthetic pumped | pumped | 9.2982 | 0 | 0 | 8.3684 | 0.17434 | 0
7785 | Synthetic battery | battery | 0 | 0 | 0 | 0 | 0 | 0
7786 | Synthetic pumped | pumped | 12 | 0 | 8.3684 | 19.1684 | 0.39934 | 0
7786 | Synthetic battery | battery | 6.4921 | 0 | 0 | 5.9854 | 0.29927 | 0
7787 | Synthetic pumped | pumped | 12 | 0 | 19.1684 | 29.9684 | 0.62434 | 0
7787 | Synthetic battery | battery | 6.0793 | 0 | 5.9854 | 11.5903 | 0.57952 | 0
7788 | Synthetic pumped | pumped | 12 | 0 | 29.9684 | 40.7684 | 0.84934 | 0
7788 | Synthetic battery | battery | 8.6212 | 0 | 11.5903 | 19.5387 | 0.97693 | -1.7764e-15
7789 | Synthetic pumped | pumped | 8.0351 | 0 | 40.7684 | 48 | 1 | 0
7789 | Synthetic battery | battery | 0.50036 | 0 | 19.5387 | 20 | 1 | -5.5511e-17
7790 | Synthetic pumped | pumped | 0 | 0 | 48 | 48 | 1 | 0
7790 | Synthetic battery | battery | 0 | 0 | 20 | 20 | 1 | 0
7791 | Synthetic pumped | pumped | 0 | 0 | 48 | 48 | 1 | 0
7791 | Synthetic battery | battery | 0 | 0 | 20 | 20 | 1 | 0
7792 | Synthetic pumped | pumped | 0 | 0 | 48 | 48 | 1 | 0
7792 | Synthetic battery | battery | 0 | 0 | 20 | 20 | 1 | 0
7793 | Synthetic pumped | pumped | 0 | 0 | 48 | 48 | 1 | 0
7793 | Synthetic battery | battery | 0 | 8.1828 | 20 | 11.1245 | 0.55623 | 0
7794 | Synthetic pumped | pumped | 0 | 12 | 48 | 34.6667 | 0.72222 | 3.5527e-15
7794 | Synthetic battery | battery | 0 | 10 | 11.1245 | 0.27802 | 0.013901 | 0
7795 | Synthetic pumped | pumped | 0 | 12 | 34.6667 | 21.3333 | 0.44444 | 0
7795 | Synthetic battery | battery | 0 | 0.25632 | 0.27802 | 0 | 0 | 0
7796 | Synthetic pumped | pumped | 0 | 12 | 21.3333 | 8 | 0.16667 | 0
7796 | Synthetic battery | battery | 0 | 0 | 0 | 0 | 0 | 0
7797 | Synthetic pumped | pumped | 0 | 7.2 | 8 | 0 | 0 | 0
7797 | Synthetic battery | battery | 0 | 0 | 0 | 0 | 0 | 0
7798 | Synthetic pumped | pumped | 0 | 0 | 0 | 0 | 0 | 0
7798 | Synthetic battery | battery | 0 | 0 | 0 | 0 | 0 | 0
7799 | Synthetic pumped | pumped | 0 | 0 | 0 | 0 | 0 | 0
7799 | Synthetic battery | battery | 0 | 0 | 0 | 0 | 0 | 0
7800 | Synthetic pumped | pumped | 0 | 0 | 0 | 0 | 0 | 0
7800 | Synthetic battery | battery | 0 | 0 | 0 | 0 | 0 | 0
7801 | Synthetic pumped | pumped | 0 | 0 | 0 | 0 | 0 | 0
7801 | Synthetic battery | battery | 0 | 0 | 0 | 0 | 0 | 0
7802 | Synthetic pumped | pumped | 0 | 0 | 0 | 0 | 0 | 0
7802 | Synthetic battery | battery | 0 | 0 | 0 | 0 | 0 | 0
7803 | Synthetic pumped | pumped | 0 | 0 | 0 | 0 | 0 | 0
7803 | Synthetic battery | battery | 0 | 0 | 0 | 0 | 0 | 0
7804 | Synthetic pumped | pumped | 0 | 0 | 0 | 0 | 0 | 0
7804 | Synthetic battery | battery | 0 | 0 | 0 | 0 | 0 | 0
7805 | Synthetic pumped | pumped | 0 | 0 | 0 | 0 | 0 | 0
7805 | Synthetic battery | battery | 0 | 0 | 0 | 0 | 0 | 0
7806 | Synthetic pumped | pumped | 0 | 0 | 0 | 0 | 0 | 0
7806 | Synthetic battery | battery | 0 | 0 | 0 | 0 | 0 | 0
7807 | Synthetic pumped | pumped | 0 | 0 | 0 | 0 | 0 | 0
7807 | Synthetic battery | battery | 0 | 0 | 0 | 0 | 0 | 0
7808 | Synthetic pumped | pumped | 0.052578 | 0 | 0 | 0.04732 | 0.00098584 | 0
7808 | Synthetic battery | battery | 0 | 0 | 0 | 0 | 0 | 0
7809 | Synthetic pumped | pumped | 9.3382 | 0 | 0.04732 | 8.4517 | 0.17608 | 0
7809 | Synthetic battery | battery | 0 | 0 | 0 | 0 | 0 | 0
7810 | Synthetic pumped | pumped | 12 | 0 | 8.4517 | 19.2517 | 0.40108 | 0
7810 | Synthetic battery | battery | 10 | 0 | 0 | 9.2195 | 0.46098 | 0
7811 | Synthetic pumped | pumped | 12 | 0 | 19.2517 | 30.0517 | 0.62608 | 0
7811 | Synthetic battery | battery | 8.9236 | 0 | 9.2195 | 17.4467 | 0.87234 | 1.7764e-15
7812 | Synthetic pumped | pumped | 12 | 0 | 30.0517 | 40.8517 | 0.85108 | 3.5527e-15
7812 | Synthetic battery | battery | 2.7694 | 0 | 17.4467 | 20 | 1 | 0
7813 | Synthetic pumped | pumped | 7.9425 | 0 | 40.8517 | 48 | 1 | 0
7813 | Synthetic battery | battery | 0 | 0 | 20 | 20 | 1 | 0
7814 | Synthetic pumped | pumped | 0 | 0 | 48 | 48 | 1 | 0
7814 | Synthetic battery | battery | 0 | 0 | 20 | 20 | 1 | 0
7815 | Synthetic pumped | pumped | 0 | 0 | 48 | 48 | 1 | 0
7815 | Synthetic battery | battery | 0 | 0 | 20 | 20 | 1 | 0
7816 | Synthetic pumped | pumped | 0 | 0 | 48 | 48 | 1 | 0
7816 | Synthetic battery | battery | 0 | 0 | 20 | 20 | 1 | 0
7817 | Synthetic pumped | pumped | 0 | 0 | 48 | 48 | 1 | 0
7817 | Synthetic battery | battery | 0 | 4.6745 | 20 | 14.9298 | 0.74649 | 8.8818e-16
7818 | Synthetic pumped | pumped | 0 | 12 | 48 | 34.6667 | 0.72222 | 3.5527e-15
7818 | Synthetic battery | battery | 0 | 10 | 14.9298 | 4.0833 | 0.20416 | 0
7819 | Synthetic pumped | pumped | 0 | 12 | 34.6667 | 21.3333 | 0.44444 | 0
7819 | Synthetic battery | battery | 0 | 3.7646 | 4.0833 | 0 | 0 | 0
7820 | Synthetic pumped | pumped | 0 | 12 | 21.3333 | 8 | 0.16667 | 0
7820 | Synthetic battery | battery | 0 | 0 | 0 | 0 | 0 | 0
7821 | Synthetic pumped | pumped | 0 | 7.2 | 8 | 0 | 0 | 0
7821 | Synthetic battery | battery | 0 | 0 | 0 | 0 | 0 | 0
7822 | Synthetic pumped | pumped | 0 | 0 | 0 | 0 | 0 | 0
7822 | Synthetic battery | battery | 0 | 0 | 0 | 0 | 0 | 0
7823 | Synthetic pumped | pumped | 0 | 0 | 0 | 0 | 0 | 0
7823 | Synthetic battery | battery | 0 | 0 | 0 | 0 | 0 | 0
7824 | Synthetic pumped | pumped | 0 | 0 | 0 | 0 | 0 | 0
7824 | Synthetic battery | battery | 0 | 0 | 0 | 0 | 0 | 0
7825 | Synthetic pumped | pumped | 0 | 0 | 0 | 0 | 0 | 0
7825 | Synthetic battery | battery | 0 | 0 | 0 | 0 | 0 | 0
7826 | Synthetic pumped | pumped | 0 | 0 | 0 | 0 | 0 | 0
7826 | Synthetic battery | battery | 0 | 0 | 0 | 0 | 0 | 0
7827 | Synthetic pumped | pumped | 0 | 0 | 0 | 0 | 0 | 0
7827 | Synthetic battery | battery | 0 | 0 | 0 | 0 | 0 | 0
7828 | Synthetic pumped | pumped | 0 | 0 | 0 | 0 | 0 | 0
7828 | Synthetic battery | battery | 0 | 0 | 0 | 0 | 0 | 0
7829 | Synthetic pumped | pumped | 0 | 0 | 0 | 0 | 0 | 0
7829 | Synthetic battery | battery | 0 | 0 | 0 | 0 | 0 | 0
7830 | Synthetic pumped | pumped | 0 | 0 | 0 | 0 | 0 | 0
7830 | Synthetic battery | battery | 0 | 0 | 0 | 0 | 0 | 0
7831 | Synthetic pumped | pumped | 0 | 0 | 0 | 0 | 0 | 0
7831 | Synthetic battery | battery | 0 | 0 | 0 | 0 | 0 | 0
7832 | Synthetic pumped | pumped | 0.57184 | 0 | 0 | 0.51466 | 0.010722 | 0
7832 | Synthetic battery | battery | 0 | 0 | 0 | 0 | 0 | 0
7833 | Synthetic pumped | pumped | 11.0741 | 0 | 0.51466 | 10.4813 | 0.21836 | 0
7833 | Synthetic battery | battery | 0 | 0 | 0 | 0 | 0 | 0
7834 | Synthetic pumped | pumped | 12 | 0 | 10.4813 | 21.2813 | 0.44336 | 1.7764e-15
7834 | Synthetic battery | battery | 7.4098 | 0 | 0 | 6.8315 | 0.34157 | 0
7835 | Synthetic pumped | pumped | 12 | 0 | 21.2813 | 32.0813 | 0.66836 | -3.5527e-15
7835 | Synthetic battery | battery | 10 | 0 | 6.8315 | 16.051 | 0.80255 | -1.7764e-15
7836 | Synthetic pumped | pumped | 12 | 0 | 32.0813 | 42.8813 | 0.89336 | -3.5527e-15
7836 | Synthetic battery | battery | 4.2832 | 0 | 16.051 | 20 | 1 | -4.4409e-16
7837 | Synthetic pumped | pumped | 5.6874 | 0 | 42.8813 | 48 | 1 | 0
7837 | Synthetic battery | battery | 0 | 0 | 20 | 20 | 1 | 0
7838 | Synthetic pumped | pumped | 0 | 0 | 48 | 48 | 1 | 0
7838 | Synthetic battery | battery | 0 | 0 | 20 | 20 | 1 | 0
7839 | Synthetic pumped | pumped | 0 | 0 | 48 | 48 | 1 | 0
7839 | Synthetic battery | battery | 0 | 0 | 20 | 20 | 1 | 0
7840 | Synthetic pumped | pumped | 0 | 0 | 48 | 48 | 1 | 0
7840 | Synthetic battery | battery | 0 | 0 | 20 | 20 | 1 | 0
7841 | Synthetic pumped | pumped | 0 | 0 | 48 | 48 | 1 | 0
7841 | Synthetic battery | battery | 0 | 6.1816 | 20 | 13.2951 | 0.66475 | 0
7842 | Synthetic pumped | pumped | 0 | 11.2365 | 48 | 35.515 | 0.73989 | 0
7842 | Synthetic battery | battery | 0 | 10 | 13.2951 | 2.4486 | 0.12243 | 0
7843 | Synthetic pumped | pumped | 0 | 12 | 35.515 | 22.1816 | 0.46212 | 0
7843 | Synthetic battery | battery | 0 | 2.2575 | 2.4486 | 0 | 0 | 0
7844 | Synthetic pumped | pumped | 0 | 12 | 22.1816 | 8.8483 | 0.18434 | 0
7844 | Synthetic battery | battery | 0 | 0 | 0 | 0 | 0 | 0
7845 | Synthetic pumped | pumped | 0 | 7.9635 | 8.8483 | 0 | 0 | 0
7845 | Synthetic battery | battery | 0 | 0 | 0 | 0 | 0 | 0
7846 | Synthetic pumped | pumped | 0 | 0 | 0 | 0 | 0 | 0
7846 | Synthetic battery | battery | 0 | 0 | 0 | 0 | 0 | 0
7847 | Synthetic pumped | pumped | 0 | 0 | 0 | 0 | 0 | 0
7847 | Synthetic battery | battery | 0 | 0 | 0 | 0 | 0 | 0
7848 | Synthetic pumped | pumped | 0 | 0 | 0 | 0 | 0 | 0
7848 | Synthetic battery | battery | 0 | 0 | 0 | 0 | 0 | 0
7849 | Synthetic pumped | pumped | 0 | 0 | 0 | 0 | 0 | 0
7849 | Synthetic battery | battery | 0 | 0 | 0 | 0 | 0 | 0
7850 | Synthetic pumped | pumped | 0 | 0 | 0 | 0 | 0 | 0
7850 | Synthetic battery | battery | 0 | 0 | 0 | 0 | 0 | 0
7851 | Synthetic pumped | pumped | 0 | 0 | 0 | 0 | 0 | 0
7851 | Synthetic battery | battery | 0 | 0 | 0 | 0 | 0 | 0
7852 | Synthetic pumped | pumped | 0 | 0 | 0 | 0 | 0 | 0
7852 | Synthetic battery | battery | 0 | 0 | 0 | 0 | 0 | 0
7853 | Synthetic pumped | pumped | 0 | 0 | 0 | 0 | 0 | 0
7853 | Synthetic battery | battery | 0 | 0 | 0 | 0 | 0 | 0
7854 | Synthetic pumped | pumped | 0 | 0 | 0 | 0 | 0 | 0
7854 | Synthetic battery | battery | 0 | 0 | 0 | 0 | 0 | 0
7855 | Synthetic pumped | pumped | 0 | 0 | 0 | 0 | 0 | 0
7855 | Synthetic battery | battery | 0 | 0 | 0 | 0 | 0 | 0
7856 | Synthetic pumped | pumped | 0 | 0 | 0 | 0 | 0 | 0
7856 | Synthetic battery | battery | 0 | 0 | 0 | 0 | 0 | 0
7857 | Synthetic pumped | pumped | 7.4064 | 0 | 0 | 6.6657 | 0.13887 | 0
7857 | Synthetic battery | battery | 0 | 0 | 0 | 0 | 0 | 0
7858 | Synthetic pumped | pumped | 11.4788 | 0 | 6.6657 | 16.9967 | 0.3541 | 1.7764e-15
7858 | Synthetic battery | battery | 0 | 0 | 0 | 0 | 0 | 0
7859 | Synthetic pumped | pumped | 12 | 0 | 16.9967 | 27.7967 | 0.5791 | 0
7859 | Synthetic battery | battery | 10 | 0 | 0 | 9.2195 | 0.46098 | 0
7860 | Synthetic pumped | pumped | 12 | 0 | 27.7967 | 38.5967 | 0.8041 | 0
7860 | Synthetic battery | battery | 10 | 0 | 9.2195 | 18.4391 | 0.92195 | 0
7861 | Synthetic pumped | pumped | 10.4481 | 0 | 38.5967 | 48 | 1 | 0
7861 | Synthetic battery | battery | 1.693 | 0 | 18.4391 | 20 | 1 | 0
7862 | Synthetic pumped | pumped | 0 | 0 | 48 | 48 | 1 | 0
7862 | Synthetic battery | battery | 0 | 0 | 20 | 20 | 1 | 0
7863 | Synthetic pumped | pumped | 0 | 0 | 48 | 48 | 1 | 0
7863 | Synthetic battery | battery | 0 | 0 | 20 | 20 | 1 | 0
7864 | Synthetic pumped | pumped | 0 | 0 | 48 | 48 | 1 | 0
7864 | Synthetic battery | battery | 0 | 0 | 20 | 20 | 1 | 0
7865 | Synthetic pumped | pumped | 0 | 0 | 48 | 48 | 1 | 0
7865 | Synthetic battery | battery | 0 | 4.2613 | 20 | 15.378 | 0.7689 | 0
7866 | Synthetic pumped | pumped | 0 | 12 | 48 | 34.6667 | 0.72222 | 3.5527e-15
7866 | Synthetic battery | battery | 0 | 10 | 15.378 | 4.5315 | 0.22657 | 0
7867 | Synthetic pumped | pumped | 0 | 12 | 34.6667 | 21.3333 | 0.44444 | 0
7867 | Synthetic battery | battery | 0 | 4.1778 | 4.5315 | 0 | 0 | 0
7868 | Synthetic pumped | pumped | 0 | 12 | 21.3333 | 8 | 0.16667 | 0
7868 | Synthetic battery | battery | 0 | 0 | 0 | 0 | 0 | 0
7869 | Synthetic pumped | pumped | 0 | 7.2 | 8 | 0 | 0 | 0
7869 | Synthetic battery | battery | 0 | 0 | 0 | 0 | 0 | 0
7870 | Synthetic pumped | pumped | 0 | 0 | 0 | 0 | 0 | 0
7870 | Synthetic battery | battery | 0 | 0 | 0 | 0 | 0 | 0
7871 | Synthetic pumped | pumped | 0 | 0 | 0 | 0 | 0 | 0
7871 | Synthetic battery | battery | 0 | 0 | 0 | 0 | 0 | 0
7872 | Synthetic pumped | pumped | 0 | 0 | 0 | 0 | 0 | 0
7872 | Synthetic battery | battery | 0 | 0 | 0 | 0 | 0 | 0
7873 | Synthetic pumped | pumped | 0 | 0 | 0 | 0 | 0 | 0
7873 | Synthetic battery | battery | 0 | 0 | 0 | 0 | 0 | 0
7874 | Synthetic pumped | pumped | 0 | 0 | 0 | 0 | 0 | 0
7874 | Synthetic battery | battery | 0 | 0 | 0 | 0 | 0 | 0
7875 | Synthetic pumped | pumped | 0 | 0 | 0 | 0 | 0 | 0
7875 | Synthetic battery | battery | 0 | 0 | 0 | 0 | 0 | 0
7876 | Synthetic pumped | pumped | 0 | 0 | 0 | 0 | 0 | 0
7876 | Synthetic battery | battery | 0 | 0 | 0 | 0 | 0 | 0
7877 | Synthetic pumped | pumped | 0 | 0 | 0 | 0 | 0 | 0
7877 | Synthetic battery | battery | 0 | 0 | 0 | 0 | 0 | 0
7878 | Synthetic pumped | pumped | 0 | 0 | 0 | 0 | 0 | 0
7878 | Synthetic battery | battery | 0 | 0 | 0 | 0 | 0 | 0
7879 | Synthetic pumped | pumped | 0 | 0 | 0 | 0 | 0 | 0
7879 | Synthetic battery | battery | 0 | 0 | 0 | 0 | 0 | 0
7880 | Synthetic pumped | pumped | 0 | 0 | 0 | 0 | 0 | 0
7880 | Synthetic battery | battery | 0 | 0 | 0 | 0 | 0 | 0
7881 | Synthetic pumped | pumped | 4.4373 | 0 | 0 | 3.9936 | 0.0832 | 0
7881 | Synthetic battery | battery | 0 | 0 | 0 | 0 | 0 | 0
7882 | Synthetic pumped | pumped | 11.06 | 0 | 3.9936 | 13.9476 | 0.29057 | 0
7882 | Synthetic battery | battery | 0 | 0 | 0 | 0 | 0 | 0
7883 | Synthetic pumped | pumped | 12 | 0 | 13.9476 | 24.7476 | 0.51557 | 0
7883 | Synthetic battery | battery | 8.1084 | 0 | 0 | 7.4755 | 0.37378 | 0
7884 | Synthetic pumped | pumped | 12 | 0 | 24.7476 | 35.5476 | 0.74057 | 3.5527e-15
7884 | Synthetic battery | battery | 3.616 | 0 | 7.4755 | 10.8093 | 0.54046 | 0
7885 | Synthetic pumped | pumped | 12 | 0 | 35.5476 | 46.3476 | 0.96557 | -3.5527e-15
7885 | Synthetic battery | battery | 7.2746 | 0 | 10.8093 | 17.5162 | 0.87581 | 0
7886 | Synthetic pumped | pumped | 1.836 | 0 | 46.3476 | 48 | 1 | 0
7886 | Synthetic battery | battery | 2.6941 | 0 | 17.5162 | 20 | 1 | 0
7887 | Synthetic pumped | pumped | 0 | 0 | 48 | 48 | 1 | 0
7887 | Synthetic battery | battery | 0 | 0 | 20 | 20 | 1 | 0
7888 | Synthetic pumped | pumped | 0 | 0 | 48 | 48 | 1 | 0
7888 | Synthetic battery | battery | 0 | 0 | 20 | 20 | 1 | 0
7889 | Synthetic pumped | pumped | 0 | 0 | 48 | 48 | 1 | 0
7889 | Synthetic battery | battery | 0 | 3.1226 | 20 | 16.613 | 0.83065 | 0
7890 | Synthetic pumped | pumped | 0 | 12 | 48 | 34.6667 | 0.72222 | 3.5527e-15
7890 | Synthetic battery | battery | 0 | 10 | 16.613 | 5.7665 | 0.28833 | 0
7891 | Synthetic pumped | pumped | 0 | 12 | 34.6667 | 21.3333 | 0.44444 | 0
7891 | Synthetic battery | battery | 0 | 5.3165 | 5.7665 | 0 | 0 | 0
7892 | Synthetic pumped | pumped | 0 | 12 | 21.3333 | 8 | 0.16667 | 0
7892 | Synthetic battery | battery | 0 | 0 | 0 | 0 | 0 | 0
7893 | Synthetic pumped | pumped | 0 | 7.2 | 8 | 0 | 0 | 0
7893 | Synthetic battery | battery | 0 | 0 | 0 | 0 | 0 | 0
7894 | Synthetic pumped | pumped | 0 | 0 | 0 | 0 | 0 | 0
7894 | Synthetic battery | battery | 0 | 0 | 0 | 0 | 0 | 0
7895 | Synthetic pumped | pumped | 0 | 0 | 0 | 0 | 0 | 0
7895 | Synthetic battery | battery | 0 | 0 | 0 | 0 | 0 | 0
7896 | Synthetic pumped | pumped | 0 | 0 | 0 | 0 | 0 | 0
7896 | Synthetic battery | battery | 0 | 0 | 0 | 0 | 0 | 0
7897 | Synthetic pumped | pumped | 0 | 0 | 0 | 0 | 0 | 0
7897 | Synthetic battery | battery | 0 | 0 | 0 | 0 | 0 | 0
7898 | Synthetic pumped | pumped | 0 | 0 | 0 | 0 | 0 | 0
7898 | Synthetic battery | battery | 0 | 0 | 0 | 0 | 0 | 0
7899 | Synthetic pumped | pumped | 0 | 0 | 0 | 0 | 0 | 0
7899 | Synthetic battery | battery | 0 | 0 | 0 | 0 | 0 | 0
7900 | Synthetic pumped | pumped | 0 | 0 | 0 | 0 | 0 | 0
7900 | Synthetic battery | battery | 0 | 0 | 0 | 0 | 0 | 0
7901 | Synthetic pumped | pumped | 0 | 0 | 0 | 0 | 0 | 0
7901 | Synthetic battery | battery | 0 | 0 | 0 | 0 | 0 | 0
7902 | Synthetic pumped | pumped | 0 | 0 | 0 | 0 | 0 | 0
7902 | Synthetic battery | battery | 0 | 0 | 0 | 0 | 0 | 0
7903 | Synthetic pumped | pumped | 0 | 0 | 0 | 0 | 0 | 0
7903 | Synthetic battery | battery | 0 | 0 | 0 | 0 | 0 | 0
7904 | Synthetic pumped | pumped | 2.0748 | 0 | 0 | 1.8673 | 0.038902 | 0
7904 | Synthetic battery | battery | 0 | 0 | 0 | 0 | 0 | 0
7905 | Synthetic pumped | pumped | 12 | 0 | 1.8673 | 12.6673 | 0.2639 | 0
7905 | Synthetic battery | battery | 0.2998 | 0 | 0 | 0.2764 | 0.01382 | 0
7906 | Synthetic pumped | pumped | 12 | 0 | 12.6673 | 23.4673 | 0.4889 | 1.7764e-15
7906 | Synthetic battery | battery | 9.4575 | 0 | 0.2764 | 8.9957 | 0.44979 | 0
7907 | Synthetic pumped | pumped | 12 | 0 | 23.4673 | 34.2673 | 0.7139 | -3.5527e-15
7907 | Synthetic battery | battery | 10 | 0 | 8.9957 | 18.2153 | 0.91076 | 0
7908 | Synthetic pumped | pumped | 12 | 0 | 34.2673 | 45.0673 | 0.9389 | -3.5527e-15
7908 | Synthetic battery | battery | 1.9358 | 0 | 18.2153 | 20 | 1 | 0
7909 | Synthetic pumped | pumped | 3.2586 | 0 | 45.0673 | 48 | 1 | 0
7909 | Synthetic battery | battery | 0 | 0 | 20 | 20 | 1 | 0
7910 | Synthetic pumped | pumped | 0 | 0 | 48 | 48 | 1 | 0
7910 | Synthetic battery | battery | 0 | 0 | 20 | 20 | 1 | 0
7911 | Synthetic pumped | pumped | 0 | 0 | 48 | 48 | 1 | 0
7911 | Synthetic battery | battery | 0 | 0 | 20 | 20 | 1 | 0
7912 | Synthetic pumped | pumped | 0 | 0 | 48 | 48 | 1 | 0
7912 | Synthetic battery | battery | 0 | 0 | 20 | 20 | 1 | 0
7913 | Synthetic pumped | pumped | 0 | 0 | 48 | 48 | 1 | 0
7913 | Synthetic battery | battery | 0 | 6.6941 | 20 | 12.7392 | 0.63696 | 0
7914 | Synthetic pumped | pumped | 0 | 12 | 48 | 34.6667 | 0.72222 | 3.5527e-15
7914 | Synthetic battery | battery | 0 | 10 | 12.7392 | 1.8927 | 0.094634 | 0
7915 | Synthetic pumped | pumped | 0 | 12 | 34.6667 | 21.3333 | 0.44444 | 0
7915 | Synthetic battery | battery | 0 | 1.745 | 1.8927 | 0 | 0 | 0
7916 | Synthetic pumped | pumped | 0 | 12 | 21.3333 | 8 | 0.16667 | 0
7916 | Synthetic battery | battery | 0 | 0 | 0 | 0 | 0 | 0
7917 | Synthetic pumped | pumped | 0 | 7.2 | 8 | 0 | 0 | 0
7917 | Synthetic battery | battery | 0 | 0 | 0 | 0 | 0 | 0
7918 | Synthetic pumped | pumped | 0 | 0 | 0 | 0 | 0 | 0
7918 | Synthetic battery | battery | 0 | 0 | 0 | 0 | 0 | 0
7919 | Synthetic pumped | pumped | 0 | 0 | 0 | 0 | 0 | 0
7919 | Synthetic battery | battery | 0 | 0 | 0 | 0 | 0 | 0
7920 | Synthetic pumped | pumped | 0 | 0 | 0 | 0 | 0 | 0
7920 | Synthetic battery | battery | 0 | 0 | 0 | 0 | 0 | 0
7921 | Synthetic pumped | pumped | 0 | 0 | 0 | 0 | 0 | 0
7921 | Synthetic battery | battery | 0 | 0 | 0 | 0 | 0 | 0
7922 | Synthetic pumped | pumped | 0 | 0 | 0 | 0 | 0 | 0
7922 | Synthetic battery | battery | 0 | 0 | 0 | 0 | 0 | 0
7923 | Synthetic pumped | pumped | 0 | 0 | 0 | 0 | 0 | 0
7923 | Synthetic battery | battery | 0 | 0 | 0 | 0 | 0 | 0
7924 | Synthetic pumped | pumped | 0 | 0 | 0 | 0 | 0 | 0
7924 | Synthetic battery | battery | 0 | 0 | 0 | 0 | 0 | 0
7925 | Synthetic pumped | pumped | 0 | 0 | 0 | 0 | 0 | 0
7925 | Synthetic battery | battery | 0 | 0 | 0 | 0 | 0 | 0
7926 | Synthetic pumped | pumped | 0 | 0 | 0 | 0 | 0 | 0
7926 | Synthetic battery | battery | 0 | 0 | 0 | 0 | 0 | 0
7927 | Synthetic pumped | pumped | 0 | 0 | 0 | 0 | 0 | 0
7927 | Synthetic battery | battery | 0 | 0 | 0 | 0 | 0 | 0
7928 | Synthetic pumped | pumped | 3.8539 | 0 | 0 | 3.4685 | 0.072261 | 0
7928 | Synthetic battery | battery | 0 | 0 | 0 | 0 | 0 | 0
7929 | Synthetic pumped | pumped | 12 | 0 | 3.4685 | 14.2685 | 0.29726 | 0
7929 | Synthetic battery | battery | 6.4082 | 0 | 0 | 5.9081 | 0.2954 | 0
7930 | Synthetic pumped | pumped | 12 | 0 | 14.2685 | 25.0685 | 0.52226 | 0
7930 | Synthetic battery | battery | 8.1797 | 0 | 5.9081 | 13.4494 | 0.67247 | -8.8818e-16
7931 | Synthetic pumped | pumped | 12 | 0 | 25.0685 | 35.8685 | 0.74726 | 0
7931 | Synthetic battery | battery | 7.1051 | 0 | 13.4494 | 20 | 1 | 0
7932 | Synthetic pumped | pumped | 12 | 0 | 35.8685 | 46.6685 | 0.97226 | -3.5527e-15
7932 | Synthetic battery | battery | 0 | 0 | 20 | 20 | 1 | 0
7933 | Synthetic pumped | pumped | 1.4794 | 0 | 46.6685 | 48 | 1 | 0
7933 | Synthetic battery | battery | 0 | 0 | 20 | 20 | 1 | 0
7934 | Synthetic pumped | pumped | 0 | 0 | 48 | 48 | 1 | 0
7934 | Synthetic battery | battery | 0 | 0 | 20 | 20 | 1 | 0
7935 | Synthetic pumped | pumped | 0 | 0 | 48 | 48 | 1 | 0
7935 | Synthetic battery | battery | 0 | 0 | 20 | 20 | 1 | 0
7936 | Synthetic pumped | pumped | 0 | 0 | 48 | 48 | 1 | 0
7936 | Synthetic battery | battery | 0 | 0 | 20 | 20 | 1 | 0
7937 | Synthetic pumped | pumped | 0 | 0 | 48 | 48 | 1 | 0
7937 | Synthetic battery | battery | 0 | 2.8479 | 20 | 16.911 | 0.84555 | -8.8818e-16
7938 | Synthetic pumped | pumped | 0 | 7.6084 | 48 | 39.5463 | 0.82388 | -1.7764e-15
7938 | Synthetic battery | battery | 0 | 10 | 16.911 | 6.0645 | 0.30322 | 0
7939 | Synthetic pumped | pumped | 0 | 12 | 39.5463 | 26.2129 | 0.5461 | 0
7939 | Synthetic battery | battery | 0 | 5.5912 | 6.0645 | 0 | 0 | 0
7940 | Synthetic pumped | pumped | 0 | 12 | 26.2129 | 12.8796 | 0.26832 | 0
7940 | Synthetic battery | battery | 0 | 0 | 0 | 0 | 0 | 0
7941 | Synthetic pumped | pumped | 0 | 11.5916 | 12.8796 | 0 | 0 | 0
7941 | Synthetic battery | battery | 0 | 0 | 0 | 0 | 0 | 0
7942 | Synthetic pumped | pumped | 0 | 0 | 0 | 0 | 0 | 0
7942 | Synthetic battery | battery | 0 | 0 | 0 | 0 | 0 | 0
7943 | Synthetic pumped | pumped | 0 | 0 | 0 | 0 | 0 | 0
7943 | Synthetic battery | battery | 0 | 0 | 0 | 0 | 0 | 0
7944 | Synthetic pumped | pumped | 0 | 0 | 0 | 0 | 0 | 0
7944 | Synthetic battery | battery | 0 | 0 | 0 | 0 | 0 | 0
7945 | Synthetic pumped | pumped | 0 | 0 | 0 | 0 | 0 | 0
7945 | Synthetic battery | battery | 0 | 0 | 0 | 0 | 0 | 0
7946 | Synthetic pumped | pumped | 0 | 0 | 0 | 0 | 0 | 0
7946 | Synthetic battery | battery | 0 | 0 | 0 | 0 | 0 | 0
7947 | Synthetic pumped | pumped | 0 | 0 | 0 | 0 | 0 | 0
7947 | Synthetic battery | battery | 0 | 0 | 0 | 0 | 0 | 0
7948 | Synthetic pumped | pumped | 0 | 0 | 0 | 0 | 0 | 0
7948 | Synthetic battery | battery | 0 | 0 | 0 | 0 | 0 | 0
7949 | Synthetic pumped | pumped | 0 | 0 | 0 | 0 | 0 | 0
7949 | Synthetic battery | battery | 0 | 0 | 0 | 0 | 0 | 0
7950 | Synthetic pumped | pumped | 0 | 0 | 0 | 0 | 0 | 0
7950 | Synthetic battery | battery | 0 | 0 | 0 | 0 | 0 | 0
7951 | Synthetic pumped | pumped | 0 | 0 | 0 | 0 | 0 | 0
7951 | Synthetic battery | battery | 0 | 0 | 0 | 0 | 0 | 0
7952 | Synthetic pumped | pumped | 0 | 0 | 0 | 0 | 0 | 0
7952 | Synthetic battery | battery | 0 | 0 | 0 | 0 | 0 | 0
7953 | Synthetic pumped | pumped | 0.54528 | 0 | 0 | 0.49076 | 0.010224 | 0
7953 | Synthetic battery | battery | 0 | 0 | 0 | 0 | 0 | 0
7954 | Synthetic pumped | pumped | 12 | 0 | 0.49076 | 11.2908 | 0.23522 | 0
7954 | Synthetic battery | battery | 1.1556 | 0 | 0 | 1.0654 | 0.053269 | 0
7955 | Synthetic pumped | pumped | 12 | 0 | 11.2908 | 22.0908 | 0.46022 | 0
7955 | Synthetic battery | battery | 4.4506 | 0 | 1.0654 | 5.1687 | 0.25843 | 0
7956 | Synthetic pumped | pumped | 12 | 0 | 22.0908 | 32.8908 | 0.68522 | 0
7956 | Synthetic battery | battery | 5.7707 | 0 | 5.1687 | 10.489 | 0.52445 | -8.8818e-16
7957 | Synthetic pumped | pumped | 12 | 0 | 32.8908 | 43.6908 | 0.91022 | 3.5527e-15
7957 | Synthetic battery | battery | 2.154 | 0 | 10.489 | 12.4749 | 0.62375 | 6.6613e-16
7958 | Synthetic pumped | pumped | 4.788 | 0 | 43.6908 | 48 | 1 | 0
7958 | Synthetic battery | battery | 3.7688 | 0 | 12.4749 | 15.9496 | 0.79748 | -4.4409e-16
7959 | Synthetic pumped | pumped | 0 | 0 | 48 | 48 | 1 | 0
7959 | Synthetic battery | battery | 4.3933 | 0 | 15.9496 | 20 | 1 | 0
7960 | Synthetic pumped | pumped | 0 | 0 | 48 | 48 | 1 | 0
7960 | Synthetic battery | battery | 0 | 0 | 20 | 20 | 1 | 0
7961 | Synthetic pumped | pumped | 0 | 0 | 48 | 48 | 1 | 0
7961 | Synthetic battery | battery | 0 | 3.3417 | 20 | 16.3754 | 0.81877 | -8.8818e-16
7962 | Synthetic pumped | pumped | 0 | 10.7436 | 48 | 36.0626 | 0.75131 | 0
7962 | Synthetic battery | battery | 0 | 10 | 16.3754 | 5.5289 | 0.27645 | 0
7963 | Synthetic pumped | pumped | 0 | 12 | 36.0626 | 22.7293 | 0.47353 | 0
7963 | Synthetic battery | battery | 0 | 5.0974 | 5.5289 | 0 | 0 | 0
7964 | Synthetic pumped | pumped | 0 | 12 | 22.7293 | 9.396 | 0.19575 | 0
7964 | Synthetic battery | battery | 0 | 0 | 0 | 0 | 0 | 0
7965 | Synthetic pumped | pumped | 0 | 8.4564 | 9.396 | 0 | 0 | 0
7965 | Synthetic battery | battery | 0 | 0 | 0 | 0 | 0 | 0
7966 | Synthetic pumped | pumped | 0 | 0 | 0 | 0 | 0 | 0
7966 | Synthetic battery | battery | 0 | 0 | 0 | 0 | 0 | 0
7967 | Synthetic pumped | pumped | 0 | 0 | 0 | 0 | 0 | 0
7967 | Synthetic battery | battery | 0 | 0 | 0 | 0 | 0 | 0
7968 | Synthetic pumped | pumped | 0 | 0 | 0 | 0 | 0 | 0
7968 | Synthetic battery | battery | 0 | 0 | 0 | 0 | 0 | 0
7969 | Synthetic pumped | pumped | 0 | 0 | 0 | 0 | 0 | 0
7969 | Synthetic battery | battery | 0 | 0 | 0 | 0 | 0 | 0
7970 | Synthetic pumped | pumped | 0 | 0 | 0 | 0 | 0 | 0
7970 | Synthetic battery | battery | 0 | 0 | 0 | 0 | 0 | 0
7971 | Synthetic pumped | pumped | 0 | 0 | 0 | 0 | 0 | 0
7971 | Synthetic battery | battery | 0 | 0 | 0 | 0 | 0 | 0
7972 | Synthetic pumped | pumped | 0 | 0 | 0 | 0 | 0 | 0
7972 | Synthetic battery | battery | 0 | 0 | 0 | 0 | 0 | 0
7973 | Synthetic pumped | pumped | 0 | 0 | 0 | 0 | 0 | 0
7973 | Synthetic battery | battery | 0 | 0 | 0 | 0 | 0 | 0
7974 | Synthetic pumped | pumped | 0 | 0 | 0 | 0 | 0 | 0
7974 | Synthetic battery | battery | 0 | 0 | 0 | 0 | 0 | 0
7975 | Synthetic pumped | pumped | 0 | 0 | 0 | 0 | 0 | 0
7975 | Synthetic battery | battery | 0 | 0 | 0 | 0 | 0 | 0
7976 | Synthetic pumped | pumped | 0 | 0 | 0 | 0 | 0 | 0
7976 | Synthetic battery | battery | 0 | 0 | 0 | 0 | 0 | 0
7977 | Synthetic pumped | pumped | 8.4896 | 0 | 0 | 7.6406 | 0.15918 | 0
7977 | Synthetic battery | battery | 0 | 0 | 0 | 0 | 0 | 0
7978 | Synthetic pumped | pumped | 12 | 0 | 7.6406 | 18.4406 | 0.38418 | 0
7978 | Synthetic battery | battery | 7.923 | 0 | 0 | 7.3046 | 0.36523 | 0
7979 | Synthetic pumped | pumped | 12 | 0 | 18.4406 | 29.2406 | 0.60918 | 0
7979 | Synthetic battery | battery | 10 | 0 | 7.3046 | 16.5242 | 0.82621 | -1.7764e-15
7980 | Synthetic pumped | pumped | 12 | 0 | 29.2406 | 40.0406 | 0.83418 | 0
7980 | Synthetic battery | battery | 3.7701 | 0 | 16.5242 | 20 | 1 | 0
7981 | Synthetic pumped | pumped | 8.8438 | 0 | 40.0406 | 48 | 1 | -8.8818e-16
7981 | Synthetic battery | battery | 0 | 0 | 20 | 20 | 1 | 0
7982 | Synthetic pumped | pumped | 0 | 0 | 48 | 48 | 1 | 0
7982 | Synthetic battery | battery | 0 | 0 | 20 | 20 | 1 | 0
7983 | Synthetic pumped | pumped | 0 | 0 | 48 | 48 | 1 | 0
7983 | Synthetic battery | battery | 0 | 0 | 20 | 20 | 1 | 0
7984 | Synthetic pumped | pumped | 0 | 0 | 48 | 48 | 1 | 0
7984 | Synthetic battery | battery | 0 | 0 | 20 | 20 | 1 | 0
7985 | Synthetic pumped | pumped | 0 | 0 | 48 | 48 | 1 | 0
7985 | Synthetic battery | battery | 0 | 7.5804 | 20 | 11.7779 | 0.58889 | 0
7986 | Synthetic pumped | pumped | 0 | 12 | 48 | 34.6667 | 0.72222 | 3.5527e-15
7986 | Synthetic battery | battery | 0 | 10 | 11.7779 | 0.93137 | 0.046569 | 0
7987 | Synthetic pumped | pumped | 0 | 12 | 34.6667 | 21.3333 | 0.44444 | 0
7987 | Synthetic battery | battery | 0 | 0.85868 | 0.93137 | 0 | 0 | 0
7988 | Synthetic pumped | pumped | 0 | 12 | 21.3333 | 8 | 0.16667 | 0
7988 | Synthetic battery | battery | 0 | 0 | 0 | 0 | 0 | 0
7989 | Synthetic pumped | pumped | 0 | 7.2 | 8 | 0 | 0 | 0
7989 | Synthetic battery | battery | 0 | 0 | 0 | 0 | 0 | 0
7990 | Synthetic pumped | pumped | 0 | 0 | 0 | 0 | 0 | 0
7990 | Synthetic battery | battery | 0 | 0 | 0 | 0 | 0 | 0
7991 | Synthetic pumped | pumped | 0 | 0 | 0 | 0 | 0 | 0
7991 | Synthetic battery | battery | 0 | 0 | 0 | 0 | 0 | 0
7992 | Synthetic pumped | pumped | 0 | 0 | 0 | 0 | 0 | 0
7992 | Synthetic battery | battery | 0 | 0 | 0 | 0 | 0 | 0
7993 | Synthetic pumped | pumped | 0 | 0 | 0 | 0 | 0 | 0
7993 | Synthetic battery | battery | 0 | 0 | 0 | 0 | 0 | 0
7994 | Synthetic pumped | pumped | 0 | 0 | 0 | 0 | 0 | 0
7994 | Synthetic battery | battery | 0 | 0 | 0 | 0 | 0 | 0
7995 | Synthetic pumped | pumped | 0 | 0 | 0 | 0 | 0 | 0
7995 | Synthetic battery | battery | 0 | 0 | 0 | 0 | 0 | 0
7996 | Synthetic pumped | pumped | 0 | 0 | 0 | 0 | 0 | 0
7996 | Synthetic battery | battery | 0 | 0 | 0 | 0 | 0 | 0
7997 | Synthetic pumped | pumped | 0 | 0 | 0 | 0 | 0 | 0
7997 | Synthetic battery | battery | 0 | 0 | 0 | 0 | 0 | 0
7998 | Synthetic pumped | pumped | 0 | 0 | 0 | 0 | 0 | 0
7998 | Synthetic battery | battery | 0 | 0 | 0 | 0 | 0 | 0
7999 | Synthetic pumped | pumped | 0 | 0 | 0 | 0 | 0 | 0
7999 | Synthetic battery | battery | 0 | 0 | 0 | 0 | 0 | 0
8000 | Synthetic pumped | pumped | 0 | 0 | 0 | 0 | 0 | 0
8000 | Synthetic battery | battery | 0 | 0 | 0 | 0 | 0 | 0
8001 | Synthetic pumped | pumped | 6.2231 | 0 | 0 | 5.6008 | 0.11668 | 0
8001 | Synthetic battery | battery | 0 | 0 | 0 | 0 | 0 | 0
8002 | Synthetic pumped | pumped | 12 | 0 | 5.6008 | 16.4008 | 0.34168 | 0
8002 | Synthetic battery | battery | 1.3585 | 0 | 0 | 1.2524 | 0.062622 | 0
8003 | Synthetic pumped | pumped | 12 | 0 | 16.4008 | 27.2008 | 0.56668 | 0
8003 | Synthetic battery | battery | 8.0102 | 0 | 1.2524 | 8.6375 | 0.43188 | 8.8818e-16
8004 | Synthetic pumped | pumped | 12 | 0 | 27.2008 | 38.0008 | 0.79168 | 0
8004 | Synthetic battery | battery | 7.1466 | 0 | 8.6375 | 15.2263 | 0.76132 | 0
8005 | Synthetic pumped | pumped | 11.1103 | 0 | 38.0008 | 48 | 1 | 0
8005 | Synthetic battery | battery | 5.1778 | 0 | 15.2263 | 20 | 1 | 0
8006 | Synthetic pumped | pumped | 0 | 0 | 48 | 48 | 1 | 0
8006 | Synthetic battery | battery | 0 | 0 | 20 | 20 | 1 | 0
8007 | Synthetic pumped | pumped | 0 | 0 | 48 | 48 | 1 | 0
8007 | Synthetic battery | battery | 0 | 0 | 20 | 20 | 1 | 0
8008 | Synthetic pumped | pumped | 0 | 0 | 48 | 48 | 1 | 0
8008 | Synthetic battery | battery | 0 | 0 | 20 | 20 | 1 | 0
8009 | Synthetic pumped | pumped | 0 | 0 | 48 | 48 | 1 | 0
8009 | Synthetic battery | battery | 0 | 6.9643 | 20 | 12.4462 | 0.62231 | 0
8010 | Synthetic pumped | pumped | 0 | 12 | 48 | 34.6667 | 0.72222 | 3.5527e-15
8010 | Synthetic battery | battery | 0 | 10 | 12.4462 | 1.5997 | 0.079984 | 0
8011 | Synthetic pumped | pumped | 0 | 12 | 34.6667 | 21.3333 | 0.44444 | 0
8011 | Synthetic battery | battery | 0 | 1.4748 | 1.5997 | -2.2204e-16 | -1.1102e-17 | 0
8012 | Synthetic pumped | pumped | 0 | 12 | 21.3333 | 8 | 0.16667 | 0
8012 | Synthetic battery | battery | 0 | -2.0472e-16 | -2.2204e-16 | 0 | 0 | 0
8013 | Synthetic pumped | pumped | 0 | 7.2 | 8 | 0 | 0 | 0
8013 | Synthetic battery | battery | 0 | 0 | 0 | 0 | 0 | 0
8014 | Synthetic pumped | pumped | 0 | 0 | 0 | 0 | 0 | 0
8014 | Synthetic battery | battery | 0 | 0 | 0 | 0 | 0 | 0
8015 | Synthetic pumped | pumped | 0 | 0 | 0 | 0 | 0 | 0
8015 | Synthetic battery | battery | 0 | 0 | 0 | 0 | 0 | 0
8016 | Synthetic pumped | pumped | 0 | 0 | 0 | 0 | 0 | 0
8016 | Synthetic battery | battery | 0 | 0 | 0 | 0 | 0 | 0
8017 | Synthetic pumped | pumped | 0 | 0 | 0 | 0 | 0 | 0
8017 | Synthetic battery | battery | 0 | 0 | 0 | 0 | 0 | 0
8018 | Synthetic pumped | pumped | 0 | 0 | 0 | 0 | 0 | 0
8018 | Synthetic battery | battery | 0 | 0 | 0 | 0 | 0 | 0
8019 | Synthetic pumped | pumped | 0 | 0 | 0 | 0 | 0 | 0
8019 | Synthetic battery | battery | 0 | 0 | 0 | 0 | 0 | 0
8020 | Synthetic pumped | pumped | 0 | 0 | 0 | 0 | 0 | 0
8020 | Synthetic battery | battery | 0 | 0 | 0 | 0 | 0 | 0
8021 | Synthetic pumped | pumped | 0 | 0 | 0 | 0 | 0 | 0
8021 | Synthetic battery | battery | 0 | 0 | 0 | 0 | 0 | 0
8022 | Synthetic pumped | pumped | 0 | 0 | 0 | 0 | 0 | 0
8022 | Synthetic battery | battery | 0 | 0 | 0 | 0 | 0 | 0
8023 | Synthetic pumped | pumped | 0 | 0 | 0 | 0 | 0 | 0
8023 | Synthetic battery | battery | 0 | 0 | 0 | 0 | 0 | 0
8024 | Synthetic pumped | pumped | 4.1244 | 0 | 0 | 3.7119 | 0.077332 | 0
8024 | Synthetic battery | battery | 0 | 0 | 0 | 0 | 0 | 0
8025 | Synthetic pumped | pumped | 12 | 0 | 3.7119 | 14.5119 | 0.30233 | 0
8025 | Synthetic battery | battery | 3.6435 | 0 | 0 | 3.3592 | 0.16796 | 0
8026 | Synthetic pumped | pumped | 12 | 0 | 14.5119 | 25.3119 | 0.52733 | 0
8026 | Synthetic battery | battery | 10 | 0 | 3.3592 | 12.5787 | 0.62894 | 0
8027 | Synthetic pumped | pumped | 12 | 0 | 25.3119 | 36.1119 | 0.75233 | -3.5527e-15
8027 | Synthetic battery | battery | 8.0495 | 0 | 12.5787 | 20 | 1 | 8.8818e-16
8028 | Synthetic pumped | pumped | 12 | 0 | 36.1119 | 46.9119 | 0.97733 | -3.5527e-15
8028 | Synthetic battery | battery | 0 | 0 | 20 | 20 | 1 | 0
8029 | Synthetic pumped | pumped | 1.209 | 0 | 46.9119 | 48 | 1 | 0
8029 | Synthetic battery | battery | 0 | 0 | 20 | 20 | 1 | 0
8030 | Synthetic pumped | pumped | 0 | 0 | 48 | 48 | 1 | 0
8030 | Synthetic battery | battery | 0 | 0 | 20 | 20 | 1 | 0
8031 | Synthetic pumped | pumped | 0 | 0 | 48 | 48 | 1 | 0
8031 | Synthetic battery | battery | 0 | 0 | 20 | 20 | 1 | 0
8032 | Synthetic pumped | pumped | 0 | 0 | 48 | 48 | 1 | 0
8032 | Synthetic battery | battery | 0 | 0 | 20 | 20 | 1 | 0
8033 | Synthetic pumped | pumped | 0 | 0 | 48 | 48 | 1 | 0
8033 | Synthetic battery | battery | 0 | 0 | 20 | 20 | 1 | 0
8034 | Synthetic pumped | pumped | 0 | 4.7315 | 48 | 42.7428 | 0.89048 | 8.8818e-16
8034 | Synthetic battery | battery | 0 | 10 | 20 | 9.1535 | 0.45767 | 0
8035 | Synthetic pumped | pumped | 0 | 12 | 42.7428 | 29.4095 | 0.6127 | 0
8035 | Synthetic battery | battery | 0 | 8.4391 | 9.1535 | 0 | 0 | 0
8036 | Synthetic pumped | pumped | 0 | 12 | 29.4095 | 16.0761 | 0.33492 | 0
8036 | Synthetic battery | battery | 0 | 0 | 0 | 0 | 0 | 0
8037 | Synthetic pumped | pumped | 0 | 12 | 16.0761 | 2.7428 | 0.057142 | 0
8037 | Synthetic battery | battery | 0 | 0 | 0 | 0 | 0 | 0
8038 | Synthetic pumped | pumped | 0 | 2.4685 | 2.7428 | -4.4409e-16 | -9.2519e-18 | 0
8038 | Synthetic battery | battery | 0 | 0 | 0 | 0 | 0 | 0
8039 | Synthetic pumped | pumped | 0 | -3.9968e-16 | -4.4409e-16 | 0 | 0 | 0
8039 | Synthetic battery | battery | 0 | 0 | 0 | 0 | 0 | 0
8040 | Synthetic pumped | pumped | 0 | 0 | 0 | 0 | 0 | 0
8040 | Synthetic battery | battery | 0 | 0 | 0 | 0 | 0 | 0
8041 | Synthetic pumped | pumped | 0 | 0 | 0 | 0 | 0 | 0
8041 | Synthetic battery | battery | 0 | 0 | 0 | 0 | 0 | 0
8042 | Synthetic pumped | pumped | 0 | 0 | 0 | 0 | 0 | 0
8042 | Synthetic battery | battery | 0 | 0 | 0 | 0 | 0 | 0
8043 | Synthetic pumped | pumped | 0 | 0 | 0 | 0 | 0 | 0
8043 | Synthetic battery | battery | 0 | 0 | 0 | 0 | 0 | 0
8044 | Synthetic pumped | pumped | 0 | 0 | 0 | 0 | 0 | 0
8044 | Synthetic battery | battery | 0 | 0 | 0 | 0 | 0 | 0
8045 | Synthetic pumped | pumped | 0 | 0 | 0 | 0 | 0 | 0
8045 | Synthetic battery | battery | 0 | 0 | 0 | 0 | 0 | 0
8046 | Synthetic pumped | pumped | 0 | 0 | 0 | 0 | 0 | 0
8046 | Synthetic battery | battery | 0 | 0 | 0 | 0 | 0 | 0
8047 | Synthetic pumped | pumped | 0 | 0 | 0 | 0 | 0 | 0
8047 | Synthetic battery | battery | 0 | 0 | 0 | 0 | 0 | 0
8048 | Synthetic pumped | pumped | 0 | 0 | 0 | 0 | 0 | 0
8048 | Synthetic battery | battery | 0 | 0 | 0 | 0 | 0 | 0
8049 | Synthetic pumped | pumped | 4.3164 | 0 | 0 | 3.8848 | 0.080933 | 0
8049 | Synthetic battery | battery | 0 | 0 | 0 | 0 | 0 | 0
8050 | Synthetic pumped | pumped | 12 | 0 | 3.8848 | 14.6848 | 0.30593 | 0
8050 | Synthetic battery | battery | 3.2134 | 0 | 0 | 2.9627 | 0.14813 | 0
8051 | Synthetic pumped | pumped | 12 | 0 | 14.6848 | 25.4848 | 0.53093 | -1.7764e-15
8051 | Synthetic battery | battery | 4.7921 | 0 | 2.9627 | 7.3808 | 0.36904 | -8.8818e-16
8052 | Synthetic pumped | pumped | 12 | 0 | 25.4848 | 36.2848 | 0.75593 | -3.5527e-15
8052 | Synthetic battery | battery | 9.8948 | 0 | 7.3808 | 16.5034 | 0.82517 | 0
8053 | Synthetic pumped | pumped | 12 | 0 | 36.2848 | 47.0848 | 0.98093 | -3.5527e-15
8053 | Synthetic battery | battery | 3.7926 | 0 | 16.5034 | 20 | 1 | 0
8054 | Synthetic pumped | pumped | 1.0169 | 0 | 47.0848 | 48 | 1 | -1.1102e-16
8054 | Synthetic battery | battery | 0 | 0 | 20 | 20 | 1 | 0
8055 | Synthetic pumped | pumped | 0 | 0 | 48 | 48 | 1 | 0
8055 | Synthetic battery | battery | 0 | 0 | 20 | 20 | 1 | 0
8056 | Synthetic pumped | pumped | 0 | 0 | 48 | 48 | 1 | 0
8056 | Synthetic battery | battery | 0 | 0 | 20 | 20 | 1 | 0
8057 | Synthetic pumped | pumped | 0 | 0.9674 | 48 | 46.9251 | 0.97761 | -2.4425e-15
8057 | Synthetic battery | battery | 0 | 10 | 20 | 9.1535 | 0.45767 | 0
8058 | Synthetic pumped | pumped | 0 | 12 | 46.9251 | 33.5918 | 0.69983 | -3.5527e-15
8058 | Synthetic battery | battery | 0 | 8.4391 | 9.1535 | 0 | 0 | 0
8059 | Synthetic pumped | pumped | 0 | 12 | 33.5918 | 20.2584 | 0.42205 | 0
8059 | Synthetic battery | battery | 0 | 0 | 0 | 0 | 0 | 0
8060 | Synthetic pumped | pumped | 0 | 12 | 20.2584 | 6.9251 | 0.14427 | 0
8060 | Synthetic battery | battery | 0 | 0 | 0 | 0 | 0 | 0
8061 | Synthetic pumped | pumped | 0 | 6.2326 | 6.9251 | 0 | 0 | 0
8061 | Synthetic battery | battery | 0 | 0 | 0 | 0 | 0 | 0
8062 | Synthetic pumped | pumped | 0 | 0 | 0 | 0 | 0 | 0
8062 | Synthetic battery | battery | 0 | 0 | 0 | 0 | 0 | 0
8063 | Synthetic pumped | pumped | 0 | 0 | 0 | 0 | 0 | 0
8063 | Synthetic battery | battery | 0 | 0 | 0 | 0 | 0 | 0
8064 | Synthetic pumped | pumped | 0 | 0 | 0 | 0 | 0 | 0
8064 | Synthetic battery | battery | 0 | 0 | 0 | 0 | 0 | 0
8065 | Synthetic pumped | pumped | 0 | 0 | 0 | 0 | 0 | 0
8065 | Synthetic battery | battery | 0 | 0 | 0 | 0 | 0 | 0
8066 | Synthetic pumped | pumped | 0 | 0 | 0 | 0 | 0 | 0
8066 | Synthetic battery | battery | 0 | 0 | 0 | 0 | 0 | 0
8067 | Synthetic pumped | pumped | 0 | 0 | 0 | 0 | 0 | 0
8067 | Synthetic battery | battery | 0 | 0 | 0 | 0 | 0 | 0
8068 | Synthetic pumped | pumped | 0 | 0 | 0 | 0 | 0 | 0
8068 | Synthetic battery | battery | 0 | 0 | 0 | 0 | 0 | 0
8069 | Synthetic pumped | pumped | 0 | 0 | 0 | 0 | 0 | 0
8069 | Synthetic battery | battery | 0 | 0 | 0 | 0 | 0 | 0
8070 | Synthetic pumped | pumped | 0 | 0 | 0 | 0 | 0 | 0
8070 | Synthetic battery | battery | 0 | 0 | 0 | 0 | 0 | 0
8071 | Synthetic pumped | pumped | 0 | 0 | 0 | 0 | 0 | 0
8071 | Synthetic battery | battery | 0 | 0 | 0 | 0 | 0 | 0
8072 | Synthetic pumped | pumped | 0 | 0 | 0 | 0 | 0 | 0
8072 | Synthetic battery | battery | 0 | 0 | 0 | 0 | 0 | 0
8073 | Synthetic pumped | pumped | 12 | 0 | 0 | 10.8 | 0.225 | 0
8073 | Synthetic battery | battery | 2.8981 | 0 | 0 | 2.6719 | 0.1336 | 0
8074 | Synthetic pumped | pumped | 12 | 0 | 10.8 | 21.6 | 0.45 | 0
8074 | Synthetic battery | battery | 10 | 0 | 2.6719 | 11.8915 | 0.59457 | 0
8075 | Synthetic pumped | pumped | 12 | 0 | 21.6 | 32.4 | 0.675 | 3.5527e-15
8075 | Synthetic battery | battery | 8.7949 | 0 | 11.8915 | 20 | 1 | 0
8076 | Synthetic pumped | pumped | 12 | 0 | 32.4 | 43.2 | 0.9 | -3.5527e-15
8076 | Synthetic battery | battery | 0 | 0 | 20 | 20 | 1 | 0
8077 | Synthetic pumped | pumped | 5.3333 | 0 | 43.2 | 48 | 1 | 0
8077 | Synthetic battery | battery | 0 | 0 | 20 | 20 | 1 | 0
8078 | Synthetic pumped | pumped | 0 | 0 | 48 | 48 | 1 | 0
8078 | Synthetic battery | battery | 0 | 0 | 20 | 20 | 1 | 0
8079 | Synthetic pumped | pumped | 0 | 0 | 48 | 48 | 1 | 0
8079 | Synthetic battery | battery | 0 | 0 | 20 | 20 | 1 | 0
8080 | Synthetic pumped | pumped | 0 | 0 | 48 | 48 | 1 | 0
8080 | Synthetic battery | battery | 0 | 0 | 20 | 20 | 1 | 0
8081 | Synthetic pumped | pumped | 0 | 0 | 48 | 48 | 1 | 0
8081 | Synthetic battery | battery | 0 | 6.3692 | 20 | 13.0916 | 0.65458 | 0
8082 | Synthetic pumped | pumped | 0 | 12 | 48 | 34.6667 | 0.72222 | 3.5527e-15
8082 | Synthetic battery | battery | 0 | 10 | 13.0916 | 2.2451 | 0.11226 | 0
8083 | Synthetic pumped | pumped | 0 | 12 | 34.6667 | 21.3333 | 0.44444 | 0
8083 | Synthetic battery | battery | 0 | 2.0699 | 2.2451 | 0 | 0 | 0
8084 | Synthetic pumped | pumped | 0 | 12 | 21.3333 | 8 | 0.16667 | 0
8084 | Synthetic battery | battery | 0 | 0 | 0 | 0 | 0 | 0
8085 | Synthetic pumped | pumped | 0 | 7.2 | 8 | 0 | 0 | 0
8085 | Synthetic battery | battery | 0 | 0 | 0 | 0 | 0 | 0
8086 | Synthetic pumped | pumped | 0 | 0 | 0 | 0 | 0 | 0
8086 | Synthetic battery | battery | 0 | 0 | 0 | 0 | 0 | 0
8087 | Synthetic pumped | pumped | 0 | 0 | 0 | 0 | 0 | 0
8087 | Synthetic battery | battery | 0 | 0 | 0 | 0 | 0 | 0
8088 | Synthetic pumped | pumped | 0 | 0 | 0 | 0 | 0 | 0
8088 | Synthetic battery | battery | 0 | 0 | 0 | 0 | 0 | 0
8089 | Synthetic pumped | pumped | 0 | 0 | 0 | 0 | 0 | 0
8089 | Synthetic battery | battery | 0 | 0 | 0 | 0 | 0 | 0
8090 | Synthetic pumped | pumped | 0 | 0 | 0 | 0 | 0 | 0
8090 | Synthetic battery | battery | 0 | 0 | 0 | 0 | 0 | 0
8091 | Synthetic pumped | pumped | 0 | 0 | 0 | 0 | 0 | 0
8091 | Synthetic battery | battery | 0 | 0 | 0 | 0 | 0 | 0
8092 | Synthetic pumped | pumped | 0 | 0 | 0 | 0 | 0 | 0
8092 | Synthetic battery | battery | 0 | 0 | 0 | 0 | 0 | 0
8093 | Synthetic pumped | pumped | 0 | 0 | 0 | 0 | 0 | 0
8093 | Synthetic battery | battery | 0 | 0 | 0 | 0 | 0 | 0
8094 | Synthetic pumped | pumped | 0 | 0 | 0 | 0 | 0 | 0
8094 | Synthetic battery | battery | 0 | 0 | 0 | 0 | 0 | 0
8095 | Synthetic pumped | pumped | 0 | 0 | 0 | 0 | 0 | 0
8095 | Synthetic battery | battery | 0 | 0 | 0 | 0 | 0 | 0
8096 | Synthetic pumped | pumped | 0 | 0 | 0 | 0 | 0 | 0
8096 | Synthetic battery | battery | 0 | 0 | 0 | 0 | 0 | 0
8097 | Synthetic pumped | pumped | 12 | 0 | 0 | 10.8 | 0.225 | 0
8097 | Synthetic battery | battery | 0.74453 | 0 | 0 | 0.68642 | 0.034321 | 0
8098 | Synthetic pumped | pumped | 12 | 0 | 10.8 | 21.6 | 0.45 | 0
8098 | Synthetic battery | battery | 8.8619 | 0 | 0.68642 | 8.8567 | 0.44283 | 0
8099 | Synthetic pumped | pumped | 12 | 0 | 21.6 | 32.4 | 0.675 | 3.5527e-15
8099 | Synthetic battery | battery | 10 | 0 | 8.8567 | 18.0762 | 0.90381 | -1.7764e-15
8100 | Synthetic pumped | pumped | 12 | 0 | 32.4 | 43.2 | 0.9 | -3.5527e-15
8100 | Synthetic battery | battery | 2.0866 | 0 | 18.0762 | 20 | 1 | 0
8101 | Synthetic pumped | pumped | 5.3333 | 0 | 43.2 | 48 | 1 | 0
8101 | Synthetic battery | battery | 0 | 0 | 20 | 20 | 1 | 0
8102 | Synthetic pumped | pumped | 0 | 0 | 48 | 48 | 1 | 0
8102 | Synthetic battery | battery | 0 | 0 | 20 | 20 | 1 | 0
8103 | Synthetic pumped | pumped | 0 | 0 | 48 | 48 | 1 | 0
8103 | Synthetic battery | battery | 0 | 0 | 20 | 20 | 1 | 0
8104 | Synthetic pumped | pumped | 0 | 0 | 48 | 48 | 1 | 0
8104 | Synthetic battery | battery | 0 | 0 | 20 | 20 | 1 | 0
8105 | Synthetic pumped | pumped | 0 | 0 | 48 | 48 | 1 | 0
8105 | Synthetic battery | battery | 0 | 3.6157 | 20 | 16.0783 | 0.80391 | -1.3323e-15
8106 | Synthetic pumped | pumped | 0 | 8.173 | 48 | 38.9189 | 0.81081 | 0
8106 | Synthetic battery | battery | 0 | 10 | 16.0783 | 5.2317 | 0.26159 | 0
8107 | Synthetic pumped | pumped | 0 | 12 | 38.9189 | 25.5855 | 0.53303 | 0
8107 | Synthetic battery | battery | 0 | 4.8234 | 5.2317 | 0 | 0 | 0
8108 | Synthetic pumped | pumped | 0 | 12 | 25.5855 | 12.2522 | 0.25525 | 0
8108 | Synthetic battery | battery | 0 | 0 | 0 | 0 | 0 | 0
8109 | Synthetic pumped | pumped | 0 | 11.027 | 12.2522 | 0 | 0 | 0
8109 | Synthetic battery | battery | 0 | 0 | 0 | 0 | 0 | 0
8110 | Synthetic pumped | pumped | 0 | 0 | 0 | 0 | 0 | 0
8110 | Synthetic battery | battery | 0 | 0 | 0 | 0 | 0 | 0
8111 | Synthetic pumped | pumped | 0 | 0 | 0 | 0 | 0 | 0
8111 | Synthetic battery | battery | 0 | 0 | 0 | 0 | 0 | 0
8112 | Synthetic pumped | pumped | 0 | 0 | 0 | 0 | 0 | 0
8112 | Synthetic battery | battery | 0 | 0 | 0 | 0 | 0 | 0
8113 | Synthetic pumped | pumped | 0 | 0 | 0 | 0 | 0 | 0
8113 | Synthetic battery | battery | 0 | 0 | 0 | 0 | 0 | 0
8114 | Synthetic pumped | pumped | 0 | 0 | 0 | 0 | 0 | 0
8114 | Synthetic battery | battery | 0 | 0 | 0 | 0 | 0 | 0
8115 | Synthetic pumped | pumped | 0 | 0 | 0 | 0 | 0 | 0
8115 | Synthetic battery | battery | 0 | 0 | 0 | 0 | 0 | 0
8116 | Synthetic pumped | pumped | 0 | 0 | 0 | 0 | 0 | 0
8116 | Synthetic battery | battery | 0 | 0 | 0 | 0 | 0 | 0
8117 | Synthetic pumped | pumped | 0 | 0 | 0 | 0 | 0 | 0
8117 | Synthetic battery | battery | 0 | 0 | 0 | 0 | 0 | 0
8118 | Synthetic pumped | pumped | 0 | 0 | 0 | 0 | 0 | 0
8118 | Synthetic battery | battery | 0 | 0 | 0 | 0 | 0 | 0
8119 | Synthetic pumped | pumped | 0 | 0 | 0 | 0 | 0 | 0
8119 | Synthetic battery | battery | 0 | 0 | 0 | 0 | 0 | 0
8120 | Synthetic pumped | pumped | 0 | 0 | 0 | 0 | 0 | 0
8120 | Synthetic battery | battery | 0 | 0 | 0 | 0 | 0 | 0
8121 | Synthetic pumped | pumped | 4.5232 | 0 | 0 | 4.0708 | 0.084809 | 0
8121 | Synthetic battery | battery | 0 | 0 | 0 | 0 | 0 | 0
8122 | Synthetic pumped | pumped | 11.5033 | 0 | 4.0708 | 14.4238 | 0.3005 | 0
8122 | Synthetic battery | battery | 0 | 0 | 0 | 0 | 0 | 0
8123 | Synthetic pumped | pumped | 12 | 0 | 14.4238 | 25.2238 | 0.5255 | 0
8123 | Synthetic battery | battery | 0.12776 | 0 | 0 | 0.11779 | 0.0058893 | 0
8124 | Synthetic pumped | pumped | 12 | 0 | 25.2238 | 36.0238 | 0.7505 | 0
8124 | Synthetic battery | battery | 10 | 0 | 0.11779 | 9.3373 | 0.46687 | 0
8125 | Synthetic pumped | pumped | 12 | 0 | 36.0238 | 46.8238 | 0.9755 | -3.5527e-15
8125 | Synthetic battery | battery | 6.8713 | 0 | 9.3373 | 15.6724 | 0.78362 | 8.8818e-16
8126 | Synthetic pumped | pumped | 1.3069 | 0 | 46.8238 | 48 | 1 | 0
8126 | Synthetic battery | battery | 4.694 | 0 | 15.6724 | 20 | 1 | 0
8127 | Synthetic pumped | pumped | 0 | 0 | 48 | 48 | 1 | 0
8127 | Synthetic battery | battery | 0 | 0 | 20 | 20 | 1 | 0
8128 | Synthetic pumped | pumped | 0 | 0 | 48 | 48 | 1 | 0
8128 | Synthetic battery | battery | 0 | 0 | 20 | 20 | 1 | 0
8129 | Synthetic pumped | pumped | 0 | 0 | 48 | 48 | 1 | 0
8129 | Synthetic battery | battery | 0 | 4.5309 | 20 | 15.0856 | 0.75428 | 0
8130 | Synthetic pumped | pumped | 0 | 11.0675 | 48 | 35.7027 | 0.74381 | 0
8130 | Synthetic battery | battery | 0 | 10 | 15.0856 | 4.2391 | 0.21195 | 0
8131 | Synthetic pumped | pumped | 0 | 12 | 35.7027 | 22.3694 | 0.46603 | 0
8131 | Synthetic battery | battery | 0 | 3.9082 | 4.2391 | 0 | 0 | 0
8132 | Synthetic pumped | pumped | 0 | 12 | 22.3694 | 9.0361 | 0.18825 | 0
8132 | Synthetic battery | battery | 0 | 0 | 0 | 0 | 0 | 0
8133 | Synthetic pumped | pumped | 0 | 8.1325 | 9.0361 | 0 | 0 | 0
8133 | Synthetic battery | battery | 0 | 0 | 0 | 0 | 0 | 0
8134 | Synthetic pumped | pumped | 0 | 0 | 0 | 0 | 0 | 0
8134 | Synthetic battery | battery | 0 | 0 | 0 | 0 | 0 | 0
8135 | Synthetic pumped | pumped | 0 | 0 | 0 | 0 | 0 | 0
8135 | Synthetic battery | battery | 0 | 0 | 0 | 0 | 0 | 0
8136 | Synthetic pumped | pumped | 0 | 0 | 0 | 0 | 0 | 0
8136 | Synthetic battery | battery | 0 | 0 | 0 | 0 | 0 | 0
8137 | Synthetic pumped | pumped | 0 | 0 | 0 | 0 | 0 | 0
8137 | Synthetic battery | battery | 0 | 0 | 0 | 0 | 0 | 0
8138 | Synthetic pumped | pumped | 0 | 0 | 0 | 0 | 0 | 0
8138 | Synthetic battery | battery | 0 | 0 | 0 | 0 | 0 | 0
8139 | Synthetic pumped | pumped | 0 | 0 | 0 | 0 | 0 | 0
8139 | Synthetic battery | battery | 0 | 0 | 0 | 0 | 0 | 0
8140 | Synthetic pumped | pumped | 0 | 0 | 0 | 0 | 0 | 0
8140 | Synthetic battery | battery | 0 | 0 | 0 | 0 | 0 | 0
8141 | Synthetic pumped | pumped | 0 | 0 | 0 | 0 | 0 | 0
8141 | Synthetic battery | battery | 0 | 0 | 0 | 0 | 0 | 0
8142 | Synthetic pumped | pumped | 0 | 0 | 0 | 0 | 0 | 0
8142 | Synthetic battery | battery | 0 | 0 | 0 | 0 | 0 | 0
8143 | Synthetic pumped | pumped | 0 | 0 | 0 | 0 | 0 | 0
8143 | Synthetic battery | battery | 0 | 0 | 0 | 0 | 0 | 0
8144 | Synthetic pumped | pumped | 0 | 0 | 0 | 0 | 0 | 0
8144 | Synthetic battery | battery | 0 | 0 | 0 | 0 | 0 | 0
8145 | Synthetic pumped | pumped | 8.2798 | 0 | 0 | 7.4518 | 0.15525 | 0
8145 | Synthetic battery | battery | 0 | 0 | 0 | 0 | 0 | 0
8146 | Synthetic pumped | pumped | 12 | 0 | 7.4518 | 18.2518 | 0.38025 | 1.7764e-15
8146 | Synthetic battery | battery | 2.9338 | 0 | 0 | 2.7048 | 0.13524 | 0
8147 | Synthetic pumped | pumped | 12 | 0 | 18.2518 | 29.0518 | 0.60525 | 0
8147 | Synthetic battery | battery | 10 | 0 | 2.7048 | 11.9244 | 0.59622 | 0
8148 | Synthetic pumped | pumped | 12 | 0 | 29.0518 | 39.8518 | 0.83025 | 0
8148 | Synthetic battery | battery | 8.6361 | 0 | 11.9244 | 19.8865 | 0.99432 | 0
8149 | Synthetic pumped | pumped | 9.0536 | 0 | 39.8518 | 48 | 1 | 0
8149 | Synthetic battery | battery | 0.12312 | 0 | 19.8865 | 20 | 1 | 0
8150 | Synthetic pumped | pumped | 0 | 0 | 48 | 48 | 1 | 0
8150 | Synthetic battery | battery | 0 | 0 | 20 | 20 | 1 | 0
8151 | Synthetic pumped | pumped | 0 | 0 | 48 | 48 | 1 | 0
8151 | Synthetic battery | battery | 0 | 0 | 20 | 20 | 1 | 0
8152 | Synthetic pumped | pumped | 0 | 0 | 48 | 48 | 1 | 0
8152 | Synthetic battery | battery | 0 | 0 | 20 | 20 | 1 | 0
8153 | Synthetic pumped | pumped | 0 | 0 | 48 | 48 | 1 | 0
8153 | Synthetic battery | battery | 0 | 7.1375 | 20 | 12.2583 | 0.61291 | 0
8154 | Synthetic pumped | pumped | 0 | 12 | 48 | 34.6667 | 0.72222 | 3.5527e-15
8154 | Synthetic battery | battery | 0 | 10 | 12.2583 | 1.4117 | 0.070587 | 0
8155 | Synthetic pumped | pumped | 0 | 12 | 34.6667 | 21.3333 | 0.44444 | 0
8155 | Synthetic battery | battery | 0 | 1.3016 | 1.4117 | 0 | 0 | 0
8156 | Synthetic pumped | pumped | 0 | 12 | 21.3333 | 8 | 0.16667 | 0
8156 | Synthetic battery | battery | 0 | 0 | 0 | 0 | 0 | 0
8157 | Synthetic pumped | pumped | 0 | 7.2 | 8 | 0 | 0 | 0
8157 | Synthetic battery | battery | 0 | 0 | 0 | 0 | 0 | 0
8158 | Synthetic pumped | pumped | 0 | 0 | 0 | 0 | 0 | 0
8158 | Synthetic battery | battery | 0 | 0 | 0 | 0 | 0 | 0
8159 | Synthetic pumped | pumped | 0 | 0 | 0 | 0 | 0 | 0
8159 | Synthetic battery | battery | 0 | 0 | 0 | 0 | 0 | 0
8160 | Synthetic pumped | pumped | 0 | 0 | 0 | 0 | 0 | 0
8160 | Synthetic battery | battery | 0 | 0 | 0 | 0 | 0 | 0
8161 | Synthetic pumped | pumped | 0 | 0 | 0 | 0 | 0 | 0
8161 | Synthetic battery | battery | 0 | 0 | 0 | 0 | 0 | 0
8162 | Synthetic pumped | pumped | 0 | 0 | 0 | 0 | 0 | 0
8162 | Synthetic battery | battery | 0 | 0 | 0 | 0 | 0 | 0
8163 | Synthetic pumped | pumped | 0 | 0 | 0 | 0 | 0 | 0
8163 | Synthetic battery | battery | 0 | 0 | 0 | 0 | 0 | 0
8164 | Synthetic pumped | pumped | 0 | 0 | 0 | 0 | 0 | 0
8164 | Synthetic battery | battery | 0 | 0 | 0 | 0 | 0 | 0
8165 | Synthetic pumped | pumped | 0 | 0 | 0 | 0 | 0 | 0
8165 | Synthetic battery | battery | 0 | 0 | 0 | 0 | 0 | 0
8166 | Synthetic pumped | pumped | 0 | 0 | 0 | 0 | 0 | 0
8166 | Synthetic battery | battery | 0 | 0 | 0 | 0 | 0 | 0
8167 | Synthetic pumped | pumped | 0 | 0 | 0 | 0 | 0 | 0
8167 | Synthetic battery | battery | 0 | 0 | 0 | 0 | 0 | 0
8168 | Synthetic pumped | pumped | 0 | 0 | 0 | 0 | 0 | 0
8168 | Synthetic battery | battery | 0 | 0 | 0 | 0 | 0 | 0
8169 | Synthetic pumped | pumped | 6.1137 | 0 | 0 | 5.5023 | 0.11463 | 0
8169 | Synthetic battery | battery | 0 | 0 | 0 | 0 | 0 | 0
8170 | Synthetic pumped | pumped | 10.8996 | 0 | 5.5023 | 15.312 | 0.319 | 0
8170 | Synthetic battery | battery | 0 | 0 | 0 | 0 | 0 | 0
8171 | Synthetic pumped | pumped | 12 | 0 | 15.312 | 26.112 | 0.544 | 0
8171 | Synthetic battery | battery | 6.5166 | 0 | 0 | 6.008 | 0.3004 | 0
8172 | Synthetic pumped | pumped | 12 | 0 | 26.112 | 36.912 | 0.769 | -3.5527e-15
8172 | Synthetic battery | battery | 10 | 0 | 6.008 | 15.2275 | 0.76138 | 0
8173 | Synthetic pumped | pumped | 12 | 0 | 36.912 | 47.712 | 0.994 | -3.5527e-15
8173 | Synthetic battery | battery | 5.1765 | 0 | 15.2275 | 20 | 1 | 0
8174 | Synthetic pumped | pumped | 0.32004 | 0 | 47.712 | 48 | 1 | 0
8174 | Synthetic battery | battery | 0 | 0 | 20 | 20 | 1 | 0
8175 | Synthetic pumped | pumped | 0 | 0 | 48 | 48 | 1 | 0
8175 | Synthetic battery | battery | 0 | 0 | 20 | 20 | 1 | 0
8176 | Synthetic pumped | pumped | 0 | 0 | 48 | 48 | 1 | 0
8176 | Synthetic battery | battery | 0 | 0 | 20 | 20 | 1 | 0
8177 | Synthetic pumped | pumped | 0 | 0 | 48 | 48 | 1 | 0
8177 | Synthetic battery | battery | 0 | 7.5619 | 20 | 11.798 | 0.5899 | 0
8178 | Synthetic pumped | pumped | 0 | 12 | 48 | 34.6667 | 0.72222 | 3.5527e-15
8178 | Synthetic battery | battery | 0 | 10 | 11.798 | 0.95149 | 0.047574 | 0
8179 | Synthetic pumped | pumped | 0 | 12 | 34.6667 | 21.3333 | 0.44444 | 0
8179 | Synthetic battery | battery | 0 | 0.87723 | 0.95149 | 0 | 0 | 0
8180 | Synthetic pumped | pumped | 0 | 12 | 21.3333 | 8 | 0.16667 | 0
8180 | Synthetic battery | battery | 0 | 0 | 0 | 0 | 0 | 0
8181 | Synthetic pumped | pumped | 0 | 7.2 | 8 | 0 | 0 | 0
8181 | Synthetic battery | battery | 0 | 0 | 0 | 0 | 0 | 0
8182 | Synthetic pumped | pumped | 0 | 0 | 0 | 0 | 0 | 0
8182 | Synthetic battery | battery | 0 | 0 | 0 | 0 | 0 | 0
8183 | Synthetic pumped | pumped | 0 | 0 | 0 | 0 | 0 | 0
8183 | Synthetic battery | battery | 0 | 0 | 0 | 0 | 0 | 0
8184 | Synthetic pumped | pumped | 0 | 0 | 0 | 0 | 0 | 0
8184 | Synthetic battery | battery | 0 | 0 | 0 | 0 | 0 | 0
8185 | Synthetic pumped | pumped | 0 | 0 | 0 | 0 | 0 | 0
8185 | Synthetic battery | battery | 0 | 0 | 0 | 0 | 0 | 0
8186 | Synthetic pumped | pumped | 0 | 0 | 0 | 0 | 0 | 0
8186 | Synthetic battery | battery | 0 | 0 | 0 | 0 | 0 | 0
8187 | Synthetic pumped | pumped | 0 | 0 | 0 | 0 | 0 | 0
8187 | Synthetic battery | battery | 0 | 0 | 0 | 0 | 0 | 0
8188 | Synthetic pumped | pumped | 0 | 0 | 0 | 0 | 0 | 0
8188 | Synthetic battery | battery | 0 | 0 | 0 | 0 | 0 | 0
8189 | Synthetic pumped | pumped | 0 | 0 | 0 | 0 | 0 | 0
8189 | Synthetic battery | battery | 0 | 0 | 0 | 0 | 0 | 0
8190 | Synthetic pumped | pumped | 0 | 0 | 0 | 0 | 0 | 0
8190 | Synthetic battery | battery | 0 | 0 | 0 | 0 | 0 | 0
8191 | Synthetic pumped | pumped | 0 | 0 | 0 | 0 | 0 | 0
8191 | Synthetic battery | battery | 0 | 0 | 0 | 0 | 0 | 0
8192 | Synthetic pumped | pumped | 5.1454 | 0 | 0 | 4.6308 | 0.096476 | 0
8192 | Synthetic battery | battery | 0 | 0 | 0 | 0 | 0 | 0
8193 | Synthetic pumped | pumped | 12 | 0 | 4.6308 | 15.4308 | 0.32148 | 0
8193 | Synthetic battery | battery | 5.8816 | 0 | 0 | 5.4226 | 0.27113 | 0
8194 | Synthetic pumped | pumped | 12 | 0 | 15.4308 | 26.2308 | 0.54648 | 0
8194 | Synthetic battery | battery | 10 | 0 | 5.4226 | 14.6421 | 0.73211 | 0
8195 | Synthetic pumped | pumped | 12 | 0 | 26.2308 | 37.0308 | 0.77148 | 3.5527e-15
8195 | Synthetic battery | battery | 5.8114 | 0 | 14.6421 | 20 | 1 | 0
8196 | Synthetic pumped | pumped | 12 | 0 | 37.0308 | 47.8308 | 0.99648 | -3.5527e-15
8196 | Synthetic battery | battery | 0 | 0 | 20 | 20 | 1 | 0
8197 | Synthetic pumped | pumped | 0.18796 | 0 | 47.8308 | 48 | 1 | 0
8197 | Synthetic battery | battery | 0 | 0 | 20 | 20 | 1 | 0
8198 | Synthetic pumped | pumped | 0 | 0 | 48 | 48 | 1 | 0
8198 | Synthetic battery | battery | 0 | 0 | 20 | 20 | 1 | 0
8199 | Synthetic pumped | pumped | 0 | 0 | 48 | 48 | 1 | 0
8199 | Synthetic battery | battery | 0 | 0 | 20 | 20 | 1 | 0
8200 | Synthetic pumped | pumped | 0 | 0 | 48 | 48 | 1 | 0
8200 | Synthetic battery | battery | 0 | 0 | 20 | 20 | 1 | 0
8201 | Synthetic pumped | pumped | 0 | 0 | 48 | 48 | 1 | 0
8201 | Synthetic battery | battery | 0 | 9.1256 | 20 | 10.1019 | 0.5051 | 0
8202 | Synthetic pumped | pumped | 0 | 11.5757 | 48 | 35.1381 | 0.73204 | 1.7764e-15
8202 | Synthetic battery | battery | 0 | 9.3135 | 10.1019 | 0 | 0 | 0
8203 | Synthetic pumped | pumped | 0 | 12 | 35.1381 | 21.8048 | 0.45427 | 0
8203 | Synthetic battery | battery | 0 | 0 | 0 | 0 | 0 | 0
8204 | Synthetic pumped | pumped | 0 | 12 | 21.8048 | 8.4715 | 0.17649 | 0
8204 | Synthetic battery | battery | 0 | 0 | 0 | 0 | 0 | 0
8205 | Synthetic pumped | pumped | 0 | 7.6243 | 8.4715 | 0 | 0 | 0
8205 | Synthetic battery | battery | 0 | 0 | 0 | 0 | 0 | 0
8206 | Synthetic pumped | pumped | 0 | 0 | 0 | 0 | 0 | 0
8206 | Synthetic battery | battery | 0 | 0 | 0 | 0 | 0 | 0
8207 | Synthetic pumped | pumped | 0 | 0 | 0 | 0 | 0 | 0
8207 | Synthetic battery | battery | 0 | 0 | 0 | 0 | 0 | 0
8208 | Synthetic pumped | pumped | 0 | 0 | 0 | 0 | 0 | 0
8208 | Synthetic battery | battery | 0 | 0 | 0 | 0 | 0 | 0
8209 | Synthetic pumped | pumped | 0 | 0 | 0 | 0 | 0 | 0
8209 | Synthetic battery | battery | 0 | 0 | 0 | 0 | 0 | 0
8210 | Synthetic pumped | pumped | 0 | 0 | 0 | 0 | 0 | 0
8210 | Synthetic battery | battery | 0 | 0 | 0 | 0 | 0 | 0
8211 | Synthetic pumped | pumped | 0 | 0 | 0 | 0 | 0 | 0
8211 | Synthetic battery | battery | 0 | 0 | 0 | 0 | 0 | 0
8212 | Synthetic pumped | pumped | 0 | 0 | 0 | 0 | 0 | 0
8212 | Synthetic battery | battery | 0 | 0 | 0 | 0 | 0 | 0
8213 | Synthetic pumped | pumped | 0 | 0 | 0 | 0 | 0 | 0
8213 | Synthetic battery | battery | 0 | 0 | 0 | 0 | 0 | 0
8214 | Synthetic pumped | pumped | 0 | 0 | 0 | 0 | 0 | 0
8214 | Synthetic battery | battery | 0 | 0 | 0 | 0 | 0 | 0
8215 | Synthetic pumped | pumped | 0 | 0 | 0 | 0 | 0 | 0
8215 | Synthetic battery | battery | 0 | 0 | 0 | 0 | 0 | 0
8216 | Synthetic pumped | pumped | 10.1363 | 0 | 0 | 9.1227 | 0.19006 | 0
8216 | Synthetic battery | battery | 0 | 0 | 0 | 0 | 0 | 0
8217 | Synthetic pumped | pumped | 12 | 0 | 9.1227 | 19.9227 | 0.41506 | 0
8217 | Synthetic battery | battery | 7.5745 | 0 | 0 | 6.9834 | 0.34917 | 0
8218 | Synthetic pumped | pumped | 12 | 0 | 19.9227 | 30.7227 | 0.64006 | 0
8218 | Synthetic battery | battery | 10 | 0 | 6.9834 | 16.2029 | 0.81015 | 0
8219 | Synthetic pumped | pumped | 12 | 0 | 30.7227 | 41.5227 | 0.86506 | -3.5527e-15
8219 | Synthetic battery | battery | 4.1185 | 0 | 16.2029 | 20 | 1 | -4.4409e-16
8220 | Synthetic pumped | pumped | 7.197 | 0 | 41.5227 | 48 | 1 | 0
8220 | Synthetic battery | battery | 0 | 0 | 20 | 20 | 1 | 0
8221 | Synthetic pumped | pumped | 0 | 0 | 48 | 48 | 1 | 0
8221 | Synthetic battery | battery | 0 | 0 | 20 | 20 | 1 | 0
8222 | Synthetic pumped | pumped | 0 | 0 | 48 | 48 | 1 | 0
8222 | Synthetic battery | battery | 0 | 0 | 20 | 20 | 1 | 0
8223 | Synthetic pumped | pumped | 0 | 0 | 48 | 48 | 1 | 0
8223 | Synthetic battery | battery | 0 | 0 | 20 | 20 | 1 | 0
8224 | Synthetic pumped | pumped | 0 | 0 | 48 | 48 | 1 | 0
8224 | Synthetic battery | battery | 0 | 0 | 20 | 20 | 1 | 0
8225 | Synthetic pumped | pumped | 0 | 0 | 48 | 48 | 1 | 0
8225 | Synthetic battery | battery | 0 | 1.5928 | 20 | 18.2724 | 0.91362 | 6.6613e-16
8226 | Synthetic pumped | pumped | 0 | 6.0292 | 48 | 41.3009 | 0.86043 | 1.7764e-15
8226 | Synthetic battery | battery | 0 | 10 | 18.2724 | 7.4259 | 0.37129 | 0
8227 | Synthetic pumped | pumped | 0 | 11.8041 | 41.3009 | 28.1852 | 0.58719 | -1.7764e-15
8227 | Synthetic battery | battery | 0 | 6.8463 | 7.4259 | 0 | 0 | 0
8228 | Synthetic pumped | pumped | 0 | 12 | 28.1852 | 14.8519 | 0.30941 | 0
8228 | Synthetic battery | battery | 0 | 0 | 0 | 0 | 0 | 0
8229 | Synthetic pumped | pumped | 0 | 12 | 14.8519 | 1.5186 | 0.031637 | 0
8229 | Synthetic battery | battery | 0 | 0 | 0 | 0 | 0 | 0
8230 | Synthetic pumped | pumped | 0 | 1.3667 | 1.5186 | 0 | 0 | 0
8230 | Synthetic battery | battery | 0 | 0 | 0 | 0 | 0 | 0
8231 | Synthetic pumped | pumped | 0 | 0 | 0 | 0 | 0 | 0
8231 | Synthetic battery | battery | 0 | 0 | 0 | 0 | 0 | 0
8232 | Synthetic pumped | pumped | 0 | 0 | 0 | 0 | 0 | 0
8232 | Synthetic battery | battery | 0 | 0 | 0 | 0 | 0 | 0
8233 | Synthetic pumped | pumped | 0 | 0 | 0 | 0 | 0 | 0
8233 | Synthetic battery | battery | 0 | 0 | 0 | 0 | 0 | 0
8234 | Synthetic pumped | pumped | 0 | 0 | 0 | 0 | 0 | 0
8234 | Synthetic battery | battery | 0 | 0 | 0 | 0 | 0 | 0
8235 | Synthetic pumped | pumped | 0 | 0 | 0 | 0 | 0 | 0
8235 | Synthetic battery | battery | 0 | 0 | 0 | 0 | 0 | 0
8236 | Synthetic pumped | pumped | 0 | 0 | 0 | 0 | 0 | 0
8236 | Synthetic battery | battery | 0 | 0 | 0 | 0 | 0 | 0
8237 | Synthetic pumped | pumped | 0 | 0 | 0 | 0 | 0 | 0
8237 | Synthetic battery | battery | 0 | 0 | 0 | 0 | 0 | 0
8238 | Synthetic pumped | pumped | 0 | 0 | 0 | 0 | 0 | 0
8238 | Synthetic battery | battery | 0 | 0 | 0 | 0 | 0 | 0
8239 | Synthetic pumped | pumped | 0 | 0 | 0 | 0 | 0 | 0
8239 | Synthetic battery | battery | 0 | 0 | 0 | 0 | 0 | 0
8240 | Synthetic pumped | pumped | 0 | 0 | 0 | 0 | 0 | 0
8240 | Synthetic battery | battery | 0 | 0 | 0 | 0 | 0 | 0
8241 | Synthetic pumped | pumped | 4.3929 | 0 | 0 | 3.9536 | 0.082367 | 0
8241 | Synthetic battery | battery | 0 | 0 | 0 | 0 | 0 | 0
8242 | Synthetic pumped | pumped | 12 | 0 | 3.9536 | 14.7536 | 0.30737 | 0
8242 | Synthetic battery | battery | 6.2493 | 0 | 0 | 5.7616 | 0.28808 | 0
8243 | Synthetic pumped | pumped | 12 | 0 | 14.7536 | 25.5536 | 0.53237 | 0
8243 | Synthetic battery | battery | 8.7793 | 0 | 5.7616 | 13.8557 | 0.69278 | 0
8244 | Synthetic pumped | pumped | 12 | 0 | 25.5536 | 36.3536 | 0.75737 | -3.5527e-15
8244 | Synthetic battery | battery | 6.6644 | 0 | 13.8557 | 20 | 1 | 0
8245 | Synthetic pumped | pumped | 12 | 0 | 36.3536 | 47.1536 | 0.98237 | -3.5527e-15
8245 | Synthetic battery | battery | 0 | 0 | 20 | 20 | 1 | 0
8246 | Synthetic pumped | pumped | 0.94042 | 0 | 47.1536 | 48 | 1 | 0
8246 | Synthetic battery | battery | 0 | 0 | 20 | 20 | 1 | 0
8247 | Synthetic pumped | pumped | 0 | 0 | 48 | 48 | 1 | 0
8247 | Synthetic battery | battery | 0 | 0 | 20 | 20 | 1 | 0
8248 | Synthetic pumped | pumped | 0 | 0 | 48 | 48 | 1 | 0
8248 | Synthetic battery | battery | 0 | 0 | 20 | 20 | 1 | 0
8249 | Synthetic pumped | pumped | 0 | 0 | 48 | 48 | 1 | 0
8249 | Synthetic battery | battery | 0 | 5.359 | 20 | 14.1874 | 0.70937 | 0
8250 | Synthetic pumped | pumped | 0 | 11.7341 | 48 | 34.9621 | 0.72838 | 3.5527e-15
8250 | Synthetic battery | battery | 0 | 10 | 14.1874 | 3.3409 | 0.16704 | 0
8251 | Synthetic pumped | pumped | 0 | 12 | 34.9621 | 21.6288 | 0.4506 | 0
8251 | Synthetic battery | battery | 0 | 3.0801 | 3.3409 | 0 | 0 | 0
8252 | Synthetic pumped | pumped | 0 | 12 | 21.6288 | 8.2955 | 0.17282 | 0
8252 | Synthetic battery | battery | 0 | 0 | 0 | 0 | 0 | 0
8253 | Synthetic pumped | pumped | 0 | 7.4659 | 8.2955 | 0 | 0 | 0
8253 | Synthetic battery | battery | 0 | 0 | 0 | 0 | 0 | 0
8254 | Synthetic pumped | pumped | 0 | 0 | 0 | 0 | 0 | 0
8254 | Synthetic battery | battery | 0 | 0 | 0 | 0 | 0 | 0
8255 | Synthetic pumped | pumped | 0 | 0 | 0 | 0 | 0 | 0
8255 | Synthetic battery | battery | 0 | 0 | 0 | 0 | 0 | 0
8256 | Synthetic pumped | pumped | 0 | 0 | 0 | 0 | 0 | 0
8256 | Synthetic battery | battery | 0 | 0 | 0 | 0 | 0 | 0
8257 | Synthetic pumped | pumped | 0 | 0 | 0 | 0 | 0 | 0
8257 | Synthetic battery | battery | 0 | 0 | 0 | 0 | 0 | 0
8258 | Synthetic pumped | pumped | 0 | 0 | 0 | 0 | 0 | 0
8258 | Synthetic battery | battery | 0 | 0 | 0 | 0 | 0 | 0
8259 | Synthetic pumped | pumped | 0 | 0 | 0 | 0 | 0 | 0
8259 | Synthetic battery | battery | 0 | 0 | 0 | 0 | 0 | 0
8260 | Synthetic pumped | pumped | 0 | 0 | 0 | 0 | 0 | 0
8260 | Synthetic battery | battery | 0 | 0 | 0 | 0 | 0 | 0
8261 | Synthetic pumped | pumped | 0 | 0 | 0 | 0 | 0 | 0
8261 | Synthetic battery | battery | 0 | 0 | 0 | 0 | 0 | 0
8262 | Synthetic pumped | pumped | 0 | 0 | 0 | 0 | 0 | 0
8262 | Synthetic battery | battery | 0 | 0 | 0 | 0 | 0 | 0
8263 | Synthetic pumped | pumped | 0 | 0 | 0 | 0 | 0 | 0
8263 | Synthetic battery | battery | 0 | 0 | 0 | 0 | 0 | 0
8264 | Synthetic pumped | pumped | 0 | 0 | 0 | 0 | 0 | 0
8264 | Synthetic battery | battery | 0 | 0 | 0 | 0 | 0 | 0
8265 | Synthetic pumped | pumped | 2.4569 | 0 | 0 | 2.2112 | 0.046068 | 0
8265 | Synthetic battery | battery | 0 | 0 | 0 | 0 | 0 | 0
8266 | Synthetic pumped | pumped | 12 | 0 | 2.2112 | 13.0112 | 0.27107 | 0
8266 | Synthetic battery | battery | 0.77869 | 0 | 0 | 0.71791 | 0.035896 | 0
8267 | Synthetic pumped | pumped | 12 | 0 | 13.0112 | 23.8112 | 0.49607 | 0
8267 | Synthetic battery | battery | 8.6375 | 0 | 0.71791 | 8.6813 | 0.43406 | -8.8818e-16
8268 | Synthetic pumped | pumped | 12 | 0 | 23.8112 | 34.6112 | 0.72107 | 0
8268 | Synthetic battery | battery | 6.2399 | 0 | 8.6813 | 14.4341 | 0.72171 | 8.8818e-16
8269 | Synthetic pumped | pumped | 12 | 0 | 34.6112 | 45.4112 | 0.94607 | -3.5527e-15
8269 | Synthetic battery | battery | 5.1514 | 0 | 14.4341 | 19.1835 | 0.95918 | 0
8270 | Synthetic pumped | pumped | 2.8764 | 0 | 45.4112 | 48 | 1 | 0
8270 | Synthetic battery | battery | 0.8856 | 0 | 19.1835 | 20 | 1 | 0
8271 | Synthetic pumped | pumped | 0 | 0 | 48 | 48 | 1 | 0
8271 | Synthetic battery | battery | 0 | 0 | 20 | 20 | 1 | 0
8272 | Synthetic pumped | pumped | 0 | 0 | 48 | 48 | 1 | 0
8272 | Synthetic battery | battery | 0 | 0 | 20 | 20 | 1 | 0
8273 | Synthetic pumped | pumped | 0 | 1.0083 | 48 | 46.8796 | 0.97666 | 0
8273 | Synthetic battery | battery | 0 | 10 | 20 | 9.1535 | 0.45767 | 0
8274 | Synthetic pumped | pumped | 0 | 12 | 46.8796 | 33.5463 | 0.69888 | 3.5527e-15
8274 | Synthetic battery | battery | 0 | 8.4391 | 9.1535 | 0 | 0 | 0
8275 | Synthetic pumped | pumped | 0 | 12 | 33.5463 | 20.213 | 0.4211 | 0
8275 | Synthetic battery | battery | 0 | 0 | 0 | 0 | 0 | 0
8276 | Synthetic pumped | pumped | 0 | 12 | 20.213 | 6.8796 | 0.14333 | 0
8276 | Synthetic battery | battery | 0 | 0 | 0 | 0 | 0 | 0
8277 | Synthetic pumped | pumped | 0 | 6.1917 | 6.8796 | 0 | 0 | 0
8277 | Synthetic battery | battery | 0 | 0 | 0 | 0 | 0 | 0
8278 | Synthetic pumped | pumped | 0 | 0 | 0 | 0 | 0 | 0
8278 | Synthetic battery | battery | 0 | 0 | 0 | 0 | 0 | 0
8279 | Synthetic pumped | pumped | 0 | 0 | 0 | 0 | 0 | 0
8279 | Synthetic battery | battery | 0 | 0 | 0 | 0 | 0 | 0
8280 | Synthetic pumped | pumped | 0 | 0 | 0 | 0 | 0 | 0
8280 | Synthetic battery | battery | 0 | 0 | 0 | 0 | 0 | 0
8281 | Synthetic pumped | pumped | 0 | 0 | 0 | 0 | 0 | 0
8281 | Synthetic battery | battery | 0 | 0 | 0 | 0 | 0 | 0
8282 | Synthetic pumped | pumped | 0 | 0 | 0 | 0 | 0 | 0
8282 | Synthetic battery | battery | 0 | 0 | 0 | 0 | 0 | 0
8283 | Synthetic pumped | pumped | 0 | 0 | 0 | 0 | 0 | 0
8283 | Synthetic battery | battery | 0 | 0 | 0 | 0 | 0 | 0
8284 | Synthetic pumped | pumped | 0 | 0 | 0 | 0 | 0 | 0
8284 | Synthetic battery | battery | 0 | 0 | 0 | 0 | 0 | 0
8285 | Synthetic pumped | pumped | 0 | 0 | 0 | 0 | 0 | 0
8285 | Synthetic battery | battery | 0 | 0 | 0 | 0 | 0 | 0
8286 | Synthetic pumped | pumped | 0 | 0 | 0 | 0 | 0 | 0
8286 | Synthetic battery | battery | 0 | 0 | 0 | 0 | 0 | 0
8287 | Synthetic pumped | pumped | 0 | 0 | 0 | 0 | 0 | 0
8287 | Synthetic battery | battery | 0 | 0 | 0 | 0 | 0 | 0
8288 | Synthetic pumped | pumped | 3.4357 | 0 | 0 | 3.0921 | 0.06442 | 0
8288 | Synthetic battery | battery | 0 | 0 | 0 | 0 | 0 | 0
8289 | Synthetic pumped | pumped | 12 | 0 | 3.0921 | 13.8921 | 0.28942 | 0
8289 | Synthetic battery | battery | 3.9333 | 0 | 0 | 3.6264 | 0.18132 | 0
8290 | Synthetic pumped | pumped | 12 | 0 | 13.8921 | 24.6921 | 0.51442 | 0
8290 | Synthetic battery | battery | 10 | 0 | 3.6264 | 12.8459 | 0.6423 | 0
8291 | Synthetic pumped | pumped | 12 | 0 | 24.6921 | 35.4921 | 0.73942 | 0
8291 | Synthetic battery | battery | 7.7597 | 0 | 12.8459 | 20 | 1 | 0
8292 | Synthetic pumped | pumped | 12 | 0 | 35.4921 | 46.2921 | 0.96442 | -3.5527e-15
8292 | Synthetic battery | battery | 0 | 0 | 20 | 20 | 1 | 0
8293 | Synthetic pumped | pumped | 1.8976 | 0 | 46.2921 | 48 | 1 | 0
8293 | Synthetic battery | battery | 0 | 0 | 20 | 20 | 1 | 0
8294 | Synthetic pumped | pumped | 0 | 0 | 48 | 48 | 1 | 0
8294 | Synthetic battery | battery | 0 | 0 | 20 | 20 | 1 | 0
8295 | Synthetic pumped | pumped | 0 | 0 | 48 | 48 | 1 | 0
8295 | Synthetic battery | battery | 0 | 0 | 20 | 20 | 1 | 0
8296 | Synthetic pumped | pumped | 0 | 0 | 48 | 48 | 1 | 0
8296 | Synthetic battery | battery | 0 | 0 | 20 | 20 | 1 | 0
8297 | Synthetic pumped | pumped | 0 | 0 | 48 | 48 | 1 | 0
8297 | Synthetic battery | battery | 0 | 0 | 20 | 20 | 1 | 0
8298 | Synthetic pumped | pumped | 0 | 5.4119 | 48 | 41.9868 | 0.87473 | 8.8818e-16
8298 | Synthetic battery | battery | 0 | 10 | 20 | 9.1535 | 0.45767 | 0
8299 | Synthetic pumped | pumped | 0 | 11.1563 | 41.9868 | 29.5909 | 0.61648 | 0
8299 | Synthetic battery | battery | 0 | 8.4391 | 9.1535 | 0 | 0 | 0
8300 | Synthetic pumped | pumped | 0 | 12 | 29.5909 | 16.2576 | 0.3387 | 0
8300 | Synthetic battery | battery | 0 | 0 | 0 | 0 | 0 | 0
8301 | Synthetic pumped | pumped | 0 | 12 | 16.2576 | 2.9243 | 0.060922 | 0
8301 | Synthetic battery | battery | 0 | 0 | 0 | 0 | 0 | 0
8302 | Synthetic pumped | pumped | 0 | 2.6318 | 2.9243 | 0 | 0 | 0
8302 | Synthetic battery | battery | 0 | 0 | 0 | 0 | 0 | 0
8303 | Synthetic pumped | pumped | 0 | 0 | 0 | 0 | 0 | 0
8303 | Synthetic battery | battery | 0 | 0 | 0 | 0 | 0 | 0
8304 | Synthetic pumped | pumped | 0 | 0 | 0 | 0 | 0 | 0
8304 | Synthetic battery | battery | 0 | 0 | 0 | 0 | 0 | 0
8305 | Synthetic pumped | pumped | 0 | 0 | 0 | 0 | 0 | 0
8305 | Synthetic battery | battery | 0 | 0 | 0 | 0 | 0 | 0
8306 | Synthetic pumped | pumped | 0 | 0 | 0 | 0 | 0 | 0
8306 | Synthetic battery | battery | 0 | 0 | 0 | 0 | 0 | 0
8307 | Synthetic pumped | pumped | 0 | 0 | 0 | 0 | 0 | 0
8307 | Synthetic battery | battery | 0 | 0 | 0 | 0 | 0 | 0
8308 | Synthetic pumped | pumped | 0 | 0 | 0 | 0 | 0 | 0
8308 | Synthetic battery | battery | 0 | 0 | 0 | 0 | 0 | 0
8309 | Synthetic pumped | pumped | 0 | 0 | 0 | 0 | 0 | 0
8309 | Synthetic battery | battery | 0 | 0 | 0 | 0 | 0 | 0
8310 | Synthetic pumped | pumped | 0 | 0 | 0 | 0 | 0 | 0
8310 | Synthetic battery | battery | 0 | 0 | 0 | 0 | 0 | 0
8311 | Synthetic pumped | pumped | 0 | 0 | 0 | 0 | 0 | 0
8311 | Synthetic battery | battery | 0 | 0 | 0 | 0 | 0 | 0
8312 | Synthetic pumped | pumped | 0 | 0 | 0 | 0 | 0 | 0
8312 | Synthetic battery | battery | 0 | 0 | 0 | 0 | 0 | 0
8313 | Synthetic pumped | pumped | 5.6538 | 0 | 0 | 5.0884 | 0.10601 | 0
8313 | Synthetic battery | battery | 0 | 0 | 0 | 0 | 0 | 0
8314 | Synthetic pumped | pumped | 12 | 0 | 5.0884 | 15.8884 | 0.33101 | 0
8314 | Synthetic battery | battery | 0.96066 | 0 | 0 | 0.88569 | 0.044284 | 0
8315 | Synthetic pumped | pumped | 12 | 0 | 15.8884 | 26.6884 | 0.55601 | 0
8315 | Synthetic battery | battery | 2.6179 | 0 | 0.88569 | 3.2993 | 0.16496 | 4.4409e-16
8316 | Synthetic pumped | pumped | 12 | 0 | 26.6884 | 37.4884 | 0.78101 | 0
8316 | Synthetic battery | battery | 7.1548 | 0 | 3.2993 | 9.8957 | 0.49478 | 8.8818e-16
8317 | Synthetic pumped | pumped | 11.6796 | 0 | 37.4884 | 48 | 1 | 0
8317 | Synthetic battery | battery | 8.4847 | 0 | 9.8957 | 17.7182 | 0.88591 | -8.8818e-16
8318 | Synthetic pumped | pumped | 0 | 0 | 48 | 48 | 1 | 0
8318 | Synthetic battery | battery | 2.4749 | 0 | 17.7182 | 20 | 1 | 0
8319 | Synthetic pumped | pumped | 0 | 0 | 48 | 48 | 1 | 0
8319 | Synthetic battery | battery | 0 | 0 | 20 | 20 | 1 | 0
8320 | Synthetic pumped | pumped | 0 | 0 | 48 | 48 | 1 | 0
8320 | Synthetic battery | battery | 0 | 0 | 20 | 20 | 1 | 0
8321 | Synthetic pumped | pumped | 0 | 0 | 48 | 48 | 1 | 0
8321 | Synthetic battery | battery | 0 | 5.9348 | 20 | 13.5628 | 0.67814 | 8.8818e-16
8322 | Synthetic pumped | pumped | 0 | 12 | 48 | 34.6667 | 0.72222 | 3.5527e-15
8322 | Synthetic battery | battery | 0 | 10 | 13.5628 | 2.7163 | 0.13582 | 0
8323 | Synthetic pumped | pumped | 0 | 12 | 34.6667 | 21.3333 | 0.44444 | 0
8323 | Synthetic battery | battery | 0 | 2.5043 | 2.7163 | 0 | 0 | 0
8324 | Synthetic pumped | pumped | 0 | 12 | 21.3333 | 8 | 0.16667 | 0
8324 | Synthetic battery | battery | 0 | 0 | 0 | 0 | 0 | 0
8325 | Synthetic pumped | pumped | 0 | 7.2 | 8 | 0 | 0 | 0
8325 | Synthetic battery | battery | 0 | 0 | 0 | 0 | 0 | 0
8326 | Synthetic pumped | pumped | 0 | 0 | 0 | 0 | 0 | 0
8326 | Synthetic battery | battery | 0 | 0 | 0 | 0 | 0 | 0
8327 | Synthetic pumped | pumped | 0 | 0 | 0 | 0 | 0 | 0
8327 | Synthetic battery | battery | 0 | 0 | 0 | 0 | 0 | 0
8328 | Synthetic pumped | pumped | 0 | 0 | 0 | 0 | 0 | 0
8328 | Synthetic battery | battery | 0 | 0 | 0 | 0 | 0 | 0
8329 | Synthetic pumped | pumped | 0 | 0 | 0 | 0 | 0 | 0
8329 | Synthetic battery | battery | 0 | 0 | 0 | 0 | 0 | 0
8330 | Synthetic pumped | pumped | 0 | 0 | 0 | 0 | 0 | 0
8330 | Synthetic battery | battery | 0 | 0 | 0 | 0 | 0 | 0
8331 | Synthetic pumped | pumped | 0 | 0 | 0 | 0 | 0 | 0
8331 | Synthetic battery | battery | 0 | 0 | 0 | 0 | 0 | 0
8332 | Synthetic pumped | pumped | 0 | 0 | 0 | 0 | 0 | 0
8332 | Synthetic battery | battery | 0 | 0 | 0 | 0 | 0 | 0
8333 | Synthetic pumped | pumped | 0 | 0 | 0 | 0 | 0 | 0
8333 | Synthetic battery | battery | 0 | 0 | 0 | 0 | 0 | 0
8334 | Synthetic pumped | pumped | 0 | 0 | 0 | 0 | 0 | 0
8334 | Synthetic battery | battery | 0 | 0 | 0 | 0 | 0 | 0
8335 | Synthetic pumped | pumped | 0 | 0 | 0 | 0 | 0 | 0
8335 | Synthetic battery | battery | 0 | 0 | 0 | 0 | 0 | 0
8336 | Synthetic pumped | pumped | 0 | 0 | 0 | 0 | 0 | 0
8336 | Synthetic battery | battery | 0 | 0 | 0 | 0 | 0 | 0
8337 | Synthetic pumped | pumped | 12 | 0 | 0 | 10.8 | 0.225 | 0
8337 | Synthetic battery | battery | 3.7094 | 0 | 0 | 3.4199 | 0.17099 | 0
8338 | Synthetic pumped | pumped | 12 | 0 | 10.8 | 21.6 | 0.45 | 0
8338 | Synthetic battery | battery | 8.434 | 0 | 3.4199 | 11.1957 | 0.55978 | -8.8818e-16
8339 | Synthetic pumped | pumped | 12 | 0 | 21.6 | 32.4 | 0.675 | 3.5527e-15
8339 | Synthetic battery | battery | 9.2661 | 0 | 11.1957 | 19.7386 | 0.98693 | 0
8340 | Synthetic pumped | pumped | 12 | 0 | 32.4 | 43.2 | 0.9 | -3.5527e-15
8340 | Synthetic battery | battery | 0.28348 | 0 | 19.7386 | 20 | 1 | 0
8341 | Synthetic pumped | pumped | 5.3333 | 0 | 43.2 | 48 | 1 | 0
8341 | Synthetic battery | battery | 0 | 0 | 20 | 20 | 1 | 0
8342 | Synthetic pumped | pumped | 0 | 0 | 48 | 48 | 1 | 0
8342 | Synthetic battery | battery | 0 | 0 | 20 | 20 | 1 | 0
8343 | Synthetic pumped | pumped | 0 | 0 | 48 | 48 | 1 | 0
8343 | Synthetic battery | battery | 0 | 0 | 20 | 20 | 1 | 0
8344 | Synthetic pumped | pumped | 0 | 0 | 48 | 48 | 1 | 0
8344 | Synthetic battery | battery | 0 | 0 | 20 | 20 | 1 | 0
8345 | Synthetic pumped | pumped | 0 | 0 | 48 | 48 | 1 | 0
8345 | Synthetic battery | battery | 0 | 9.5645 | 20 | 9.6259 | 0.48129 | 0
8346 | Synthetic pumped | pumped | 0 | 12 | 48 | 34.6667 | 0.72222 | 3.5527e-15
8346 | Synthetic battery | battery | 0 | 8.8746 | 9.6259 | 0 | 0 | 0
8347 | Synthetic pumped | pumped | 0 | 12 | 34.6667 | 21.3333 | 0.44444 | 0
8347 | Synthetic battery | battery | 0 | 0 | 0 | 0 | 0 | 0
8348 | Synthetic pumped | pumped | 0 | 12 | 21.3333 | 8 | 0.16667 | 0
8348 | Synthetic battery | battery | 0 | 0 | 0 | 0 | 0 | 0
8349 | Synthetic pumped | pumped | 0 | 7.2 | 8 | 0 | 0 | 0
8349 | Synthetic battery | battery | 0 | 0 | 0 | 0 | 0 | 0
8350 | Synthetic pumped | pumped | 0 | 0 | 0 | 0 | 0 | 0
8350 | Synthetic battery | battery | 0 | 0 | 0 | 0 | 0 | 0
8351 | Synthetic pumped | pumped | 0 | 0 | 0 | 0 | 0 | 0
8351 | Synthetic battery | battery | 0 | 0 | 0 | 0 | 0 | 0
8352 | Synthetic pumped | pumped | 0 | 0 | 0 | 0 | 0 | 0
8352 | Synthetic battery | battery | 0 | 0 | 0 | 0 | 0 | 0
8353 | Synthetic pumped | pumped | 0 | 0 | 0 | 0 | 0 | 0
8353 | Synthetic battery | battery | 0 | 0 | 0 | 0 | 0 | 0
8354 | Synthetic pumped | pumped | 0 | 0 | 0 | 0 | 0 | 0
8354 | Synthetic battery | battery | 0 | 0 | 0 | 0 | 0 | 0
8355 | Synthetic pumped | pumped | 0 | 0 | 0 | 0 | 0 | 0
8355 | Synthetic battery | battery | 0 | 0 | 0 | 0 | 0 | 0
8356 | Synthetic pumped | pumped | 0 | 0 | 0 | 0 | 0 | 0
8356 | Synthetic battery | battery | 0 | 0 | 0 | 0 | 0 | 0
8357 | Synthetic pumped | pumped | 0 | 0 | 0 | 0 | 0 | 0
8357 | Synthetic battery | battery | 0 | 0 | 0 | 0 | 0 | 0
8358 | Synthetic pumped | pumped | 0 | 0 | 0 | 0 | 0 | 0
8358 | Synthetic battery | battery | 0 | 0 | 0 | 0 | 0 | 0
8359 | Synthetic pumped | pumped | 0 | 0 | 0 | 0 | 0 | 0
8359 | Synthetic battery | battery | 0 | 0 | 0 | 0 | 0 | 0
8360 | Synthetic pumped | pumped | 0.3865 | 0 | 0 | 0.34785 | 0.0072468 | 0
8360 | Synthetic battery | battery | 0 | 0 | 0 | 0 | 0 | 0
8361 | Synthetic pumped | pumped | 12 | 0 | 0.34785 | 11.1478 | 0.23225 | 0
8361 | Synthetic battery | battery | 0.17121 | 0 | 0 | 0.15784 | 0.0078922 | 0
8362 | Synthetic pumped | pumped | 12 | 0 | 11.1478 | 21.9478 | 0.45725 | -1.7764e-15
8362 | Synthetic battery | battery | 10 | 0 | 0.15784 | 9.3774 | 0.46887 | 0
8363 | Synthetic pumped | pumped | 12 | 0 | 21.9478 | 32.7478 | 0.68225 | 3.5527e-15
8363 | Synthetic battery | battery | 10 | 0 | 9.3774 | 18.5969 | 0.92985 | -1.7764e-15
8364 | Synthetic pumped | pumped | 12 | 0 | 32.7478 | 43.5478 | 0.90725 | -3.5527e-15
8364 | Synthetic battery | battery | 1.5218 | 0 | 18.5969 | 20 | 1 | 0
8365 | Synthetic pumped | pumped | 4.9468 | 0 | 43.5478 | 48 | 1 | 0
8365 | Synthetic battery | battery | 0 | 0 | 20 | 20 | 1 | 0
8366 | Synthetic pumped | pumped | 0 | 0 | 48 | 48 | 1 | 0
8366 | Synthetic battery | battery | 0 | 0 | 20 | 20 | 1 | 0
8367 | Synthetic pumped | pumped | 0 | 0 | 48 | 48 | 1 | 0
8367 | Synthetic battery | battery | 0 | 0 | 20 | 20 | 1 | 0
8368 | Synthetic pumped | pumped | 0 | 0 | 48 | 48 | 1 | 0
8368 | Synthetic battery | battery | 0 | 0 | 20 | 20 | 1 | 0
8369 | Synthetic pumped | pumped | 0 | 0 | 48 | 48 | 1 | 0
8369 | Synthetic battery | battery | 0 | 4.7807 | 20 | 14.8146 | 0.74073 | -8.8818e-16
8370 | Synthetic pumped | pumped | 0 | 10.7243 | 48 | 36.0841 | 0.75175 | 3.5527e-15
8370 | Synthetic battery | battery | 0 | 10 | 14.8146 | 3.9681 | 0.19841 | 0
8371 | Synthetic pumped | pumped | 0 | 12 | 36.0841 | 22.7507 | 0.47397 | 0
8371 | Synthetic battery | battery | 0 | 3.6584 | 3.9681 | 0 | 0 | 0
8372 | Synthetic pumped | pumped | 0 | 12 | 22.7507 | 9.4174 | 0.1962 | 0
8372 | Synthetic battery | battery | 0 | 0 | 0 | 0 | 0 | 0
8373 | Synthetic pumped | pumped | 0 | 8.4757 | 9.4174 | 0 | 0 | 0
8373 | Synthetic battery | battery | 0 | 0 | 0 | 0 | 0 | 0
8374 | Synthetic pumped | pumped | 0 | 0 | 0 | 0 | 0 | 0
8374 | Synthetic battery | battery | 0 | 0 | 0 | 0 | 0 | 0
8375 | Synthetic pumped | pumped | 0 | 0 | 0 | 0 | 0 | 0
8375 | Synthetic battery | battery | 0 | 0 | 0 | 0 | 0 | 0
8376 | Synthetic pumped | pumped | 0 | 0 | 0 | 0 | 0 | 0
8376 | Synthetic battery | battery | 0 | 0 | 0 | 0 | 0 | 0
8377 | Synthetic pumped | pumped | 0 | 0 | 0 | 0 | 0 | 0
8377 | Synthetic battery | battery | 0 | 0 | 0 | 0 | 0 | 0
8378 | Synthetic pumped | pumped | 0 | 0 | 0 | 0 | 0 | 0
8378 | Synthetic battery | battery | 0 | 0 | 0 | 0 | 0 | 0
8379 | Synthetic pumped | pumped | 0 | 0 | 0 | 0 | 0 | 0
8379 | Synthetic battery | battery | 0 | 0 | 0 | 0 | 0 | 0
8380 | Synthetic pumped | pumped | 0 | 0 | 0 | 0 | 0 | 0
8380 | Synthetic battery | battery | 0 | 0 | 0 | 0 | 0 | 0
8381 | Synthetic pumped | pumped | 0 | 0 | 0 | 0 | 0 | 0
8381 | Synthetic battery | battery | 0 | 0 | 0 | 0 | 0 | 0
8382 | Synthetic pumped | pumped | 0 | 0 | 0 | 0 | 0 | 0
8382 | Synthetic battery | battery | 0 | 0 | 0 | 0 | 0 | 0
8383 | Synthetic pumped | pumped | 0 | 0 | 0 | 0 | 0 | 0
8383 | Synthetic battery | battery | 0 | 0 | 0 | 0 | 0 | 0
8384 | Synthetic pumped | pumped | 0 | 0 | 0 | 0 | 0 | 0
8384 | Synthetic battery | battery | 0 | 0 | 0 | 0 | 0 | 0
8385 | Synthetic pumped | pumped | 8.3403 | 0 | 0 | 7.5063 | 0.15638 | 0
8385 | Synthetic battery | battery | 0 | 0 | 0 | 0 | 0 | 0
8386 | Synthetic pumped | pumped | 12 | 0 | 7.5063 | 18.3063 | 0.38138 | 0
8386 | Synthetic battery | battery | 4.7383 | 0 | 0 | 4.3685 | 0.21842 | 0
8387 | Synthetic pumped | pumped | 12 | 0 | 18.3063 | 29.1063 | 0.60638 | 0
8387 | Synthetic battery | battery | 10 | 0 | 4.3685 | 13.588 | 0.6794 | 0
8388 | Synthetic pumped | pumped | 12 | 0 | 29.1063 | 39.9063 | 0.83138 | 3.5527e-15
8388 | Synthetic battery | battery | 6.9548 | 0 | 13.588 | 20 | 1 | 0
8389 | Synthetic pumped | pumped | 8.993 | 0 | 39.9063 | 48 | 1 | 0
8389 | Synthetic battery | battery | 0 | 0 | 20 | 20 | 1 | 0
8390 | Synthetic pumped | pumped | 0 | 0 | 48 | 48 | 1 | 0
8390 | Synthetic battery | battery | 0 | 0 | 20 | 20 | 1 | 0
8391 | Synthetic pumped | pumped | 0 | 0 | 48 | 48 | 1 | 0
8391 | Synthetic battery | battery | 0 | 0 | 20 | 20 | 1 | 0
8392 | Synthetic pumped | pumped | 0 | 0 | 48 | 48 | 1 | 0
8392 | Synthetic battery | battery | 0 | 0 | 20 | 20 | 1 | 0
8393 | Synthetic pumped | pumped | 0 | 0 | 48 | 48 | 1 | 0
8393 | Synthetic battery | battery | 0 | 5.1919 | 20 | 14.3686 | 0.71843 | -8.8818e-16
8394 | Synthetic pumped | pumped | 0 | 8.2549 | 48 | 38.8279 | 0.80891 | 3.5527e-15
8394 | Synthetic battery | battery | 0 | 10 | 14.3686 | 3.522 | 0.1761 | 0
8395 | Synthetic pumped | pumped | 0 | 12 | 38.8279 | 25.4945 | 0.53114 | 0
8395 | Synthetic battery | battery | 0 | 3.2472 | 3.522 | 0 | 0 | 0
8396 | Synthetic pumped | pumped | 0 | 12 | 25.4945 | 12.1612 | 0.25336 | 0
8396 | Synthetic battery | battery | 0 | 0 | 0 | 0 | 0 | 0
8397 | Synthetic pumped | pumped | 0 | 10.9451 | 12.1612 | 0 | 0 | 0
8397 | Synthetic battery | battery | 0 | 0 | 0 | 0 | 0 | 0
8398 | Synthetic pumped | pumped | 0 | 0 | 0 | 0 | 0 | 0
8398 | Synthetic battery | battery | 0 | 0 | 0 | 0 | 0 | 0
8399 | Synthetic pumped | pumped | 0 | 0 | 0 | 0 | 0 | 0
8399 | Synthetic battery | battery | 0 | 0 | 0 | 0 | 0 | 0
8400 | Synthetic pumped | pumped | 0 | 0 | 0 | 0 | 0 | 0
8400 | Synthetic battery | battery | 0 | 0 | 0 | 0 | 0 | 0
8401 | Synthetic pumped | pumped | 0 | 0 | 0 | 0 | 0 | 0
8401 | Synthetic battery | battery | 0 | 0 | 0 | 0 | 0 | 0
8402 | Synthetic pumped | pumped | 0 | 0 | 0 | 0 | 0 | 0
8402 | Synthetic battery | battery | 0 | 0 | 0 | 0 | 0 | 0
8403 | Synthetic pumped | pumped | 0 | 0 | 0 | 0 | 0 | 0
8403 | Synthetic battery | battery | 0 | 0 | 0 | 0 | 0 | 0
8404 | Synthetic pumped | pumped | 0 | 0 | 0 | 0 | 0 | 0
8404 | Synthetic battery | battery | 0 | 0 | 0 | 0 | 0 | 0
8405 | Synthetic pumped | pumped | 0 | 0 | 0 | 0 | 0 | 0
8405 | Synthetic battery | battery | 0 | 0 | 0 | 0 | 0 | 0
8406 | Synthetic pumped | pumped | 0 | 0 | 0 | 0 | 0 | 0
8406 | Synthetic battery | battery | 0 | 0 | 0 | 0 | 0 | 0
8407 | Synthetic pumped | pumped | 0 | 0 | 0 | 0 | 0 | 0
8407 | Synthetic battery | battery | 0 | 0 | 0 | 0 | 0 | 0
8408 | Synthetic pumped | pumped | 0 | 0 | 0 | 0 | 0 | 0
8408 | Synthetic battery | battery | 0 | 0 | 0 | 0 | 0 | 0
8409 | Synthetic pumped | pumped | 6.2287 | 0 | 0 | 5.6058 | 0.11679 | 0
8409 | Synthetic battery | battery | 0 | 0 | 0 | 0 | 0 | 0
8410 | Synthetic pumped | pumped | 12 | 0 | 5.6058 | 16.4058 | 0.34179 | 0
8410 | Synthetic battery | battery | 1.6714 | 0 | 0 | 1.5409 | 0.077047 | 0
8411 | Synthetic pumped | pumped | 12 | 0 | 16.4058 | 27.2058 | 0.56679 | 0
8411 | Synthetic battery | battery | 5.086 | 0 | 1.5409 | 6.23 | 0.3115 | 0
8412 | Synthetic pumped | pumped | 12 | 0 | 27.2058 | 38.0058 | 0.79179 | 3.5527e-15
8412 | Synthetic battery | battery | 9.8416 | 0 | 6.23 | 15.3036 | 0.76518 | 0
8413 | Synthetic pumped | pumped | 11.1047 | 0 | 38.0058 | 48 | 1 | 0
8413 | Synthetic battery | battery | 5.094 | 0 | 15.3036 | 20 | 1 | 0
8414 | Synthetic pumped | pumped | 0 | 0 | 48 | 48 | 1 | 0
8414 | Synthetic battery | battery | 0 | 0 | 20 | 20 | 1 | 0
8415 | Synthetic pumped | pumped | 0 | 0 | 48 | 48 | 1 | 0
8415 | Synthetic battery | battery | 0 | 0 | 20 | 20 | 1 | 0
8416 | Synthetic pumped | pumped | 0 | 0 | 48 | 48 | 1 | 0
8416 | Synthetic battery | battery | 0 | 0 | 20 | 20 | 1 | 0
8417 | Synthetic pumped | pumped | 0 | 0 | 48 | 48 | 1 | 0
8417 | Synthetic battery | battery | 0 | 2.126 | 20 | 17.6941 | 0.8847 | 4.4409e-16
8418 | Synthetic pumped | pumped | 0 | 8.2735 | 48 | 38.8073 | 0.80848 | -1.7764e-15
8418 | Synthetic battery | battery | 0 | 10 | 17.6941 | 6.8476 | 0.34238 | 0
8419 | Synthetic pumped | pumped | 0 | 12 | 38.8073 | 25.4739 | 0.53071 | 0
8419 | Synthetic battery | battery | 0 | 6.3131 | 6.8476 | 0 | 0 | 0
8420 | Synthetic pumped | pumped | 0 | 12 | 25.4739 | 12.1406 | 0.25293 | 0
8420 | Synthetic battery | battery | 0 | 0 | 0 | 0 | 0 | 0
8421 | Synthetic pumped | pumped | 0 | 10.9265 | 12.1406 | 0 | 0 | 0
8421 | Synthetic battery | battery | 0 | 0 | 0 | 0 | 0 | 0
8422 | Synthetic pumped | pumped | 0 | 0 | 0 | 0 | 0 | 0
8422 | Synthetic battery | battery | 0 | 0 | 0 | 0 | 0 | 0
8423 | Synthetic pumped | pumped | 0 | 0 | 0 | 0 | 0 | 0
8423 | Synthetic battery | battery | 0 | 0 | 0 | 0 | 0 | 0
8424 | Synthetic pumped | pumped | 0 | 0 | 0 | 0 | 0 | 0
8424 | Synthetic battery | battery | 0 | 0 | 0 | 0 | 0 | 0
8425 | Synthetic pumped | pumped | 0 | 0 | 0 | 0 | 0 | 0
8425 | Synthetic battery | battery | 0 | 0 | 0 | 0 | 0 | 0
8426 | Synthetic pumped | pumped | 0 | 0 | 0 | 0 | 0 | 0
8426 | Synthetic battery | battery | 0 | 0 | 0 | 0 | 0 | 0
8427 | Synthetic pumped | pumped | 0 | 0 | 0 | 0 | 0 | 0
8427 | Synthetic battery | battery | 0 | 0 | 0 | 0 | 0 | 0
8428 | Synthetic pumped | pumped | 0 | 0 | 0 | 0 | 0 | 0
8428 | Synthetic battery | battery | 0 | 0 | 0 | 0 | 0 | 0
8429 | Synthetic pumped | pumped | 0 | 0 | 0 | 0 | 0 | 0
8429 | Synthetic battery | battery | 0 | 0 | 0 | 0 | 0 | 0
8430 | Synthetic pumped | pumped | 0 | 0 | 0 | 0 | 0 | 0
8430 | Synthetic battery | battery | 0 | 0 | 0 | 0 | 0 | 0
8431 | Synthetic pumped | pumped | 0 | 0 | 0 | 0 | 0 | 0
8431 | Synthetic battery | battery | 0 | 0 | 0 | 0 | 0 | 0
8432 | Synthetic pumped | pumped | 0 | 0 | 0 | 0 | 0 | 0
8432 | Synthetic battery | battery | 0 | 0 | 0 | 0 | 0 | 0
8433 | Synthetic pumped | pumped | 0 | 0 | 0 | 0 | 0 | 0
8433 | Synthetic battery | battery | 0 | 0 | 0 | 0 | 0 | 0
8434 | Synthetic pumped | pumped | 6.6348 | 0 | 0 | 5.9713 | 0.1244 | 0
8434 | Synthetic battery | battery | 0 | 0 | 0 | 0 | 0 | 0
8435 | Synthetic pumped | pumped | 11.549 | 0 | 5.9713 | 16.3654 | 0.34095 | -1.7764e-15
8435 | Synthetic battery | battery | 0 | 0 | 0 | 0 | 0 | 0
8436 | Synthetic pumped | pumped | 12 | 0 | 16.3654 | 27.1654 | 0.56595 | 0
8436 | Synthetic battery | battery | 0.59656 | 0 | 0 | 0.55 | 0.0275 | 0
8437 | Synthetic pumped | pumped | 12 | 0 | 27.1654 | 37.9654 | 0.79095 | 0
8437 | Synthetic battery | battery | 5.3412 | 0 | 0.55 | 5.4744 | 0.27372 | 0
8438 | Synthetic pumped | pumped | 11.1495 | 0 | 37.9654 | 48 | 1 | 0
8438 | Synthetic battery | battery | 2.0812 | 0 | 5.4744 | 7.3932 | 0.36966 | 0
8439 | Synthetic pumped | pumped | 0 | 0 | 48 | 48 | 1 | 0
8439 | Synthetic battery | battery | 5.4822 | 0 | 7.3932 | 12.4476 | 0.62238 | -8.8818e-16
8440 | Synthetic pumped | pumped | 0 | 0 | 48 | 48 | 1 | 0
8440 | Synthetic battery | battery | 0 | 0 | 12.4476 | 12.4476 | 0.62238 | 0
8441 | Synthetic pumped | pumped | 0 | 0.75426 | 48 | 47.1619 | 0.98254 | -2.4425e-15
8441 | Synthetic battery | battery | 0 | 10 | 12.4476 | 1.601 | 0.080052 | 0
8442 | Synthetic pumped | pumped | 0 | 12 | 47.1619 | 33.8286 | 0.70476 | -3.5527e-15
8442 | Synthetic battery | battery | 0 | 1.4761 | 1.601 | 0 | 0 | 0
8443 | Synthetic pumped | pumped | 0 | 12 | 33.8286 | 20.4953 | 0.42698 | 0
8443 | Synthetic battery | battery | 0 | 0 | 0 | 0 | 0 | 0
8444 | Synthetic pumped | pumped | 0 | 12 | 20.4953 | 7.1619 | 0.14921 | 0
8444 | Synthetic battery | battery | 0 | 0 | 0 | 0 | 0 | 0
8445 | Synthetic pumped | pumped | 0 | 6.4457 | 7.1619 | 0 | 0 | 0
8445 | Synthetic battery | battery | 0 | 0 | 0 | 0 | 0 | 0
8446 | Synthetic pumped | pumped | 0 | 0 | 0 | 0 | 0 | 0
8446 | Synthetic battery | battery | 0 | 0 | 0 | 0 | 0 | 0
8447 | Synthetic pumped | pumped | 0 | 0 | 0 | 0 | 0 | 0
8447 | Synthetic battery | battery | 0 | 0 | 0 | 0 | 0 | 0
8448 | Synthetic pumped | pumped | 0 | 0 | 0 | 0 | 0 | 0
8448 | Synthetic battery | battery | 0 | 0 | 0 | 0 | 0 | 0
8449 | Synthetic pumped | pumped | 0 | 0 | 0 | 0 | 0 | 0
8449 | Synthetic battery | battery | 0 | 0 | 0 | 0 | 0 | 0
8450 | Synthetic pumped | pumped | 0 | 0 | 0 | 0 | 0 | 0
8450 | Synthetic battery | battery | 0 | 0 | 0 | 0 | 0 | 0
8451 | Synthetic pumped | pumped | 0 | 0 | 0 | 0 | 0 | 0
8451 | Synthetic battery | battery | 0 | 0 | 0 | 0 | 0 | 0
8452 | Synthetic pumped | pumped | 0 | 0 | 0 | 0 | 0 | 0
8452 | Synthetic battery | battery | 0 | 0 | 0 | 0 | 0 | 0
8453 | Synthetic pumped | pumped | 0 | 0 | 0 | 0 | 0 | 0
8453 | Synthetic battery | battery | 0 | 0 | 0 | 0 | 0 | 0
8454 | Synthetic pumped | pumped | 0 | 0 | 0 | 0 | 0 | 0
8454 | Synthetic battery | battery | 0 | 0 | 0 | 0 | 0 | 0
8455 | Synthetic pumped | pumped | 0 | 0 | 0 | 0 | 0 | 0
8455 | Synthetic battery | battery | 0 | 0 | 0 | 0 | 0 | 0
8456 | Synthetic pumped | pumped | 0.79612 | 0 | 0 | 0.71651 | 0.014927 | 0
8456 | Synthetic battery | battery | 0 | 0 | 0 | 0 | 0 | 0
8457 | Synthetic pumped | pumped | 12 | 0 | 0.71651 | 11.5165 | 0.23993 | 0
8457 | Synthetic battery | battery | 1.2513 | 0 | 0 | 1.1536 | 0.057682 | 0
8458 | Synthetic pumped | pumped | 12 | 0 | 11.5165 | 22.3165 | 0.46493 | 0
8458 | Synthetic battery | battery | 8.7532 | 0 | 1.1536 | 9.2237 | 0.46119 | 0
8459 | Synthetic pumped | pumped | 12 | 0 | 22.3165 | 33.1165 | 0.68993 | 0
8459 | Synthetic battery | battery | 10 | 0 | 9.2237 | 18.4433 | 0.92216 | 1.7764e-15
8460 | Synthetic pumped | pumped | 12 | 0 | 33.1165 | 43.9165 | 0.91493 | -3.5527e-15
8460 | Synthetic battery | battery | 1.6885 | 0 | 18.4433 | 20 | 1 | 0
8461 | Synthetic pumped | pumped | 4.5372 | 0 | 43.9165 | 48 | 1 | 0
8461 | Synthetic battery | battery | 0 | 0 | 20 | 20 | 1 | 0
8462 | Synthetic pumped | pumped | 0 | 0 | 48 | 48 | 1 | 0
8462 | Synthetic battery | battery | 0 | 0 | 20 | 20 | 1 | 0
8463 | Synthetic pumped | pumped | 0 | 0 | 48 | 48 | 1 | 0
8463 | Synthetic battery | battery | 0 | 0 | 20 | 20 | 1 | 0
8464 | Synthetic pumped | pumped | 0 | 0 | 48 | 48 | 1 | 0
8464 | Synthetic battery | battery | 0 | 0 | 20 | 20 | 1 | 0
8465 | Synthetic pumped | pumped | 0 | 0 | 48 | 48 | 1 | 0
8465 | Synthetic battery | battery | 0 | 0.42294 | 20 | 19.5413 | 0.97706 | 7.2164e-16
8466 | Synthetic pumped | pumped | 0 | 11.1848 | 48 | 35.5725 | 0.74109 | -1.7764e-15
8466 | Synthetic battery | battery | 0 | 10 | 19.5413 | 8.6947 | 0.43474 | 0
8467 | Synthetic pumped | pumped | 0 | 12 | 35.5725 | 22.2391 | 0.46332 | 0
8467 | Synthetic battery | battery | 0 | 8.0162 | 8.6947 | 0 | 0 | 0
8468 | Synthetic pumped | pumped | 0 | 12 | 22.2391 | 8.9058 | 0.18554 | 0
8468 | Synthetic battery | battery | 0 | 0 | 0 | 0 | 0 | 0
8469 | Synthetic pumped | pumped | 0 | 8.0152 | 8.9058 | 0 | 0 | 0
8469 | Synthetic battery | battery | 0 | 0 | 0 | 0 | 0 | 0
8470 | Synthetic pumped | pumped | 0 | 0 | 0 | 0 | 0 | 0
8470 | Synthetic battery | battery | 0 | 0 | 0 | 0 | 0 | 0
8471 | Synthetic pumped | pumped | 0 | 0 | 0 | 0 | 0 | 0
8471 | Synthetic battery | battery | 0 | 0 | 0 | 0 | 0 | 0
8472 | Synthetic pumped | pumped | 0 | 0 | 0 | 0 | 0 | 0
8472 | Synthetic battery | battery | 0 | 0 | 0 | 0 | 0 | 0
8473 | Synthetic pumped | pumped | 0 | 0 | 0 | 0 | 0 | 0
8473 | Synthetic battery | battery | 0 | 0 | 0 | 0 | 0 | 0
8474 | Synthetic pumped | pumped | 0 | 0 | 0 | 0 | 0 | 0
8474 | Synthetic battery | battery | 0 | 0 | 0 | 0 | 0 | 0
8475 | Synthetic pumped | pumped | 0 | 0 | 0 | 0 | 0 | 0
8475 | Synthetic battery | battery | 0 | 0 | 0 | 0 | 0 | 0
8476 | Synthetic pumped | pumped | 0 | 0 | 0 | 0 | 0 | 0
8476 | Synthetic battery | battery | 0 | 0 | 0 | 0 | 0 | 0
8477 | Synthetic pumped | pumped | 0 | 0 | 0 | 0 | 0 | 0
8477 | Synthetic battery | battery | 0 | 0 | 0 | 0 | 0 | 0
8478 | Synthetic pumped | pumped | 0 | 0 | 0 | 0 | 0 | 0
8478 | Synthetic battery | battery | 0 | 0 | 0 | 0 | 0 | 0
8479 | Synthetic pumped | pumped | 0 | 0 | 0 | 0 | 0 | 0
8479 | Synthetic battery | battery | 0 | 0 | 0 | 0 | 0 | 0
8480 | Synthetic pumped | pumped | 0 | 0 | 0 | 0 | 0 | 0
8480 | Synthetic battery | battery | 0 | 0 | 0 | 0 | 0 | 0
8481 | Synthetic pumped | pumped | 10.8659 | 0 | 0 | 9.7793 | 0.20374 | 0
8481 | Synthetic battery | battery | 0 | 0 | 0 | 0 | 0 | 0
8482 | Synthetic pumped | pumped | 12 | 0 | 9.7793 | 20.5793 | 0.42874 | -1.7764e-15
8482 | Synthetic battery | battery | 4.1304 | 0 | 0 | 3.8081 | 0.1904 | 0
8483 | Synthetic pumped | pumped | 12 | 0 | 20.5793 | 31.3793 | 0.65374 | 0
8483 | Synthetic battery | battery | 10 | 0 | 3.8081 | 13.0276 | 0.65138 | 0
8484 | Synthetic pumped | pumped | 12 | 0 | 31.3793 | 42.1793 | 0.87874 | 0
8484 | Synthetic battery | battery | 7.5626 | 0 | 13.0276 | 20 | 1 | 0
8485 | Synthetic pumped | pumped | 6.4674 | 0 | 42.1793 | 48 | 1 | 0
8485 | Synthetic battery | battery | 0 | 0 | 20 | 20 | 1 | 0
8486 | Synthetic pumped | pumped | 0 | 0 | 48 | 48 | 1 | 0
8486 | Synthetic battery | battery | 0 | 0 | 20 | 20 | 1 | 0
8487 | Synthetic pumped | pumped | 0 | 0 | 48 | 48 | 1 | 0
8487 | Synthetic battery | battery | 0 | 0 | 20 | 20 | 1 | 0
8488 | Synthetic pumped | pumped | 0 | 0 | 48 | 48 | 1 | 0
8488 | Synthetic battery | battery | 0 | 0 | 20 | 20 | 1 | 0
8489 | Synthetic pumped | pumped | 0 | 0 | 48 | 48 | 1 | 0
8489 | Synthetic battery | battery | 0 | 8.0742 | 20 | 11.2423 | 0.56211 | 0
8490 | Synthetic pumped | pumped | 0 | 11.226 | 48 | 35.5267 | 0.74014 | -1.7764e-15
8490 | Synthetic battery | battery | 0 | 10 | 11.2423 | 0.39574 | 0.019787 | 0
8491 | Synthetic pumped | pumped | 0 | 12 | 35.5267 | 22.1934 | 0.46236 | 0
8491 | Synthetic battery | battery | 0 | 0.36485 | 0.39574 | 0 | 0 | 0
8492 | Synthetic pumped | pumped | 0 | 12 | 22.1934 | 8.86 | 0.18458 | 0
8492 | Synthetic battery | battery | 0 | 0 | 0 | 0 | 0 | 0
8493 | Synthetic pumped | pumped | 0 | 7.974 | 8.86 | 0 | 0 | 0
8493 | Synthetic battery | battery | 0 | 0 | 0 | 0 | 0 | 0
8494 | Synthetic pumped | pumped | 0 | 0 | 0 | 0 | 0 | 0
8494 | Synthetic battery | battery | 0 | 0 | 0 | 0 | 0 | 0
8495 | Synthetic pumped | pumped | 0 | 0 | 0 | 0 | 0 | 0
8495 | Synthetic battery | battery | 0 | 0 | 0 | 0 | 0 | 0
8496 | Synthetic pumped | pumped | 0 | 0 | 0 | 0 | 0 | 0
8496 | Synthetic battery | battery | 0 | 0 | 0 | 0 | 0 | 0
8497 | Synthetic pumped | pumped | 0 | 0 | 0 | 0 | 0 | 0
8497 | Synthetic battery | battery | 0 | 0 | 0 | 0 | 0 | 0
8498 | Synthetic pumped | pumped | 0 | 0 | 0 | 0 | 0 | 0
8498 | Synthetic battery | battery | 0 | 0 | 0 | 0 | 0 | 0
8499 | Synthetic pumped | pumped | 0 | 0 | 0 | 0 | 0 | 0
8499 | Synthetic battery | battery | 0 | 0 | 0 | 0 | 0 | 0
8500 | Synthetic pumped | pumped | 0 | 0 | 0 | 0 | 0 | 0
8500 | Synthetic battery | battery | 0 | 0 | 0 | 0 | 0 | 0
8501 | Synthetic pumped | pumped | 0 | 0 | 0 | 0 | 0 | 0
8501 | Synthetic battery | battery | 0 | 0 | 0 | 0 | 0 | 0
8502 | Synthetic pumped | pumped | 0 | 0 | 0 | 0 | 0 | 0
8502 | Synthetic battery | battery | 0 | 0 | 0 | 0 | 0 | 0
8503 | Synthetic pumped | pumped | 0 | 0 | 0 | 0 | 0 | 0
8503 | Synthetic battery | battery | 0 | 0 | 0 | 0 | 0 | 0
8504 | Synthetic pumped | pumped | 0 | 0 | 0 | 0 | 0 | 0
8504 | Synthetic battery | battery | 0 | 0 | 0 | 0 | 0 | 0
8505 | Synthetic pumped | pumped | 8.7781 | 0 | 0 | 7.9003 | 0.16459 | 0
8505 | Synthetic battery | battery | 0 | 0 | 0 | 0 | 0 | 0
8506 | Synthetic pumped | pumped | 12 | 0 | 7.9003 | 18.7003 | 0.38959 | 0
8506 | Synthetic battery | battery | 2.8878 | 0 | 0 | 2.6625 | 0.13312 | 0
8507 | Synthetic pumped | pumped | 12 | 0 | 18.7003 | 29.5003 | 0.61459 | 0
8507 | Synthetic battery | battery | 7.3747 | 0 | 2.6625 | 9.4616 | 0.47308 | 0
8508 | Synthetic pumped | pumped | 12 | 0 | 29.5003 | 40.3003 | 0.83959 | -3.5527e-15
8508 | Synthetic battery | battery | 8.8765 | 0 | 9.4616 | 17.6454 | 0.88227 | 0
8509 | Synthetic pumped | pumped | 8.5552 | 0 | 40.3003 | 48 | 1 | 8.8818e-16
8509 | Synthetic battery | battery | 2.554 | 0 | 17.6454 | 20 | 1 | 0
8510 | Synthetic pumped | pumped | 0 | 0 | 48 | 48 | 1 | 0
8510 | Synthetic battery | battery | 0 | 0 | 20 | 20 | 1 | 0
8511 | Synthetic pumped | pumped | 0 | 0 | 48 | 48 | 1 | 0
8511 | Synthetic battery | battery | 0 | 0 | 20 | 20 | 1 | 0
8512 | Synthetic pumped | pumped | 0 | 0 | 48 | 48 | 1 | 0
8512 | Synthetic battery | battery | 0 | 0 | 20 | 20 | 1 | 0
8513 | Synthetic pumped | pumped | 0 | 2.0462 | 48 | 45.7264 | 0.95263 | 8.8818e-16
8513 | Synthetic battery | battery | 0 | 10 | 20 | 9.1535 | 0.45767 | 0
8514 | Synthetic pumped | pumped | 0 | 12 | 45.7264 | 32.3931 | 0.67486 | -3.5527e-15
8514 | Synthetic battery | battery | 0 | 8.4391 | 9.1535 | 0 | 0 | 0
8515 | Synthetic pumped | pumped | 0 | 12 | 32.3931 | 19.0597 | 0.39708 | 0
8515 | Synthetic battery | battery | 0 | 0 | 0 | 0 | 0 | 0
8516 | Synthetic pumped | pumped | 0 | 12 | 19.0597 | 5.7264 | 0.1193 | 0
8516 | Synthetic battery | battery | 0 | 0 | 0 | 0 | 0 | 0
8517 | Synthetic pumped | pumped | 0 | 5.1538 | 5.7264 | 0 | 0 | 0
8517 | Synthetic battery | battery | 0 | 0 | 0 | 0 | 0 | 0
8518 | Synthetic pumped | pumped | 0 | 0 | 0 | 0 | 0 | 0
8518 | Synthetic battery | battery | 0 | 0 | 0 | 0 | 0 | 0
8519 | Synthetic pumped | pumped | 0 | 0 | 0 | 0 | 0 | 0
8519 | Synthetic battery | battery | 0 | 0 | 0 | 0 | 0 | 0
8520 | Synthetic pumped | pumped | 0 | 0 | 0 | 0 | 0 | 0
8520 | Synthetic battery | battery | 0 | 0 | 0 | 0 | 0 | 0
8521 | Synthetic pumped | pumped | 0 | 0 | 0 | 0 | 0 | 0
8521 | Synthetic battery | battery | 0 | 0 | 0 | 0 | 0 | 0
8522 | Synthetic pumped | pumped | 0 | 0 | 0 | 0 | 0 | 0
8522 | Synthetic battery | battery | 0 | 0 | 0 | 0 | 0 | 0
8523 | Synthetic pumped | pumped | 0 | 0 | 0 | 0 | 0 | 0
8523 | Synthetic battery | battery | 0 | 0 | 0 | 0 | 0 | 0
8524 | Synthetic pumped | pumped | 0 | 0 | 0 | 0 | 0 | 0
8524 | Synthetic battery | battery | 0 | 0 | 0 | 0 | 0 | 0
8525 | Synthetic pumped | pumped | 0 | 0 | 0 | 0 | 0 | 0
8525 | Synthetic battery | battery | 0 | 0 | 0 | 0 | 0 | 0
8526 | Synthetic pumped | pumped | 0 | 0 | 0 | 0 | 0 | 0
8526 | Synthetic battery | battery | 0 | 0 | 0 | 0 | 0 | 0
8527 | Synthetic pumped | pumped | 0 | 0 | 0 | 0 | 0 | 0
8527 | Synthetic battery | battery | 0 | 0 | 0 | 0 | 0 | 0
8528 | Synthetic pumped | pumped | 7.1316 | 0 | 0 | 6.4184 | 0.13372 | 0
8528 | Synthetic battery | battery | 0 | 0 | 0 | 0 | 0 | 0
8529 | Synthetic pumped | pumped | 12 | 0 | 6.4184 | 17.2184 | 0.35872 | 0
8529 | Synthetic battery | battery | 6.1723 | 0 | 0 | 5.6906 | 0.28453 | 0
8530 | Synthetic pumped | pumped | 12 | 0 | 17.2184 | 28.0184 | 0.58372 | 0
8530 | Synthetic battery | battery | 10 | 0 | 5.6906 | 14.9102 | 0.74551 | 0
8531 | Synthetic pumped | pumped | 12 | 0 | 28.0184 | 38.8184 | 0.80872 | 0
8531 | Synthetic battery | battery | 5.5207 | 0 | 14.9102 | 20 | 1 | 0
8532 | Synthetic pumped | pumped | 10.2017 | 0 | 38.8184 | 48 | 1 | 0
8532 | Synthetic battery | battery | 0 | 0 | 20 | 20 | 1 | 0
8533 | Synthetic pumped | pumped | 0 | 0 | 48 | 48 | 1 | 0
8533 | Synthetic battery | battery | 0 | 0 | 20 | 20 | 1 | 0
8534 | Synthetic pumped | pumped | 0 | 0 | 48 | 48 | 1 | 0
8534 | Synthetic battery | battery | 0 | 0 | 20 | 20 | 1 | 0
8535 | Synthetic pumped | pumped | 0 | 0 | 48 | 48 | 1 | 0
8535 | Synthetic battery | battery | 0 | 0 | 20 | 20 | 1 | 0
8536 | Synthetic pumped | pumped | 0 | 0 | 48 | 48 | 1 | 0
8536 | Synthetic battery | battery | 0 | 0 | 20 | 20 | 1 | 0
8537 | Synthetic pumped | pumped | 0 | 0 | 48 | 48 | 1 | 0
8537 | Synthetic battery | battery | 0 | 1.3469 | 20 | 18.5391 | 0.92696 | -4.4409e-16
8538 | Synthetic pumped | pumped | 0 | 8.2936 | 48 | 38.7849 | 0.80802 | 0
8538 | Synthetic battery | battery | 0 | 10 | 18.5391 | 7.6926 | 0.38463 | 0
8539 | Synthetic pumped | pumped | 0 | 12 | 38.7849 | 25.4515 | 0.53024 | 0
8539 | Synthetic battery | battery | 0 | 7.0922 | 7.6926 | 0 | 0 | 0
8540 | Synthetic pumped | pumped | 0 | 12 | 25.4515 | 12.1182 | 0.25246 | 0
8540 | Synthetic battery | battery | 0 | 0 | 0 | 0 | 0 | 0
8541 | Synthetic pumped | pumped | 0 | 10.9064 | 12.1182 | 0 | 0 | 0
8541 | Synthetic battery | battery | 0 | 0 | 0 | 0 | 0 | 0
8542 | Synthetic pumped | pumped | 0 | 0 | 0 | 0 | 0 | 0
8542 | Synthetic battery | battery | 0 | 0 | 0 | 0 | 0 | 0
8543 | Synthetic pumped | pumped | 0 | 0 | 0 | 0 | 0 | 0
8543 | Synthetic battery | battery | 0 | 0 | 0 | 0 | 0 | 0
8544 | Synthetic pumped | pumped | 0 | 0 | 0 | 0 | 0 | 0
8544 | Synthetic battery | battery | 0 | 0 | 0 | 0 | 0 | 0
8545 | Synthetic pumped | pumped | 0 | 0 | 0 | 0 | 0 | 0
8545 | Synthetic battery | battery | 0 | 0 | 0 | 0 | 0 | 0
8546 | Synthetic pumped | pumped | 0 | 0 | 0 | 0 | 0 | 0
8546 | Synthetic battery | battery | 0 | 0 | 0 | 0 | 0 | 0
8547 | Synthetic pumped | pumped | 0 | 0 | 0 | 0 | 0 | 0
8547 | Synthetic battery | battery | 0 | 0 | 0 | 0 | 0 | 0
8548 | Synthetic pumped | pumped | 0 | 0 | 0 | 0 | 0 | 0
8548 | Synthetic battery | battery | 0 | 0 | 0 | 0 | 0 | 0
8549 | Synthetic pumped | pumped | 0 | 0 | 0 | 0 | 0 | 0
8549 | Synthetic battery | battery | 0 | 0 | 0 | 0 | 0 | 0
8550 | Synthetic pumped | pumped | 0 | 0 | 0 | 0 | 0 | 0
8550 | Synthetic battery | battery | 0 | 0 | 0 | 0 | 0 | 0
8551 | Synthetic pumped | pumped | 0 | 0 | 0 | 0 | 0 | 0
8551 | Synthetic battery | battery | 0 | 0 | 0 | 0 | 0 | 0
8552 | Synthetic pumped | pumped | 0.4012 | 0 | 0 | 0.36108 | 0.0075225 | 0
8552 | Synthetic battery | battery | 0 | 0 | 0 | 0 | 0 | 0
8553 | Synthetic pumped | pumped | 9.1153 | 0 | 0.36108 | 8.5648 | 0.17843 | 0
8553 | Synthetic battery | battery | 0 | 0 | 0 | 0 | 0 | 0
8554 | Synthetic pumped | pumped | 11.6357 | 0 | 8.5648 | 19.0369 | 0.3966 | 0
8554 | Synthetic battery | battery | 0 | 0 | 0 | 0 | 0 | 0
8555 | Synthetic pumped | pumped | 12 | 0 | 19.0369 | 29.8369 | 0.6216 | 0
8555 | Synthetic battery | battery | 5.026 | 0 | 0 | 4.6337 | 0.23169 | 0
8556 | Synthetic pumped | pumped | 12 | 0 | 29.8369 | 40.6369 | 0.8466 | -3.5527e-15
8556 | Synthetic battery | battery | 10 | 0 | 4.6337 | 13.8533 | 0.69266 | 0
8557 | Synthetic pumped | pumped | 8.1812 | 0 | 40.6369 | 48 | 1 | 8.8818e-16
8557 | Synthetic battery | battery | 6.6671 | 0 | 13.8533 | 20 | 1 | 0
8558 | Synthetic pumped | pumped | 0 | 0 | 48 | 48 | 1 | 0
8558 | Synthetic battery | battery | 0 | 0 | 20 | 20 | 1 | 0
8559 | Synthetic pumped | pumped | 0 | 0 | 48 | 48 | 1 | 0
8559 | Synthetic battery | battery | 0 | 0 | 20 | 20 | 1 | 0
8560 | Synthetic pumped | pumped | 0 | 0 | 48 | 48 | 1 | 0
8560 | Synthetic battery | battery | 0 | 0 | 20 | 20 | 1 | 0
8561 | Synthetic pumped | pumped | 0 | 0 | 48 | 48 | 1 | 0
8561 | Synthetic battery | battery | 0 | 4.6113 | 20 | 14.9984 | 0.74992 | -8.8818e-16
8562 | Synthetic pumped | pumped | 0 | 10.6031 | 48 | 36.2187 | 0.75456 | -3.5527e-15
8562 | Synthetic battery | battery | 0 | 10 | 14.9984 | 4.1518 | 0.20759 | 0
8563 | Synthetic pumped | pumped | 0 | 12 | 36.2187 | 22.8854 | 0.47678 | 0
8563 | Synthetic battery | battery | 0 | 3.8278 | 4.1518 | 0 | 0 | 0
8564 | Synthetic pumped | pumped | 0 | 12 | 22.8854 | 9.5521 | 0.199 | 0
8564 | Synthetic battery | battery | 0 | 0 | 0 | 0 | 0 | 0
8565 | Synthetic pumped | pumped | 0 | 8.5969 | 9.5521 | 0 | 0 | 0
8565 | Synthetic battery | battery | 0 | 0 | 0 | 0 | 0 | 0
8566 | Synthetic pumped | pumped | 0 | 0 | 0 | 0 | 0 | 0
8566 | Synthetic battery | battery | 0 | 0 | 0 | 0 | 0 | 0
8567 | Synthetic pumped | pumped | 0 | 0 | 0 | 0 | 0 | 0
8567 | Synthetic battery | battery | 0 | 0 | 0 | 0 | 0 | 0
8568 | Synthetic pumped | pumped | 0 | 0 | 0 | 0 | 0 | 0
8568 | Synthetic battery | battery | 0 | 0 | 0 | 0 | 0 | 0
8569 | Synthetic pumped | pumped | 0 | 0 | 0 | 0 | 0 | 0
8569 | Synthetic battery | battery | 0 | 0 | 0 | 0 | 0 | 0
8570 | Synthetic pumped | pumped | 0 | 0 | 0 | 0 | 0 | 0
8570 | Synthetic battery | battery | 0 | 0 | 0 | 0 | 0 | 0
8571 | Synthetic pumped | pumped | 0 | 0 | 0 | 0 | 0 | 0
8571 | Synthetic battery | battery | 0 | 0 | 0 | 0 | 0 | 0
8572 | Synthetic pumped | pumped | 0 | 0 | 0 | 0 | 0 | 0
8572 | Synthetic battery | battery | 0 | 0 | 0 | 0 | 0 | 0
8573 | Synthetic pumped | pumped | 0 | 0 | 0 | 0 | 0 | 0
8573 | Synthetic battery | battery | 0 | 0 | 0 | 0 | 0 | 0
8574 | Synthetic pumped | pumped | 0 | 0 | 0 | 0 | 0 | 0
8574 | Synthetic battery | battery | 0 | 0 | 0 | 0 | 0 | 0
8575 | Synthetic pumped | pumped | 0 | 0 | 0 | 0 | 0 | 0
8575 | Synthetic battery | battery | 0 | 0 | 0 | 0 | 0 | 0
8576 | Synthetic pumped | pumped | 0 | 0 | 0 | 0 | 0 | 0
8576 | Synthetic battery | battery | 0 | 0 | 0 | 0 | 0 | 0
8577 | Synthetic pumped | pumped | 5.4664 | 0 | 0 | 4.9198 | 0.1025 | 0
8577 | Synthetic battery | battery | 0 | 0 | 0 | 0 | 0 | 0
8578 | Synthetic pumped | pumped | 12 | 0 | 4.9198 | 15.7198 | 0.3275 | 0
8578 | Synthetic battery | battery | 1.0793 | 0 | 0 | 0.9951 | 0.049755 | 0
8579 | Synthetic pumped | pumped | 12 | 0 | 15.7198 | 26.5198 | 0.5525 | -1.7764e-15
8579 | Synthetic battery | battery | 5.1972 | 0 | 0.9951 | 5.7867 | 0.28933 | 8.8818e-16
8580 | Synthetic pumped | pumped | 12 | 0 | 26.5198 | 37.3198 | 0.7775 | -3.5527e-15
8580 | Synthetic battery | battery | 4.9131 | 0 | 5.7867 | 10.3163 | 0.51581 | -8.8818e-16
8581 | Synthetic pumped | pumped | 11.8669 | 0 | 37.3198 | 48 | 1 | 0
8581 | Synthetic battery | battery | 7.4054 | 0 | 10.3163 | 17.1438 | 0.85719 | 0
8582 | Synthetic pumped | pumped | 0 | 0 | 48 | 48 | 1 | 0
8582 | Synthetic battery | battery | 3.098 | 0 | 17.1438 | 20 | 1 | 0
8583 | Synthetic pumped | pumped | 0 | 0 | 48 | 48 | 1 | 0
8583 | Synthetic battery | battery | 0 | 0 | 20 | 20 | 1 | 0
8584 | Synthetic pumped | pumped | 0 | 0 | 48 | 48 | 1 | 0
8584 | Synthetic battery | battery | 0 | 0 | 20 | 20 | 1 | 0
8585 | Synthetic pumped | pumped | 0 | 0 | 48 | 48 | 1 | 0
8585 | Synthetic battery | battery | 0 | 5.5627 | 20 | 13.9664 | 0.69832 | -8.8818e-16
8586 | Synthetic pumped | pumped | 0 | 11.256 | 48 | 35.4933 | 0.73944 | 1.7764e-15
8586 | Synthetic battery | battery | 0 | 10 | 13.9664 | 3.1199 | 0.15599 | 0
8587 | Synthetic pumped | pumped | 0 | 12 | 35.4933 | 22.16 | 0.46167 | 0
8587 | Synthetic battery | battery | 0 | 2.8764 | 3.1199 | 0 | 0 | 0
8588 | Synthetic pumped | pumped | 0 | 12 | 22.16 | 8.8267 | 0.18389 | 0
8588 | Synthetic battery | battery | 0 | 0 | 0 | 0 | 0 | 0
8589 | Synthetic pumped | pumped | 0 | 7.944 | 8.8267 | 0 | 0 | 0
8589 | Synthetic battery | battery | 0 | 0 | 0 | 0 | 0 | 0
8590 | Synthetic pumped | pumped | 0 | 0 | 0 | 0 | 0 | 0
8590 | Synthetic battery | battery | 0 | 0 | 0 | 0 | 0 | 0
8591 | Synthetic pumped | pumped | 0 | 0 | 0 | 0 | 0 | 0
8591 | Synthetic battery | battery | 0 | 0 | 0 | 0 | 0 | 0
8592 | Synthetic pumped | pumped | 0 | 0 | 0 | 0 | 0 | 0
8592 | Synthetic battery | battery | 0 | 0 | 0 | 0 | 0 | 0
8593 | Synthetic pumped | pumped | 0 | 0 | 0 | 0 | 0 | 0
8593 | Synthetic battery | battery | 0 | 0 | 0 | 0 | 0 | 0
8594 | Synthetic pumped | pumped | 0 | 0 | 0 | 0 | 0 | 0
8594 | Synthetic battery | battery | 0 | 0 | 0 | 0 | 0 | 0
8595 | Synthetic pumped | pumped | 0 | 0 | 0 | 0 | 0 | 0
8595 | Synthetic battery | battery | 0 | 0 | 0 | 0 | 0 | 0
8596 | Synthetic pumped | pumped | 0 | 0 | 0 | 0 | 0 | 0
8596 | Synthetic battery | battery | 0 | 0 | 0 | 0 | 0 | 0
8597 | Synthetic pumped | pumped | 0 | 0 | 0 | 0 | 0 | 0
8597 | Synthetic battery | battery | 0 | 0 | 0 | 0 | 0 | 0
8598 | Synthetic pumped | pumped | 0 | 0 | 0 | 0 | 0 | 0
8598 | Synthetic battery | battery | 0 | 0 | 0 | 0 | 0 | 0
8599 | Synthetic pumped | pumped | 0 | 0 | 0 | 0 | 0 | 0
8599 | Synthetic battery | battery | 0 | 0 | 0 | 0 | 0 | 0
8600 | Synthetic pumped | pumped | 0 | 0 | 0 | 0 | 0 | 0
8600 | Synthetic battery | battery | 0 | 0 | 0 | 0 | 0 | 0
8601 | Synthetic pumped | pumped | 11.0328 | 0 | 0 | 9.9295 | 0.20687 | 0
8601 | Synthetic battery | battery | 0 | 0 | 0 | 0 | 0 | 0
8602 | Synthetic pumped | pumped | 12 | 0 | 9.9295 | 20.7295 | 0.43187 | 0
8602 | Synthetic battery | battery | 6.1792 | 0 | 0 | 5.697 | 0.28485 | 0
8603 | Synthetic pumped | pumped | 12 | 0 | 20.7295 | 31.5295 | 0.65687 | 0
8603 | Synthetic battery | battery | 10 | 0 | 5.697 | 14.9165 | 0.74583 | 0
8604 | Synthetic pumped | pumped | 12 | 0 | 31.5295 | 42.3295 | 0.88187 | 0
8604 | Synthetic battery | battery | 5.5138 | 0 | 14.9165 | 20 | 1 | 0
8605 | Synthetic pumped | pumped | 6.3005 | 0 | 42.3295 | 48 | 1 | 0
8605 | Synthetic battery | battery | 0 | 0 | 20 | 20 | 1 | 0
8606 | Synthetic pumped | pumped | 0 | 0 | 48 | 48 | 1 | 0
8606 | Synthetic battery | battery | 0 | 0 | 20 | 20 | 1 | 0
8607 | Synthetic pumped | pumped | 0 | 0 | 48 | 48 | 1 | 0
8607 | Synthetic battery | battery | 0 | 0 | 20 | 20 | 1 | 0
8608 | Synthetic pumped | pumped | 0 | 0 | 48 | 48 | 1 | 0
8608 | Synthetic battery | battery | 0 | 0 | 20 | 20 | 1 | 0
8609 | Synthetic pumped | pumped | 0 | 0 | 48 | 48 | 1 | 0
8609 | Synthetic battery | battery | 0 | 0 | 20 | 20 | 1 | 0
8610 | Synthetic pumped | pumped | 0 | 10.0784 | 48 | 36.8018 | 0.7667 | -1.7764e-15
8610 | Synthetic battery | battery | 0 | 10 | 20 | 9.1535 | 0.45767 | 0
8611 | Synthetic pumped | pumped | 0 | 12 | 36.8018 | 23.4684 | 0.48893 | 0
8611 | Synthetic battery | battery | 0 | 8.4391 | 9.1535 | 0 | 0 | 0
8612 | Synthetic pumped | pumped | 0 | 12 | 23.4684 | 10.1351 | 0.21115 | 0
8612 | Synthetic battery | battery | 0 | 0 | 0 | 0 | 0 | 0
8613 | Synthetic pumped | pumped | 0 | 9.1216 | 10.1351 | 0 | 0 | 0
8613 | Synthetic battery | battery | 0 | 0 | 0 | 0 | 0 | 0
8614 | Synthetic pumped | pumped | 0 | 0 | 0 | 0 | 0 | 0
8614 | Synthetic battery | battery | 0 | 0 | 0 | 0 | 0 | 0
8615 | Synthetic pumped | pumped | 0 | 0 | 0 | 0 | 0 | 0
8615 | Synthetic battery | battery | 0 | 0 | 0 | 0 | 0 | 0
8616 | Synthetic pumped | pumped | 0 | 0 | 0 | 0 | 0 | 0
8616 | Synthetic battery | battery | 0 | 0 | 0 | 0 | 0 | 0
8617 | Synthetic pumped | pumped | 0 | 0 | 0 | 0 | 0 | 0
8617 | Synthetic battery | battery | 0 | 0 | 0 | 0 | 0 | 0
8618 | Synthetic pumped | pumped | 0 | 0 | 0 | 0 | 0 | 0
8618 | Synthetic battery | battery | 0 | 0 | 0 | 0 | 0 | 0
8619 | Synthetic pumped | pumped | 0 | 0 | 0 | 0 | 0 | 0
8619 | Synthetic battery | battery | 0 | 0 | 0 | 0 | 0 | 0
8620 | Synthetic pumped | pumped | 0 | 0 | 0 | 0 | 0 | 0
8620 | Synthetic battery | battery | 0 | 0 | 0 | 0 | 0 | 0
8621 | Synthetic pumped | pumped | 0 | 0 | 0 | 0 | 0 | 0
8621 | Synthetic battery | battery | 0 | 0 | 0 | 0 | 0 | 0
8622 | Synthetic pumped | pumped | 0 | 0 | 0 | 0 | 0 | 0
8622 | Synthetic battery | battery | 0 | 0 | 0 | 0 | 0 | 0
8623 | Synthetic pumped | pumped | 0 | 0 | 0 | 0 | 0 | 0
8623 | Synthetic battery | battery | 0 | 0 | 0 | 0 | 0 | 0
8624 | Synthetic pumped | pumped | 0 | 0 | 0 | 0 | 0 | 0
8624 | Synthetic battery | battery | 0 | 0 | 0 | 0 | 0 | 0
8625 | Synthetic pumped | pumped | 4.0328 | 0 | 0 | 3.6296 | 0.075616 | 0
8625 | Synthetic battery | battery | 0 | 0 | 0 | 0 | 0 | 0
8626 | Synthetic pumped | pumped | 12 | 0 | 3.6296 | 14.4296 | 0.30062 | 0
8626 | Synthetic battery | battery | 0.14534 | 0 | 0 | 0.134 | 0.0067 | 0
8627 | Synthetic pumped | pumped | 12 | 0 | 14.4296 | 25.2296 | 0.52562 | 0
8627 | Synthetic battery | battery | 3.5036 | 0 | 0.134 | 3.3641 | 0.16821 | 0
8628 | Synthetic pumped | pumped | 12 | 0 | 25.2296 | 36.0296 | 0.75062 | 0
8628 | Synthetic battery | battery | 4.9837 | 0 | 3.3641 | 7.9589 | 0.39794 | 0
8629 | Synthetic pumped | pumped | 12 | 0 | 36.0296 | 46.8296 | 0.97562 | 3.5527e-15
8629 | Synthetic battery | battery | 5.7881 | 0 | 7.9589 | 13.2953 | 0.66476 | 0
8630 | Synthetic pumped | pumped | 1.3005 | 0 | 46.8296 | 48 | 1 | 0
8630 | Synthetic battery | battery | 7.2723 | 0 | 13.2953 | 20 | 1 | 0
8631 | Synthetic pumped | pumped | 0 | 0 | 48 | 48 | 1 | 0
8631 | Synthetic battery | battery | 0 | 0 | 20 | 20 | 1 | 0
8632 | Synthetic pumped | pumped | 0 | 0 | 48 | 48 | 1 | 0
8632 | Synthetic battery | battery | 0 | 0 | 20 | 20 | 1 | 0
8633 | Synthetic pumped | pumped | 0 | 0 | 48 | 48 | 1 | 0
8633 | Synthetic battery | battery | 0 | 6.7118 | 20 | 12.7201 | 0.636 | -8.8818e-16
8634 | Synthetic pumped | pumped | 0 | 10.4451 | 48 | 36.3943 | 0.75821 | -1.7764e-15
8634 | Synthetic battery | battery | 0 | 10 | 12.7201 | 1.8736 | 0.093678 | 0
8635 | Synthetic pumped | pumped | 0 | 12 | 36.3943 | 23.061 | 0.48044 | 0
8635 | Synthetic battery | battery | 0 | 1.7273 | 1.8736 | 0 | 0 | 0
8636 | Synthetic pumped | pumped | 0 | 12 | 23.061 | 9.7276 | 0.20266 | 0
8636 | Synthetic battery | battery | 0 | 0 | 0 | 0 | 0 | 0
8637 | Synthetic pumped | pumped | 0 | 8.7549 | 9.7276 | 0 | 0 | 0
8637 | Synthetic battery | battery | 0 | 0 | 0 | 0 | 0 | 0
8638 | Synthetic pumped | pumped | 0 | 0 | 0 | 0 | 0 | 0
8638 | Synthetic battery | battery | 0 | 0 | 0 | 0 | 0 | 0
8639 | Synthetic pumped | pumped | 0 | 0 | 0 | 0 | 0 | 0
8639 | Synthetic battery | battery | 0 | 0 | 0 | 0 | 0 | 0
8640 | Synthetic pumped | pumped | 0 | 0 | 0 | 0 | 0 | 0
8640 | Synthetic battery | battery | 0 | 0 | 0 | 0 | 0 | 0
8641 | Synthetic pumped | pumped | 0 | 0 | 0 | 0 | 0 | 0
8641 | Synthetic battery | battery | 0 | 0 | 0 | 0 | 0 | 0
8642 | Synthetic pumped | pumped | 0 | 0 | 0 | 0 | 0 | 0
8642 | Synthetic battery | battery | 0 | 0 | 0 | 0 | 0 | 0
8643 | Synthetic pumped | pumped | 0 | 0 | 0 | 0 | 0 | 0
8643 | Synthetic battery | battery | 0 | 0 | 0 | 0 | 0 | 0
8644 | Synthetic pumped | pumped | 0 | 0 | 0 | 0 | 0 | 0
8644 | Synthetic battery | battery | 0 | 0 | 0 | 0 | 0 | 0
8645 | Synthetic pumped | pumped | 0 | 0 | 0 | 0 | 0 | 0
8645 | Synthetic battery | battery | 0 | 0 | 0 | 0 | 0 | 0
8646 | Synthetic pumped | pumped | 0 | 0 | 0 | 0 | 0 | 0
8646 | Synthetic battery | battery | 0 | 0 | 0 | 0 | 0 | 0
8647 | Synthetic pumped | pumped | 0 | 0 | 0 | 0 | 0 | 0
8647 | Synthetic battery | battery | 0 | 0 | 0 | 0 | 0 | 0
8648 | Synthetic pumped | pumped | 0 | 0 | 0 | 0 | 0 | 0
8648 | Synthetic battery | battery | 0 | 0 | 0 | 0 | 0 | 0
8649 | Synthetic pumped | pumped | 8.2552 | 0 | 0 | 7.4297 | 0.15478 | 0
8649 | Synthetic battery | battery | 0 | 0 | 0 | 0 | 0 | 0
8650 | Synthetic pumped | pumped | 12 | 0 | 7.4297 | 18.2297 | 0.37978 | 0
8650 | Synthetic battery | battery | 5.3812 | 0 | 0 | 4.9612 | 0.24806 | 0
8651 | Synthetic pumped | pumped | 12 | 0 | 18.2297 | 29.0297 | 0.60478 | 0
8651 | Synthetic battery | battery | 10 | 0 | 4.9612 | 14.1807 | 0.70904 | 0
8652 | Synthetic pumped | pumped | 12 | 0 | 29.0297 | 39.8297 | 0.82978 | -3.5527e-15
8652 | Synthetic battery | battery | 6.3119 | 0 | 14.1807 | 20 | 1 | 0
8653 | Synthetic pumped | pumped | 9.0781 | 0 | 39.8297 | 48 | 1 | 0
8653 | Synthetic battery | battery | 0 | 0 | 20 | 20 | 1 | 0
8654 | Synthetic pumped | pumped | 0 | 0 | 48 | 48 | 1 | 0
8654 | Synthetic battery | battery | 0 | 0 | 20 | 20 | 1 | 0
8655 | Synthetic pumped | pumped | 0 | 0 | 48 | 48 | 1 | 0
8655 | Synthetic battery | battery | 0 | 0 | 20 | 20 | 1 | 0
8656 | Synthetic pumped | pumped | 0 | 0 | 48 | 48 | 1 | 0
8656 | Synthetic battery | battery | 0 | 0 | 20 | 20 | 1 | 0
8657 | Synthetic pumped | pumped | 0 | 0 | 48 | 48 | 1 | 0
8657 | Synthetic battery | battery | 0 | 2.0811 | 20 | 17.7427 | 0.88714 | -1.3323e-15
8658 | Synthetic pumped | pumped | 0 | 9.5659 | 48 | 37.3712 | 0.77857 | 1.7764e-15
8658 | Synthetic battery | battery | 0 | 10 | 17.7427 | 6.8962 | 0.34481 | 0
8659 | Synthetic pumped | pumped | 0 | 12 | 37.3712 | 24.0379 | 0.50079 | 0
8659 | Synthetic battery | battery | 0 | 6.358 | 6.8962 | 0 | 0 | 0
8660 | Synthetic pumped | pumped | 0 | 12 | 24.0379 | 10.7045 | 0.22301 | 0
8660 | Synthetic battery | battery | 0 | 0 | 0 | 0 | 0 | 0
8661 | Synthetic pumped | pumped | 0 | 9.6341 | 10.7045 | -1.7764e-15 | -3.7007e-17 | 0
8661 | Synthetic battery | battery | 0 | 0 | 0 | 0 | 0 | 0
8662 | Synthetic pumped | pumped | 0 | -1.5987e-15 | -1.7764e-15 | 0 | 0 | 0
8662 | Synthetic battery | battery | 0 | 0 | 0 | 0 | 0 | 0
8663 | Synthetic pumped | pumped | 0 | 0 | 0 | 0 | 0 | 0
8663 | Synthetic battery | battery | 0 | 0 | 0 | 0 | 0 | 0
8664 | Synthetic pumped | pumped | 0 | 0 | 0 | 0 | 0 | 0
8664 | Synthetic battery | battery | 0 | 0 | 0 | 0 | 0 | 0
8665 | Synthetic pumped | pumped | 0 | 0 | 0 | 0 | 0 | 0
8665 | Synthetic battery | battery | 0 | 0 | 0 | 0 | 0 | 0
8666 | Synthetic pumped | pumped | 0 | 0 | 0 | 0 | 0 | 0
8666 | Synthetic battery | battery | 0 | 0 | 0 | 0 | 0 | 0
8667 | Synthetic pumped | pumped | 0 | 0 | 0 | 0 | 0 | 0
8667 | Synthetic battery | battery | 0 | 0 | 0 | 0 | 0 | 0
8668 | Synthetic pumped | pumped | 0 | 0 | 0 | 0 | 0 | 0
8668 | Synthetic battery | battery | 0 | 0 | 0 | 0 | 0 | 0
8669 | Synthetic pumped | pumped | 0 | 0 | 0 | 0 | 0 | 0
8669 | Synthetic battery | battery | 0 | 0 | 0 | 0 | 0 | 0
8670 | Synthetic pumped | pumped | 0 | 0 | 0 | 0 | 0 | 0
8670 | Synthetic battery | battery | 0 | 0 | 0 | 0 | 0 | 0
8671 | Synthetic pumped | pumped | 0 | 0 | 0 | 0 | 0 | 0
8671 | Synthetic battery | battery | 0 | 0 | 0 | 0 | 0 | 0
8672 | Synthetic pumped | pumped | 0 | 0 | 0 | 0 | 0 | 0
8672 | Synthetic battery | battery | 0 | 0 | 0 | 0 | 0 | 0
8673 | Synthetic pumped | pumped | 7.5529 | 0 | 0 | 6.7976 | 0.14162 | 0
8673 | Synthetic battery | battery | 0 | 0 | 0 | 0 | 0 | 0
8674 | Synthetic pumped | pumped | 12 | 0 | 6.7976 | 17.5976 | 0.36662 | 0
8674 | Synthetic battery | battery | 3.3569 | 0 | 0 | 3.0949 | 0.15475 | 0
8675 | Synthetic pumped | pumped | 12 | 0 | 17.5976 | 28.3976 | 0.59162 | 0
8675 | Synthetic battery | battery | 10 | 0 | 3.0949 | 12.3145 | 0.61572 | 0
8676 | Synthetic pumped | pumped | 12 | 0 | 28.3976 | 39.1976 | 0.81662 | -3.5527e-15
8676 | Synthetic battery | battery | 8.3361 | 0 | 12.3145 | 20 | 1 | 8.8818e-16
8677 | Synthetic pumped | pumped | 9.7804 | 0 | 39.1976 | 48 | 1 | 0
8677 | Synthetic battery | battery | 0 | 0 | 20 | 20 | 1 | 0
8678 | Synthetic pumped | pumped | 0 | 0 | 48 | 48 | 1 | 0
8678 | Synthetic battery | battery | 0 | 0 | 20 | 20 | 1 | 0
8679 | Synthetic pumped | pumped | 0 | 0 | 48 | 48 | 1 | 0
8679 | Synthetic battery | battery | 0 | 0 | 20 | 20 | 1 | 0
8680 | Synthetic pumped | pumped | 0 | 0 | 48 | 48 | 1 | 0
8680 | Synthetic battery | battery | 0 | 0 | 20 | 20 | 1 | 0
8681 | Synthetic pumped | pumped | 0 | 0 | 48 | 48 | 1 | 0
8681 | Synthetic battery | battery | 0 | 7.2207 | 20 | 12.168 | 0.6084 | 0
8682 | Synthetic pumped | pumped | 0 | 12 | 48 | 34.6667 | 0.72222 | 3.5527e-15
8682 | Synthetic battery | battery | 0 | 10 | 12.168 | 1.3215 | 0.066075 | 0
8683 | Synthetic pumped | pumped | 0 | 12 | 34.6667 | 21.3333 | 0.44444 | 0
8683 | Synthetic battery | battery | 0 | 1.2184 | 1.3215 | 0 | 0 | 0
8684 | Synthetic pumped | pumped | 0 | 12 | 21.3333 | 8 | 0.16667 | 0
8684 | Synthetic battery | battery | 0 | 0 | 0 | 0 | 0 | 0
8685 | Synthetic pumped | pumped | 0 | 7.2 | 8 | 0 | 0 | 0
8685 | Synthetic battery | battery | 0 | 0 | 0 | 0 | 0 | 0
8686 | Synthetic pumped | pumped | 0 | 0 | 0 | 0 | 0 | 0
8686 | Synthetic battery | battery | 0 | 0 | 0 | 0 | 0 | 0
8687 | Synthetic pumped | pumped | 0 | 0 | 0 | 0 | 0 | 0
8687 | Synthetic battery | battery | 0 | 0 | 0 | 0 | 0 | 0
8688 | Synthetic pumped | pumped | 0 | 0 | 0 | 0 | 0 | 0
8688 | Synthetic battery | battery | 0 | 0 | 0 | 0 | 0 | 0
8689 | Synthetic pumped | pumped | 0 | 0 | 0 | 0 | 0 | 0
8689 | Synthetic battery | battery | 0 | 0 | 0 | 0 | 0 | 0
8690 | Synthetic pumped | pumped | 0 | 0 | 0 | 0 | 0 | 0
8690 | Synthetic battery | battery | 0 | 0 | 0 | 0 | 0 | 0
8691 | Synthetic pumped | pumped | 0 | 0 | 0 | 0 | 0 | 0
8691 | Synthetic battery | battery | 0 | 0 | 0 | 0 | 0 | 0
8692 | Synthetic pumped | pumped | 0 | 0 | 0 | 0 | 0 | 0
8692 | Synthetic battery | battery | 0 | 0 | 0 | 0 | 0 | 0
8693 | Synthetic pumped | pumped | 0 | 0 | 0 | 0 | 0 | 0
8693 | Synthetic battery | battery | 0 | 0 | 0 | 0 | 0 | 0
8694 | Synthetic pumped | pumped | 0 | 0 | 0 | 0 | 0 | 0
8694 | Synthetic battery | battery | 0 | 0 | 0 | 0 | 0 | 0
8695 | Synthetic pumped | pumped | 0 | 0 | 0 | 0 | 0 | 0
8695 | Synthetic battery | battery | 0 | 0 | 0 | 0 | 0 | 0
8696 | Synthetic pumped | pumped | 0.29047 | 0 | 0 | 0.26143 | 0.0054464 | 0
8696 | Synthetic battery | battery | 0 | 0 | 0 | 0 | 0 | 0
8697 | Synthetic pumped | pumped | 2.4415 | 0 | 0.26143 | 2.4588 | 0.051224 | 0
8697 | Synthetic battery | battery | 0 | 0 | 0 | 0 | 0 | 0
8698 | Synthetic pumped | pumped | 12 | 0 | 2.4588 | 13.2588 | 0.27622 | 0
8698 | Synthetic battery | battery | 0.55234 | 0 | 0 | 0.50923 | 0.025462 | 0
8699 | Synthetic pumped | pumped | 12 | 0 | 13.2588 | 24.0588 | 0.50122 | 0
8699 | Synthetic battery | battery | 9.1479 | 0 | 0.50923 | 8.9432 | 0.44716 | 0
8700 | Synthetic pumped | pumped | 12 | 0 | 24.0588 | 34.8588 | 0.72622 | 0
8700 | Synthetic battery | battery | 10 | 0 | 8.9432 | 18.1628 | 0.90814 | -1.7764e-15
8701 | Synthetic pumped | pumped | 12 | 0 | 34.8588 | 45.6588 | 0.95122 | -3.5527e-15
8701 | Synthetic battery | battery | 1.9928 | 0 | 18.1628 | 20 | 1 | 0
8702 | Synthetic pumped | pumped | 2.6014 | 0 | 45.6588 | 48 | 1 | 0
8702 | Synthetic battery | battery | 0 | 0 | 20 | 20 | 1 | 0
8703 | Synthetic pumped | pumped | 0 | 0 | 48 | 48 | 1 | 0
8703 | Synthetic battery | battery | 0 | 0 | 20 | 20 | 1 | 0
8704 | Synthetic pumped | pumped | 0 | 0 | 48 | 48 | 1 | 0
8704 | Synthetic battery | battery | 0 | 0 | 20 | 20 | 1 | 0
8705 | Synthetic pumped | pumped | 0 | 0 | 48 | 48 | 1 | 0
8705 | Synthetic battery | battery | 0 | 7.9685 | 20 | 11.357 | 0.56785 | 0
8706 | Synthetic pumped | pumped | 0 | 12 | 48 | 34.6667 | 0.72222 | 3.5527e-15
8706 | Synthetic battery | battery | 0 | 10 | 11.357 | 0.51043 | 0.025521 | 0
8707 | Synthetic pumped | pumped | 0 | 12 | 34.6667 | 21.3333 | 0.44444 | 0
8707 | Synthetic battery | battery | 0 | 0.47059 | 0.51043 | 0 | 0 | 0
8708 | Synthetic pumped | pumped | 0 | 12 | 21.3333 | 8 | 0.16667 | 0
8708 | Synthetic battery | battery | 0 | 0 | 0 | 0 | 0 | 0
8709 | Synthetic pumped | pumped | 0 | 7.2 | 8 | 0 | 0 | 0
8709 | Synthetic battery | battery | 0 | 0 | 0 | 0 | 0 | 0
8710 | Synthetic pumped | pumped | 0 | 0 | 0 | 0 | 0 | 0
8710 | Synthetic battery | battery | 0 | 0 | 0 | 0 | 0 | 0
8711 | Synthetic pumped | pumped | 0 | 0 | 0 | 0 | 0 | 0
8711 | Synthetic battery | battery | 0 | 0 | 0 | 0 | 0 | 0
8712 | Synthetic pumped | pumped | 0 | 0 | 0 | 0 | 0 | 0
8712 | Synthetic battery | battery | 0 | 0 | 0 | 0 | 0 | 0
8713 | Synthetic pumped | pumped | 0 | 0 | 0 | 0 | 0 | 0
8713 | Synthetic battery | battery | 0 | 0 | 0 | 0 | 0 | 0
8714 | Synthetic pumped | pumped | 0 | 0 | 0 | 0 | 0 | 0
8714 | Synthetic battery | battery | 0 | 0 | 0 | 0 | 0 | 0
8715 | Synthetic pumped | pumped | 0 | 0 | 0 | 0 | 0 | 0
8715 | Synthetic battery | battery | 0 | 0 | 0 | 0 | 0 | 0
8716 | Synthetic pumped | pumped | 0 | 0 | 0 | 0 | 0 | 0
8716 | Synthetic battery | battery | 0 | 0 | 0 | 0 | 0 | 0
8717 | Synthetic pumped | pumped | 0 | 0 | 0 | 0 | 0 | 0
8717 | Synthetic battery | battery | 0 | 0 | 0 | 0 | 0 | 0
8718 | Synthetic pumped | pumped | 0 | 0 | 0 | 0 | 0 | 0
8718 | Synthetic battery | battery | 0 | 0 | 0 | 0 | 0 | 0
8719 | Synthetic pumped | pumped | 0 | 0 | 0 | 0 | 0 | 0
8719 | Synthetic battery | battery | 0 | 0 | 0 | 0 | 0 | 0
8720 | Synthetic pumped | pumped | 5.6716 | 0 | 0 | 5.1044 | 0.10634 | 0
8720 | Synthetic battery | battery | 0 | 0 | 0 | 0 | 0 | 0
8721 | Synthetic pumped | pumped | 12 | 0 | 5.1044 | 15.9044 | 0.33134 | 0
8721 | Synthetic battery | battery | 0.8351 | 0 | 0 | 0.76993 | 0.038496 | 0
8722 | Synthetic pumped | pumped | 12 | 0 | 15.9044 | 26.7044 | 0.55634 | -1.7764e-15
8722 | Synthetic battery | battery | 10 | 0 | 0.76993 | 9.9895 | 0.49947 | 0
8723 | Synthetic pumped | pumped | 12 | 0 | 26.7044 | 37.5044 | 0.78134 | 3.5527e-15
8723 | Synthetic battery | battery | 10 | 0 | 9.9895 | 19.209 | 0.96045 | 0
8724 | Synthetic pumped | pumped | 11.6617 | 0 | 37.5044 | 48 | 1 | 0
8724 | Synthetic battery | battery | 0.85794 | 0 | 19.209 | 20 | 1 | 0
8725 | Synthetic pumped | pumped | 0 | 0 | 48 | 48 | 1 | 0
8725 | Synthetic battery | battery | 0 | 0 | 20 | 20 | 1 | 0
8726 | Synthetic pumped | pumped | 0 | 0 | 48 | 48 | 1 | 0
8726 | Synthetic battery | battery | 0 | 0 | 20 | 20 | 1 | 0
8727 | Synthetic pumped | pumped | 0 | 0 | 48 | 48 | 1 | 0
8727 | Synthetic battery | battery | 0 | 0 | 20 | 20 | 1 | 0
8728 | Synthetic pumped | pumped | 0 | 0 | 48 | 48 | 1 | 0
8728 | Synthetic battery | battery | 0 | 0 | 20 | 20 | 1 | 0
8729 | Synthetic pumped | pumped | 0 | 0 | 48 | 48 | 1 | 0
8729 | Synthetic battery | battery | 0 | 0 | 20 | 20 | 1 | 0
8730 | Synthetic pumped | pumped | 0 | 4.7578 | 48 | 42.7135 | 0.88987 | 8.8818e-16
8730 | Synthetic battery | battery | 0 | 10 | 20 | 9.1535 | 0.45767 | 0
8731 | Synthetic pumped | pumped | 0 | 12 | 42.7135 | 29.3802 | 0.61209 | 0
8731 | Synthetic battery | battery | 0 | 8.4391 | 9.1535 | 0 | 0 | 0
8732 | Synthetic pumped | pumped | 0 | 12 | 29.3802 | 16.0469 | 0.33431 | 0
8732 | Synthetic battery | battery | 0 | 0 | 0 | 0 | 0 | 0
8733 | Synthetic pumped | pumped | 0 | 12 | 16.0469 | 2.7135 | 0.056532 | 0
8733 | Synthetic battery | battery | 0 | 0 | 0 | 0 | 0 | 0
8734 | Synthetic pumped | pumped | 0 | 2.4422 | 2.7135 | -4.4409e-16 | -9.2519e-18 | 0
8734 | Synthetic battery | battery | 0 | 0 | 0 | 0 | 0 | 0
8735 | Synthetic pumped | pumped | 0 | -3.9968e-16 | -4.4409e-16 | 0 | 0 | 0
8735 | Synthetic battery | battery | 0 | 0 | 0 | 0 | 0 | 0
8736 | Synthetic pumped | pumped | 0 | 0 | 0 | 0 | 0 | 0
8736 | Synthetic battery | battery | 0 | 0 | 0 | 0 | 0 | 0
8737 | Synthetic pumped | pumped | 0 | 0 | 0 | 0 | 0 | 0
8737 | Synthetic battery | battery | 0 | 0 | 0 | 0 | 0 | 0
8738 | Synthetic pumped | pumped | 0 | 0 | 0 | 0 | 0 | 0
8738 | Synthetic battery | battery | 0 | 0 | 0 | 0 | 0 | 0
8739 | Synthetic pumped | pumped | 0 | 0 | 0 | 0 | 0 | 0
8739 | Synthetic battery | battery | 0 | 0 | 0 | 0 | 0 | 0
8740 | Synthetic pumped | pumped | 0 | 0 | 0 | 0 | 0 | 0
8740 | Synthetic battery | battery | 0 | 0 | 0 | 0 | 0 | 0
8741 | Synthetic pumped | pumped | 0 | 0 | 0 | 0 | 0 | 0
8741 | Synthetic battery | battery | 0 | 0 | 0 | 0 | 0 | 0
8742 | Synthetic pumped | pumped | 0 | 0 | 0 | 0 | 0 | 0
8742 | Synthetic battery | battery | 0 | 0 | 0 | 0 | 0 | 0
8743 | Synthetic pumped | pumped | 0 | 0 | 0 | 0 | 0 | 0
8743 | Synthetic battery | battery | 0 | 0 | 0 | 0 | 0 | 0
8744 | Synthetic pumped | pumped | 0 | 0 | 0 | 0 | 0 | 0
8744 | Synthetic battery | battery | 0 | 0 | 0 | 0 | 0 | 0
8745 | Synthetic pumped | pumped | 0.43481 | 0 | 0 | 0.39132 | 0.0081526 | 0
8745 | Synthetic battery | battery | 0 | 0 | 0 | 0 | 0 | 0
8746 | Synthetic pumped | pumped | 10.116 | 0 | 0.39132 | 9.4958 | 0.19783 | 0
8746 | Synthetic battery | battery | 0 | 0 | 0 | 0 | 0 | 0
8747 | Synthetic pumped | pumped | 6.8357 | 0 | 9.4958 | 15.6479 | 0.326 | -8.8818e-16
8747 | Synthetic battery | battery | 0 | 0 | 0 | 0 | 0 | 0
8748 | Synthetic pumped | pumped | 12 | 0 | 15.6479 | 26.4479 | 0.551 | 0
8748 | Synthetic battery | battery | 3.8338 | 0 | 0 | 3.5346 | 0.17673 | 0
8749 | Synthetic pumped | pumped | 10.8854 | 0 | 26.4479 | 36.2448 | 0.7551 | -1.7764e-15
8749 | Synthetic battery | battery | 0 | 0 | 3.5346 | 3.5346 | 0.17673 | 0
8750 | Synthetic pumped | pumped | 9.1841 | 0 | 36.2448 | 44.5104 | 0.9273 | 1.7764e-15
8750 | Synthetic battery | battery | 0 | 0 | 3.5346 | 3.5346 | 0.17673 | 0
8751 | Synthetic pumped | pumped | 3.8773 | 0 | 44.5104 | 48 | 1 | 0
8751 | Synthetic battery | battery | 1.618 | 0 | 3.5346 | 5.0264 | 0.25132 | 2.2204e-16
8752 | Synthetic pumped | pumped | 0 | 0 | 48 | 48 | 1 | 0
8752 | Synthetic battery | battery | 0 | 0 | 5.0264 | 5.0264 | 0.25132 | 0
8753 | Synthetic pumped | pumped | 0 | 0 | 48 | 48 | 1 | 0
8753 | Synthetic battery | battery | 0 | 0 | 5.0264 | 5.0264 | 0.25132 | 0
8754 | Synthetic pumped | pumped | 0 | 0 | 48 | 48 | 1 | 0
8754 | Synthetic battery | battery | 0 | 0 | 5.0264 | 5.0264 | 0.25132 | 0
8755 | Synthetic pumped | pumped | 0 | 0 | 48 | 48 | 1 | 0
8755 | Synthetic battery | battery | 0 | 3.4667 | 5.0264 | 1.2662 | 0.063308 | 0
8756 | Synthetic pumped | pumped | 0 | 5.5682 | 48 | 41.8131 | 0.87111 | -1.7764e-15
8756 | Synthetic battery | battery | 0 | 1.1674 | 1.2662 | 0 | 0 | 0
8757 | Synthetic pumped | pumped | 0 | 4.6805 | 41.8131 | 36.6126 | 0.76276 | 8.8818e-16
8757 | Synthetic battery | battery | 0 | 0 | 0 | 0 | 0 | 0
8758 | Synthetic pumped | pumped | 0 | 3.2091 | 36.6126 | 33.0469 | 0.68848 | 1.3323e-15
8758 | Synthetic battery | battery | 0 | 0 | 0 | 0 | 0 | 0
8759 | Synthetic pumped | pumped | 0 | 5.3831e-11 | 33.0469 | 33.0469 | 0.68848 | -1.579e-15
8759 | Synthetic battery | battery | 0 | 0 | 0 | 0 | 0 | 0

## 逐日统计
序号 | 开始小时 | 结束小时 | 最大总需求MW | 本地负荷MWh | 外送MWh | 总需求MWh | 煤电MWh | 燃气MWh | 常规水电MWh | 生物质MWh | 风电MWh | 光伏MWh | 抽蓄充电MWh | 抽蓄放电MWh | 电池充电MWh | 电池放电MWh | 弃风MWh | 弃光MWh | 缺供MWh | 备用不足MW·h
1 | 0 | 23 | 110.3487 | 2184.1826 | 0 | 2184.1826 | 1151.5451 | 62.0191 | 156.1337 | 177.6351 | 342.1809 | 308.056 | 53.3333 | 43.2 | 21.693 | 18.4391 | 2.7996 | 6.6104 | 0 | 0
2 | 24 | 47 | 104.9571 | 2094.8186 | 0 | 2094.8186 | 1126.416 | 51.7968 | 141.6557 | 182.044 | 300.155 | 306.1383 | 53.3333 | 43.2 | 21.693 | 18.4391 | 15.4297 | 52.0208 | 0 | 0
3 | 48 | 71 | 106.8881 | 2188.0447 | 0 | 2188.0447 | 1178.6085 | 90.6794 | 164.357 | 186 | 222.5848 | 359.2023 | 53.3333 | 43.2 | 21.693 | 18.4391 | 3.5026 | 19.2342 | 0 | 0
4 | 72 | 95 | 106.7488 | 2195.0924 | 0 | 2195.0924 | 1170.985 | 84.7695 | 169.7899 | 185.1918 | 258.631 | 339.1125 | 53.3333 | 43.2 | 21.693 | 18.4391 | 1.6507 | 5.2033 | 0 | 0
5 | 96 | 119 | 108.9357 | 2154.8963 | 0 | 2154.8963 | 1138.4401 | 63.2697 | 146.6859 | 172.563 | 330.4215 | 316.9034 | 53.3333 | 43.2 | 21.693 | 18.4391 | 7.543 | 20.657 | 0 | 0
6 | 120 | 143 | 100.7165 | 2027.5172 | 0 | 2027.5172 | 1089.6358 | 48 | 129.4837 | 163.2463 | 331.234 | 279.3046 | 53.3333 | 43.2 | 21.693 | 18.4391 | 18.3177 | 52.5649 | 0 | 0
7 | 144 | 167 | 103.9654 | 2038.63 | 0 | 2038.63 | 1114.4812 | 52.4024 | 140.7637 | 171.822 | 265.3825 | 307.1655 | 53.3333 | 43.2 | 21.693 | 18.4391 | 20.0489 | 79.8143 | 0 | 0
8 | 168 | 191 | 106.8242 | 2146.0904 | 0 | 2146.0904 | 1143.3187 | 57.6368 | 147.7675 | 185.6867 | 274.8049 | 350.2631 | 53.3333 | 43.2 | 21.693 | 18.4391 | 14.2487 | 69.7744 | 0 | 0
9 | 192 | 215 | 110.8906 | 2208.6103 | 0 | 2208.6103 | 1172.7586 | 96.8771 | 169.1878 | 185.7623 | 238.3285 | 359.0833 | 53.3333 | 43.2 | 21.693 | 18.4391 | 2.0993 | 7.5466 | 0 | 0
10 | 216 | 239 | 108.2685 | 2217.5604 | 0 | 2217.5604 | 1163.7422 | 78.3039 | 155.214 | 184.223 | 303.0654 | 346.3992 | 53.3333 | 43.2 | 21.693 | 18.4391 | 4.7689 | 16.8877 | 0 | 0
11 | 240 | 263 | 104.5511 | 2133.8973 | 0 | 2133.8973 | 1124.2847 | 52.8382 | 143.6471 | 172.7092 | 359.4402 | 294.3651 | 53.3333 | 43.2 | 21.693 | 18.4391 | 5.8536 | 14.1269 | 0 | 0
12 | 264 | 287 | 104.3316 | 2105.0892 | 0 | 2105.0892 | 1111.8057 | 51.192 | 138.187 | 174.4922 | 325.9786 | 316.8211 | 53.3333 | 43.2 | 21.693 | 18.4391 | 21.3115 | 67.9152 | 0 | 0
13 | 288 | 311 | 102.9977 | 2070.6033 | 0 | 2070.6033 | 1135.7785 | 64.0112 | 146.0845 | 178.3606 | 228.385 | 331.3707 | 53.3333 | 43.2 | 21.693 | 18.4391 | 13.5002 | 69.7356 | 0 | 0
14 | 312 | 335 | 102.0699 | 2037.6349 | 0 | 2037.6349 | 1154.6359 | 66.6885 | 152.8673 | 178.7528 | 164.1912 | 333.8865 | 53.3333 | 43.2 | 21.693 | 18.4391 | 4.9269 | 34.9608 | 0 | 0
15 | 336 | 359 | 102.4374 | 2063.3683 | 0 | 2063.3683 | 1136.7968 | 51.135 | 143.9575 | 186 | 233.1842 | 325.6821 | 53.3333 | 43.2 | 21.693 | 18.4391 | 11.9178 | 59.0795 | 0 | 0
16 | 360 | 383 | 109.3283 | 2211.188 | 0 | 2211.188 | 1192.131 | 106.8776 | 174.5566 | 193.9357 | 181.4183 | 375.5067 | 53.3333 | 43.2 | 20.6977 | 17.593 | 0 | 0 | 0 | 0
17 | 384 | 407 | 106.6102 | 2184.1769 | 0 | 2184.1769 | 1200.5269 | 139.6727 | 177.179 | 194.7334 | 173.6423 | 303.0828 | 24.5276 | 19.8674 | 0 | 0 | 0 | 0 | 0 | 0
18 | 408 | 431 | 110.0747 | 2236.8067 | 0 | 2236.8067 | 1195.4919 | 157.739 | 183.5076 | 195.1057 | 210.3409 | 299.3869 | 25.0801 | 20.3149 | 0 | 0 | 0 | 0 | 0 | 0
19 | 432 | 455 | 106.294 | 2140.0779 | 0 | 2140.0779 | 1155.0475 | 67.6081 | 149.8298 | 178.0532 | 243.2317 | 359.695 | 53.3333 | 43.2 | 21.693 | 18.4391 | 10.0634 | 48.198 | 0 | 0
20 | 456 | 479 | 105.295 | 2101.3867 | 0 | 2101.3867 | 1138.3876 | 59.0156 | 147.0148 | 173.7569 | 275.6447 | 320.9543 | 53.3333 | 43.2 | 21.693 | 18.4391 | 10.7372 | 44.1977 | 0 | 0
21 | 480 | 503 | 104.8213 | 2103.7487 | 0 | 2103.7487 | 1118.2292 | 48 | 133.9925 | 169.3436 | 340.6871 | 306.8836 | 53.3333 | 43.2 | 21.693 | 18.4391 | 20.0516 | 61.6558 | 0 | 0
22 | 504 | 527 | 106.0985 | 2110.1403 | 0 | 2110.1403 | 1076.2012 | 48 | 118.7643 | 166.8154 | 428.027 | 285.7197 | 53.3333 | 43.2 | 21.693 | 18.4391 | 42.2003 | 98.8049 | 0 | 0
23 | 528 | 551 | 106.8775 | 2121.669 | 0 | 2121.669 | 1094.5285 | 48.5459 | 129.0582 | 162.7537 | 397.4776 | 302.6923 | 53.3333 | 43.2 | 21.693 | 18.4391 | 35.9304 | 105.311 | 0 | 0
24 | 552 | 575 | 105.0803 | 2142.6763 | 0 | 2142.6763 | 1095.1579 | 50.9591 | 131.87 | 168.7062 | 421.2316 | 288.1388 | 53.3333 | 43.2 | 21.693 | 18.4391 | 24.9478 | 57.6189 | 0 | 0
25 | 576 | 599 | 105.6698 | 2104.7395 | 0 | 2104.7395 | 1077.5519 | 48.6929 | 129.5795 | 165.9663 | 418.8673 | 277.4689 | 53.3333 | 43.2 | 21.693 | 18.4391 | 32.6175 | 76.4897 | 0 | 0
26 | 600 | 623 | 103.7834 | 2074.1255 | 0 | 2074.1255 | 1077.1227 | 48 | 130.697 | 171.4471 | 386.6475 | 273.5985 | 53.3333 | 43.2 | 21.693 | 18.4391 | 17.1022 | 38.2812 | 0 | 0
27 | 624 | 647 | 104.527 | 2067.4461 | 0 | 2067.4461 | 1118.4532 | 51.7813 | 137.3213 | 169.9576 | 295.8994 | 307.4206 | 53.3333 | 43.2 | 21.693 | 18.4391 | 14.2925 | 53.427 | 0 | 0
28 | 648 | 671 | 100.9202 | 2013.9296 | 0 | 2013.9296 | 1072.5642 | 48 | 122.679 | 167.2715 | 351.061 | 265.7411 | 53.3333 | 43.2 | 21.693 | 18.4391 | 27.6564 | 74.0592 | 0 | 0
29 | 672 | 695 | 105.7635 | 2088.1024 | 0 | 2088.1024 | 1071.8735 | 49.1351 | 129.9001 | 161.413 | 410.5146 | 278.6534 | 53.3333 | 43.2 | 21.693 | 18.4391 | 33.6565 | 82.1404 | 0 | 0
30 | 696 | 719 | 108.7185 | 2219.3174 | 0 | 2219.3174 | 1127.4035 | 52.7606 | 137.6839 | 171.3857 | 436.8855 | 306.5856 | 53.3333 | 43.2 | 21.693 | 18.4391 | 14.5644 | 32.4571 | 0 | 0
31 | 720 | 743 | 103.1369 | 2082.3384 | 0 | 2082.3384 | 1064.5491 | 48 | 121.8113 | 160.0823 | 418.8776 | 282.4054 | 53.3333 | 43.2 | 21.693 | 18.4391 | 45.6288 | 105.5547 | 0 | 0
32 | 744 | 767 | 103.4102 | 2115.0672 | 0 | 2115.0672 | 1108.6947 | 48.3295 | 131.462 | 178.3892 | 368.2627 | 293.3163 | 53.3333 | 43.2 | 21.693 | 18.4391 | 23.0774 | 60.2353 | 0 | 0
33 | 768 | 791 | 112.6946 | 2234.4422 | 0 | 2234.4422 | 1170.1671 | 77.5389 | 150.9076 | 185.3775 | 321.2882 | 342.5502 | 53.3333 | 43.2 | 21.693 | 18.4391 | 9.1036 | 28.8592 | 0 | 0
34 | 792 | 815 | 108.3667 | 2178.2433 | 0 | 2178.2433 | 1164.1323 | 66.405 | 150.7651 | 180.0661 | 308.2681 | 321.994 | 53.3333 | 43.2 | 21.693 | 18.4391 | 4.1958 | 12.0761 | 0 | 0
35 | 816 | 839 | 106.3207 | 2181.7758 | 0 | 2181.7758 | 1138.8545 | 62.4302 | 139.7263 | 178.0794 | 344.3021 | 331.7706 | 53.3333 | 43.2 | 21.693 | 18.4391 | 20.5424 | 67.7658 | 0 | 0
36 | 840 | 863 | 104.5019 | 2098.8305 | 0 | 2098.8305 | 1130.9623 | 52.5532 | 136.2827 | 185.1009 | 287.3742 | 319.9444 | 53.3333 | 43.2 | 21.693 | 18.4391 | 16.014 | 65.1425 | 0 | 0
37 | 864 | 887 | 109.5057 | 2248.2562 | 0 | 2248.2562 | 1190.3608 | 101.0907 | 163.2088 | 189.9091 | 281.0949 | 333.7463 | 53.3333 | 43.2 | 6.8075 | 5.7864 | 0 | 0 | 0 | 0
38 | 888 | 911 | 103.3922 | 2092.4178 | 0 | 2092.4178 | 1149.4024 | 62.8181 | 141.2445 | 185.9271 | 226.5097 | 339.9033 | 53.3333 | 43.2 | 21.693 | 18.4391 | 10.9911 | 59.6804 | 0 | 0
39 | 912 | 935 | 112.0027 | 2221.1051 | 0 | 2221.1051 | 1172.3702 | 87.3778 | 161.1626 | 189.145 | 264.93 | 359.5067 | 53.3333 | 43.2 | 21.693 | 18.4391 | 3.2856 | 9.111 | 0 | 0
40 | 936 | 959 | 111.963 | 2260.7704 | 0 | 2260.7704 | 1180.8571 | 96.7425 | 160.5281 | 184.0621 | 287.4007 | 364.5672 | 53.3333 | 43.2 | 21.693 | 18.4391 | 6.4667 | 24.1557 | 0 | 0
41 | 960 | 983 | 104.8787 | 2147.0426 | 0 | 2147.0426 | 1150.0633 | 59.969 | 140.4847 | 179.5824 | 286.1137 | 344.2169 | 53.3333 | 43.2 | 21.693 | 18.4391 | 14.2833 | 58.3535 | 0 | 0
42 | 984 | 1007 | 109.3085 | 2166.2381 | 0 | 2166.2381 | 1151.2918 | 61.1861 | 143.9804 | 185.4031 | 301.5933 | 336.1707 | 53.3333 | 43.2 | 21.693 | 18.4391 | 15.1506 | 61.4003 | 0 | 0
43 | 1008 | 1031 | 104.8722 | 2147.9775 | 0 | 2147.9775 | 1175.5757 | 82.7266 | 158.2682 | 187.1114 | 219.2629 | 338.42 | 53.3333 | 43.2 | 21.693 | 18.4391 | 2.267 | 11.0264 | 0 | 0
44 | 1032 | 1055 | 106.4626 | 2169.1485 | 0 | 2169.1485 | 1165.9272 | 71.9746 | 153.6114 | 186.9123 | 265.7624 | 338.3478 | 53.3333 | 43.2 | 21.693 | 18.4391 | 3.6085 | 14.1349 | 0 | 0
45 | 1056 | 1079 | 108.6183 | 2223.9233 | 0 | 2223.9233 | 1175.7375 | 73.0923 | 159.5861 | 192.3646 | 304.3969 | 331.4924 | 53.3333 | 43.2 | 17.4208 | 14.8077 | 0 | 0 | 0 | 0
46 | 1080 | 1103 | 106.2788 | 2118.9851 | 0 | 2118.9851 | 1143.3251 | 61.406 | 144.352 | 179.0487 | 295.2616 | 308.979 | 53.3333 | 43.2 | 21.693 | 18.4391 | 2.0343 | 6.0939 | 0 | 0
47 | 1104 | 1127 | 105.2624 | 2135.2918 | 0 | 2135.2918 | 1123.4322 | 52.8227 | 136.2224 | 178.1736 | 361.8164 | 296.2118 | 53.3333 | 43.2 | 21.693 | 18.4391 | 9.4314 | 20.3633 | 0 | 0
48 | 1128 | 1151 | 108.6493 | 2205.9516 | 0 | 2205.9516 | 1156.7367 | 72.2543 | 141.9947 | 183.0931 | 318.1356 | 347.1245 | 53.3333 | 43.2 | 21.693 | 18.4391 | 12.1809 | 42.3473 | 0 | 0
49 | 1152 | 1175 | 106.7257 | 2130.9849 | 0 | 2130.9849 | 1160.7158 | 69.1207 | 150.4255 | 182.4979 | 249.8801 | 331.7323 | 53.3333 | 43.2 | 21.693 | 18.4391 | 9.2312 | 45.0763 | 0 | 0
50 | 1176 | 1199 | 103.8717 | 2105.5472 | 0 | 2105.5472 | 1159.6557 | 69.3834 | 145.5689 | 184.9794 | 218.8028 | 340.5444 | 53.3333 | 43.2 | 21.693 | 18.4391 | 5.8428 | 29.8531 | 0 | 0
51 | 1200 | 1223 | 113.5806 | 2290.6464 | 0 | 2290.6464 | 1158.656 | 70.8131 | 152.4229 | 182.7307 | 403.9186 | 335.4924 | 53.3333 | 43.2 | 21.693 | 18.4391 | 4.8037 | 10.7709 | 0 | 0
52 | 1224 | 1247 | 107.1437 | 2159.9439 | 0 | 2159.9439 | 1131.1401 | 54.3845 | 135.6061 | 180.0544 | 352.5905 | 319.5556 | 53.3333 | 43.2 | 21.693 | 18.4391 | 15.6306 | 49.6994 | 0 | 0
53 | 1248 | 1271 | 106.6535 | 2119.5428 | 0 | 2119.5428 | 1156.5058 | 63.0481 | 145.547 | 179.1338 | 263.0652 | 325.6302 | 53.3333 | 43.2 | 21.693 | 18.4391 | 11.0007 | 44.4694 | 0 | 0
54 | 1272 | 1295 | 108.2956 | 2216.8519 | 0 | 2216.8519 | 1147.745 | 66.18 | 141.5912 | 184.3291 | 342.4997 | 347.8942 | 53.3333 | 43.2 | 21.693 | 18.4391 | 17.2055 | 60.0957 | 0 | 0
55 | 1296 | 1319 | 109.1484 | 2200.4211 | 0 | 2200.4211 | 1155.443 | 61.4358 | 146.4647 | 183.3562 | 343.6396 | 323.4692 | 53.3333 | 43.2 | 21.693 | 18.4391 | 5.165 | 14.6567 | 0 | 0
56 | 1320 | 1343 | 106.9454 | 2151.6838 | 0 | 2151.6838 | 1150.3669 | 64.4276 | 146.3411 | 184.8301 | 309.6549 | 309.4505 | 53.3333 | 43.2 | 21.693 | 18.4391 | 0.67543 | 1.7205 | 0 | 0
57 | 1344 | 1367 | 103.7847 | 2137.1282 | 0 | 2137.1282 | 1149.2986 | 63.7547 | 150.3701 | 178.7339 | 304.2443 | 304.1138 | 53.3333 | 43.2 | 21.693 | 18.4391 | 3.0187 | 6.6381 | 0 | 0
58 | 1368 | 1391 | 106.741 | 2188.9289 | 0 | 2188.9289 | 1153.2818 | 68.4779 | 141.315 | 185.3761 | 309.0881 | 344.7773 | 53.3333 | 43.2 | 21.693 | 18.4391 | 15.7254 | 64.2025 | 0 | 0
59 | 1392 | 1415 | 107.0125 | 2179.1845 | 0 | 2179.1845 | 1184.4914 | 71.8749 | 159.7489 | 189.2097 | 273.2313 | 312.6318 | 53.3333 | 43.2 | 12.4676 | 10.5974 | 0 | 0 | 0 | 0
60 | 1416 | 1439 | 105.6464 | 2155.7323 | 0 | 2155.7323 | 1162.2965 | 68.9412 | 139.8964 | 186 | 266.4847 | 345.5009 | 53.3333 | 43.2 | 21.693 | 18.4391 | 8.6477 | 34.9916 | 0 | 0
61 | 1440 | 1463 | 110.4317 | 2234.5579 | 0 | 2234.5579 | 1173.8944 | 86.7515 | 149.6294 | 184.8174 | 291.0515 | 361.801 | 53.3333 | 43.2 | 21.693 | 18.4391 | 5.2241 | 19.8726 | 0 | 0
62 | 1464 | 1487 | 109.3488 | 2228.5103 | 0 | 2228.5103 | 1156.3303 | 71.8144 | 136.4186 | 183.4467 | 352.1213 | 341.7663 | 53.3333 | 43.2 | 21.693 | 18.4391 | 13.2461 | 41.7567 | 0 | 0
63 | 1488 | 1511 | 104.0469 | 2069.1642 | 0 | 2069.1642 | 1133.482 | 54.7609 | 136.3191 | 177.3028 | 277.6801 | 303.0066 | 53.3333 | 43.2 | 21.693 | 18.4391 | 3.1927 | 10.2401 | 0 | 0
64 | 1512 | 1535 | 104.9908 | 2125.2712 | 0 | 2125.2712 | 1137.8626 | 54.9115 | 134.092 | 185.208 | 293.1261 | 333.4584 | 53.3333 | 43.2 | 21.693 | 18.4391 | 18.974 | 76.3295 | 0 | 0
65 | 1536 | 1559 | 112.1481 | 2277.9674 | 0 | 2277.9674 | 1194.2902 | 114.0918 | 158.8795 | 194.3302 | 310.2421 | 314.9052 | 46.1354 | 37.3696 | 0.038906 | 0.03307 | 0 | 0 | 0 | 0
66 | 1560 | 1583 | 106.7459 | 2170.5616 | 0 | 2170.5616 | 1153.1647 | 65.5566 | 146.5735 | 185.8839 | 315.605 | 317.1651 | 53.3333 | 43.2 | 21.693 | 18.4391 | 3.836 | 10.4415 | 0 | 0
67 | 1584 | 1607 | 107.3854 | 2197.032 | 0 | 2197.032 | 1163.811 | 72.9339 | 147.1074 | 186 | 303.1084 | 337.4587 | 53.3333 | 43.2 | 21.693 | 18.4391 | 11.1536 | 37.2771 | 0 | 0
68 | 1608 | 1631 | 106.1924 | 2183.9134 | 0 | 2183.9134 | 1167.3296 | 78.9885 | 150.1093 | 186.7424 | 274.3554 | 339.7755 | 53.3333 | 43.2 | 21.693 | 18.4391 | 0.81878 | 2.2922 | 0 | 0
69 | 1632 | 1655 | 110.817 | 2257.3757 | 0 | 2257.3757 | 1186.821 | 103.778 | 161.7667 | 188.4474 | 284.8172 | 345.0147 | 53.3333 | 43.2 | 20.906 | 17.7701 | 0 | 0 | 0 | 0
70 | 1656 | 1679 | 105.8059 | 2140.1711 | 0 | 2140.1711 | 1127.001 | 51.7344 | 130.6952 | 184.7463 | 359.6508 | 299.7307 | 53.3333 | 43.2 | 21.693 | 18.4391 | 7.6763 | 19.6382 | 0 | 0
71 | 1680 | 1703 | 109.001 | 2196.5445 | 0 | 2196.5445 | 1175.0346 | 87.1243 | 152.7699 | 185.3304 | 256.1635 | 353.509 | 53.3333 | 43.2 | 21.693 | 18.4391 | 5.2468 | 24.4395 | 0 | 0
72 | 1704 | 1727 | 105.5605 | 2174.1203 | 0 | 2174.1203 | 1161.4434 | 66.8793 | 139.7297 | 186 | 298.3389 | 335.1163 | 53.3333 | 43.2 | 21.693 | 18.4391 | 8.3027 | 29.1559 | 0 | 0
73 | 1728 | 1751 | 111.2091 | 2286.8802 | 0 | 2286.8802 | 1185.8367 | 107.4601 | 158.4466 | 187.3174 | 297.8828 | 363.324 | 53.3333 | 43.2 | 21.693 | 18.4391 | 2.1148 | 6.5794 | 0 | 0
74 | 1752 | 1775 | 110.6672 | 2274.6948 | 0 | 2274.6948 | 1170.2321 | 71.9764 | 147.1029 | 183.4129 | 390.9635 | 324.3942 | 53.3333 | 43.2 | 21.693 | 18.4391 | 2.583 | 5.6884 | 0 | 0
75 | 1776 | 1799 | 111.1245 | 2217.2473 | 0 | 2217.2473 | 1151.6036 | 66.7771 | 141.7353 | 186 | 354.2668 | 330.2518 | 53.3333 | 43.2 | 21.693 | 18.4391 | 9.5313 | 26.6812 | 0 | 0
76 | 1800 | 1823 | 110.3582 | 2226.8368 | 0 | 2226.8368 | 1189.8467 | 94.2033 | 151.7234 | 186 | 252.1035 | 366.3471 | 53.3333 | 43.2 | 21.693 | 18.4391 | 4.1599 | 18.6705 | 0 | 0
77 | 1824 | 1847 | 107.8854 | 2173.6215 | 0 | 2173.6215 | 1205.1773 | 133.566 | 161.4137 | 195.0842 | 178.3083 | 307.2662 | 37.864 | 30.6698 | 0 | 0 | 0 | 0 | 0 | 0
78 | 1848 | 1871 | 109.6536 | 2268.3641 | 0 | 2268.3641 | 1207.0588 | 175.3485 | 174.4794 | 198 | 168.0104 | 354.1531 | 42.903 | 34.7515 | 3.564 | 3.0294 | 0 | 0 | 0 | 0
79 | 1872 | 1895 | 108.8185 | 2223.5769 | 0 | 2223.5769 | 1183.4849 | 87.7977 | 153.5514 | 190.7464 | 319.3886 | 298.7286 | 53.245 | 43.1284 | 0.027851 | 0.023674 | 0 | 0 | 0 | 0
80 | 1896 | 1919 | 106.8667 | 2209.4239 | 0 | 2209.4239 | 1187.0833 | 95.8063 | 156.0339 | 191.4705 | 236.2062 | 356.2109 | 53.3333 | 43.2 | 21.693 | 18.4391 | 8.4433 | 38.3862 | 0 | 0
81 | 1920 | 1943 | 112.7618 | 2324.6766 | 0 | 2324.6766 | 1192.6602 | 127.3088 | 162.4898 | 191.3305 | 348.3358 | 310.5757 | 42.2321 | 34.208 | 0 | 0 | 0 | 0 | 0 | 0
82 | 1944 | 1967 | 109.1994 | 2216.3738 | 0 | 2216.3738 | 1160.0534 | 72.2204 | 136.5493 | 180.307 | 332.5619 | 348.0691 | 53.3333 | 43.2 | 21.693 | 18.4391 | 15.932 | 60.4419 | 0 | 0
83 | 1968 | 1991 | 105.2542 | 2114.4144 | 0 | 2114.4144 | 1126.6127 | 56.7843 | 131.8617 | 184.46 | 306.3913 | 321.6916 | 53.3333 | 43.2 | 21.693 | 18.4391 | 14.0719 | 55.2728 | 0 | 0
84 | 1992 | 2015 | 107.0055 | 2212.4356 | 0 | 2212.4356 | 1171.4899 | 75.0607 | 150.3826 | 186.8745 | 305.7227 | 336.2926 | 53.3333 | 43.2 | 21.693 | 18.4391 | 0.25683 | 0.6597 | 0 | 0
85 | 2016 | 2039 | 111.3009 | 2296.1996 | 0 | 2296.1996 | 1185.4175 | 125.1073 | 160.1831 | 187.5126 | 258.0982 | 393.2683 | 53.3333 | 43.2 | 21.693 | 18.4391 | 4.0241 | 17.8223 | 0 | 0
86 | 2040 | 2063 | 114.1917 | 2275.5203 | 0 | 2275.5203 | 1181.8603 | 94.5863 | 154.9881 | 186.1387 | 305.1423 | 366.1919 | 53.3333 | 43.2 | 21.693 | 18.4391 | 11.3996 | 46.1224 | 0 | 0
87 | 2064 | 2087 | 113.3733 | 2309.6635 | 0 | 2309.6635 | 1178.1393 | 101.9626 | 151.8666 | 187.8638 | 330.9127 | 372.3058 | 53.3333 | 43.2 | 21.693 | 18.4391 | 10.4758 | 34.9458 | 0 | 0
88 | 2088 | 2111 | 115.9223 | 2316.6997 | 0 | 2316.6997 | 1179.5378 | 107.7649 | 155.8494 | 188.899 | 349.2294 | 348.3503 | 53.3333 | 43.2 | 18.6522 | 15.8543 | 0 | 0 | 0 | 0
89 | 2112 | 2135 | 115.9506 | 2325.3401 | 0 | 2325.3401 | 1181.496 | 127.053 | 161.519 | 187.8543 | 300.9424 | 379.8628 | 53.3333 | 43.2 | 21.693 | 18.4391 | 4.8173 | 18.1321 | 0 | 0
90 | 2136 | 2159 | 108.1814 | 2156.38 | 0 | 2156.38 | 1141.7526 | 59.1531 | 138.2228 | 184.3144 | 325.6353 | 320.689 | 53.3333 | 43.2 | 21.693 | 18.4391 | 9.3846 | 29.5315 | 0 | 0
91 | 2160 | 2183 | 113.1193 | 2286.7002 | 0 | 2286.7002 | 1182.498 | 101.3121 | 143.2888 | 188.3949 | 318.4497 | 366.1438 | 53.3333 | 43.2 | 21.693 | 18.4391 | 12.0634 | 50.1636 | 0 | 0
92 | 2184 | 2207 | 118.7425 | 2390.006 | 0 | 2390.006 | 1194.306 | 147.6205 | 152.3562 | 188.5579 | 342.2783 | 378.2744 | 53.3333 | 43.2 | 21.693 | 18.4391 | 1.2799 | 3.9219 | 0 | 0
93 | 2208 | 2231 | 115.7917 | 2357.7275 | 0 | 2357.7275 | 1196.0047 | 135.6048 | 155.4272 | 192 | 355.179 | 333.8241 | 49.8333 | 40.365 | 5.6264 | 4.7825 | 0 | 0 | 0 | 0
94 | 2232 | 2255 | 110.1229 | 2258.35 | 0 | 2258.35 | 1178.2505 | 74.7953 | 142.1631 | 186 | 330.0727 | 360.4557 | 53.3333 | 43.2 | 21.693 | 18.4391 | 11.0555 | 38.2655 | 0 | 0
95 | 2256 | 2279 | 116.163 | 2361.4145 | 0 | 2361.4145 | 1192.6737 | 113.2178 | 147.9941 | 187.0472 | 352.1667 | 381.7024 | 53.3333 | 43.2 | 21.693 | 18.4391 | 4.5555 | 14.3491 | 0 | 0
96 | 2280 | 2303 | 115.4999 | 2362.647 | 0 | 2362.647 | 1196.1398 | 145.0871 | 152.7742 | 195.5359 | 346.5434 | 335.2001 | 45.3947 | 36.7697 | 0.056816 | 0.048294 | 0 | 0 | 0 | 0
97 | 2304 | 2327 | 107.9906 | 2174.0874 | 0 | 2174.0874 | 1139.0345 | 55.4971 | 123.8082 | 183.4062 | 358.5506 | 327.178 | 53.3333 | 43.2 | 21.693 | 18.4391 | 20.7342 | 69.8833 | 0 | 0
98 | 2328 | 2351 | 111.0495 | 2298.9901 | 0 | 2298.9901 | 1198.0926 | 129.7899 | 151.7941 | 186 | 249.214 | 397.4868 | 53.3333 | 43.2 | 21.693 | 18.4391 | 3.1659 | 12.8123 | 0 | 0
99 | 2352 | 2375 | 115.7598 | 2328.6162 | 0 | 2328.6162 | 1200.7038 | 162.5513 | 159.2003 | 195.9745 | 286.3566 | 330.2703 | 33.6823 | 27.2827 | 0.27304 | 0.23208 | 0 | 0 | 0 | 0
100 | 2376 | 2399 | 112.1657 | 2283.6428 | 0 | 2283.6428 | 1196.5912 | 99.0395 | 149.7973 | 195.0286 | 348.117 | 303.7486 | 44.7794 | 36.2713 | 1.1417 | 0.97046 | 0 | 0 | 0 | 0
101 | 2400 | 2423 | 114.2922 | 2341.8796 | 0 | 2341.8796 | 1203.4324 | 150.0857 | 159.2099 | 199.1021 | 329.0035 | 307.1558 | 32.1571 | 26.0473 | 0 | 0 | 0 | 0 | 0 | 0
102 | 2424 | 2447 | 119.7713 | 2408.985 | 0 | 2408.985 | 1185.7399 | 144.0419 | 153.5048 | 190.0901 | 360.0814 | 388.9143 | 53.3333 | 43.2 | 21.693 | 18.4391 | 6.0653 | 17.2005 | 0 | 0
103 | 2448 | 2471 | 114.836 | 2324.0375 | 0 | 2324.0375 | 1183.703 | 101.1572 | 147.7461 | 188.5231 | 369.5367 | 346.7588 | 53.3333 | 43.2 | 21.693 | 18.4391 | 1.7573 | 4.1864 | 0 | 0
104 | 2472 | 2495 | 110.4417 | 2228.1053 | 0 | 2228.1053 | 1166.5153 | 77.2036 | 140.4494 | 187.6209 | 345.8678 | 323.8357 | 53.3333 | 43.2 | 21.693 | 18.4391 | 1.862 | 3.9362 | 0 | 0
105 | 2496 | 2519 | 110.1822 | 2253.6485 | 0 | 2253.6485 | 1162.6754 | 66.9924 | 139.9576 | 188.5287 | 405.5993 | 302.1082 | 53.3333 | 43.2 | 13.8654 | 11.7856 | 0 | 0 | 0 | 0
106 | 2520 | 2543 | 115.1619 | 2318.2236 | 0 | 2318.2236 | 1190.4835 | 104.6596 | 149.0877 | 190.3336 | 342.1717 | 354.8747 | 53.3333 | 43.2 | 21.693 | 18.4391 | 3.3023 | 9.5553 | 0 | 0
107 | 2544 | 2567 | 113.2319 | 2291.5023 | 0 | 2291.5023 | 1207.7728 | 142.0942 | 157.643 | 192.9084 | 285.7303 | 313.0485 | 40.5 | 32.805 | 0 | 0 | 0 | 0 | 0 | 0
108 | 2568 | 2591 | 118.8502 | 2426.9703 | 0 | 2426.9703 | 1216.8184 | 251.1862 | 178.0922 | 204.1696 | 254.3806 | 325.5547 | 17.0075 | 13.7761 | 0 | 0 | 0 | 0 | 0 | 0
109 | 2592 | 2615 | 111.4241 | 2301.4504 | 0 | 2301.4504 | 1193.606 | 136.6111 | 153.2737 | 187.7895 | 264.4229 | 379.1346 | 53.3333 | 43.2 | 21.693 | 18.4391 | 1.1581 | 4.1951 | 0 | 0
110 | 2616 | 2639 | 114.9379 | 2323.0111 | 0 | 2323.0111 | 1189.2492 | 115.1843 | 150.0402 | 187.4698 | 315.89 | 378.5648 | 53.3333 | 43.2 | 21.693 | 18.4391 | 6.5936 | 25.9563 | 0 | 0
111 | 2640 | 2663 | 108.4155 | 2214.5466 | 0 | 2214.5466 | 1197.2357 | 122.1128 | 150.1192 | 187.9952 | 240.683 | 324.7264 | 42.5088 | 34.4321 | 1.661 | 1.4118 | 0 | 0 | 0 | 0
112 | 2664 | 2687 | 108.6697 | 2233.3249 | 0 | 2233.3249 | 1189.5197 | 83.3076 | 145.0075 | 191.8893 | 322.606 | 312.0101 | 53.3333 | 43.2 | 5.8797 | 4.9978 | 0 | 0 | 0 | 0
113 | 2688 | 2711 | 115.834 | 2367.4343 | 0 | 2367.4343 | 1209.307 | 189.6642 | 162.11 | 194.8947 | 238.1215 | 383.1622 | 50.3562 | 40.7886 | 1.7177 | 1.4601 | 0 | 0 | 0 | 0
114 | 2712 | 2735 | 118.9203 | 2413.9469 | 0 | 2413.9469 | 1220.8823 | 274.4105 | 188.5239 | 199.7335 | 211.9377 | 321.6451 | 16.7689 | 13.5828 | 0 | 0 | 0 | 0 | 0 | 0
115 | 2736 | 2759 | 112.8962 | 2304.214 | 0 | 2304.214 | 1204.3201 | 140.1679 | 156.1414 | 196.9796 | 303.0008 | 310.3322 | 35.4106 | 28.6826 | 0 | 0 | 0 | 0 | 0 | 0
116 | 2760 | 2783 | 115.8854 | 2402.3353 | 0 | 2402.3353 | 1209.3261 | 169.0285 | 164.5692 | 197.5324 | 334.3081 | 335.8765 | 43.5088 | 35.2421 | 0.25984 | 0.22086 | 0 | 0 | 0 | 0
117 | 2784 | 2807 | 113.3349 | 2348.3005 | 0 | 2348.3005 | 1201.5833 | 120.0351 | 154.2793 | 194.8771 | 365.2959 | 322.1524 | 49.9707 | 40.4763 | 2.8545 | 2.4263 | 0 | 0 | 0 | 0
118 | 2808 | 2831 | 114.952 | 2390.0663 | 0 | 2390.0663 | 1197.1207 | 135.2592 | 153.1766 | 188.8012 | 351.3637 | 377.0338 | 53.3333 | 43.2 | 17.0358 | 14.4805 | 0 | 0 | 0 | 0
119 | 2832 | 2855 | 115.205 | 2361.8259 | 0 | 2361.8259 | 1191.8476 | 106.6492 | 149.1026 | 188.4388 | 377.6435 | 361.5315 | 53.3333 | 43.2 | 21.693 | 18.4391 | 1.5437 | 3.5245 | 0 | 0
120 | 2856 | 2879 | 116.6591 | 2325.117 | 0 | 2325.117 | 1194.4942 | 150.6061 | 154.3719 | 187.0222 | 268.6926 | 383.3172 | 53.3333 | 43.2 | 21.693 | 18.4391 | 4.5361 | 19.2126 | 0 | 0
121 | 2880 | 2903 | 111.9363 | 2325.1489 | 0 | 2325.1489 | 1205.5145 | 170.3149 | 152.6342 | 195.2236 | 251.7895 | 359.4402 | 48.5404 | 39.3177 | 3.6365 | 3.091 | 0 | 0 | 0 | 0
122 | 2904 | 2927 | 115.123 | 2337.0577 | 0 | 2337.0577 | 1199.1148 | 127.374 | 151.3473 | 196.8632 | 355.8177 | 316.24 | 49.3893 | 40.0054 | 2.1021 | 1.7868 | 0 | 0 | 0 | 0
123 | 2928 | 2951 | 113.559 | 2364.5276 | 0 | 2364.5276 | 1189.022 | 119.4963 | 145.1456 | 189.794 | 367.4331 | 367.0241 | 53.3333 | 43.2 | 21.693 | 18.4391 | 3.2855 | 8.415 | 0 | 0
124 | 2952 | 2975 | 114.0562 | 2307.9115 | 0 | 2307.9115 | 1196.0887 | 123.4352 | 144.6934 | 191.432 | 352.4188 | 307.7696 | 40.691 | 32.9597 | 1.3 | 1.105 | 0 | 0 | 0 | 0
125 | 2976 | 2999 | 114.55 | 2330.5668 | 0 | 2330.5668 | 1193.0253 | 150.0805 | 148.9879 | 187.768 | 269.8655 | 394.227 | 53.3333 | 43.2 | 21.693 | 18.4391 | 4.9808 | 22.433 | 0 | 0
126 | 3000 | 3023 | 113.5337 | 2300.8288 | 0 | 2300.8288 | 1198.9229 | 154.8427 | 150.7711 | 191.7405 | 221.843 | 396.0958 | 53.3333 | 43.2 | 21.693 | 18.4391 | 0.15257 | 0.59703 | 0 | 0
127 | 3024 | 3047 | 114.4777 | 2315.3185 | 0 | 2315.3185 | 1202.396 | 165.2097 | 152.3986 | 196.8033 | 227.5305 | 384.3677 | 53.3333 | 43.2 | 21.693 | 18.4391 | 0.4957 | 1.9941 | 0 | 0
128 | 3048 | 3071 | 117.5688 | 2436.6071 | 0 | 2436.6071 | 1207.258 | 218.5984 | 158.2023 | 198 | 265.5732 | 400.4639 | 53.3333 | 43.2 | 9.0351 | 7.6799 | 0 | 0 | 0 | 0
129 | 3072 | 3095 | 116.5853 | 2338.0495 | 0 | 2338.0495 | 1198.4602 | 136.403 | 149.7924 | 190.6719 | 350.7334 | 319.8986 | 41.2764 | 33.4339 | 0.4501 | 0.38259 | 0 | 0 | 0 | 0
130 | 3096 | 3119 | 115.3042 | 2378.9926 | 0 | 2378.9926 | 1195.5246 | 101.0925 | 145.0079 | 194.9057 | 433.1378 | 320.0699 | 52.0282 | 42.1429 | 5.7361 | 4.8757 | 0 | 0 | 0 | 0
131 | 3120 | 3143 | 121.4573 | 2469.7293 | 0 | 2469.7293 | 1202.1843 | 158.2664 | 150.8404 | 195.099 | 417.2531 | 355.7319 | 47.5099 | 38.483 | 4.1268 | 3.5078 | 0 | 0 | 0 | 0
132 | 3144 | 3167 | 113.5942 | 2291.7049 | 0 | 2291.7049 | 1171.6325 | 88.5186 | 137.6888 | 186 | 387.4011 | 333.8513 | 53.3333 | 43.2 | 21.693 | 18.4391 | 1.0287 | 2.5391 | 0 | 0
133 | 3168 | 3191 | 111.5098 | 2288.7994 | 0 | 2288.7994 | 1181.398 | 72.4019 | 137.1596 | 188.4555 | 389.865 | 332.9066 | 53.3333 | 43.2 | 21.693 | 18.4391 | 4.725 | 10.296 | 0 | 0
134 | 3192 | 3215 | 116.8656 | 2377.1096 | 0 | 2377.1096 | 1215.4584 | 207.0733 | 169.4875 | 200.0069 | 272.3012 | 316.0171 | 17.0261 | 13.7912 | 0 | 0 | 0 | 0 | 0 | 0
135 | 3216 | 3239 | 120.459 | 2474.6565 | 0 | 2474.6565 | 1212.9812 | 244.3767 | 170.9777 | 201.302 | 264.2036 | 389.5553 | 44.0949 | 35.7169 | 2.413 | 2.0511 | 0 | 0 | 0 | 0
136 | 3240 | 3263 | 113.241 | 2328.7935 | 0 | 2328.7935 | 1210.6968 | 203.5376 | 160.146 | 198 | 232.6794 | 329.0832 | 28.1554 | 22.8058 | 0 | 0 | 0 | 0 | 0 | 0
137 | 3264 | 3287 | 113.4938 | 2362.98 | 0 | 2362.98 | 1193.1771 | 144.7261 | 150.2528 | 192.5345 | 316.0967 | 379.5802 | 53.3333 | 43.2 | 21.693 | 18.4391 | 1.3484 | 4.9724 | 0 | 0
138 | 3288 | 3311 | 115.9379 | 2400.5638 | 0 | 2400.5638 | 1196.7668 | 153.1794 | 150.8929 | 196.3855 | 338.924 | 377.8026 | 53.3333 | 43.2 | 21.693 | 18.4391 | 1.9956 | 7.2275 | 0 | 0
139 | 3312 | 3335 | 114.6287 | 2284.9971 | 0 | 2284.9971 | 1178.1531 | 92.0048 | 136.3767 | 186.2218 | 349.8894 | 355.7385 | 53.3333 | 43.2 | 21.693 | 18.4391 | 7.7776 | 24.2895 | 0 | 0
140 | 3336 | 3359 | 117.0217 | 2430.9104 | 0 | 2430.9104 | 1195.9497 | 123.2402 | 148.264 | 186.588 | 416.6881 | 373.5677 | 53.3333 | 43.2 | 21.693 | 18.4391 | 4.1586 | 9.5061 | 0 | 0
141 | 3360 | 3383 | 119.5988 | 2426.7799 | 0 | 2426.7799 | 1205.4313 | 186.033 | 155.3407 | 195.4917 | 368.3672 | 322.0833 | 31.4069 | 25.4396 | 0 | 0 | 0 | 0 | 0 | 0
142 | 3384 | 3407 | 114.4245 | 2365.5098 | 0 | 2365.5098 | 1201.2756 | 119.1258 | 144.8827 | 193.9711 | 395.2261 | 321.1045 | 51.467 | 41.6882 | 1.9828 | 1.6854 | 0 | 0 | 0 | 0
143 | 3408 | 3431 | 116.0274 | 2350.5339 | 0 | 2350.5339 | 1207.862 | 151.3433 | 153.5036 | 197.2208 | 311.2356 | 338.0914 | 45.9092 | 37.1865 | 0 | 0 | 0 | 0 | 0 | 0
144 | 3432 | 3455 | 118.0033 | 2428.2632 | 0 | 2428.2632 | 1208.087 | 177.3286 | 158.4746 | 200.1885 | 348.7079 | 344.1537 | 44.6364 | 36.1555 | 1.3078 | 1.1116 | 0 | 0 | 0 | 0
145 | 3456 | 3479 | 119.4788 | 2449.4732 | 0 | 2449.4732 | 1212.67 | 181.0118 | 158.7212 | 198 | 343.7412 | 364.6477 | 46.9025 | 37.991 | 2.7149 | 2.3077 | 0 | 0 | 0 | 0
146 | 3480 | 3503 | 119.4325 | 2407.2266 | 0 | 2407.2266 | 1211.662 | 204.7737 | 162.9912 | 198 | 298.2929 | 338.2731 | 33.9207 | 27.4758 | 2.1431 | 1.8216 | 0 | 0 | 0 | 0
147 | 3504 | 3527 | 118.6892 | 2390.7889 | 0 | 2390.7889 | 1202.6686 | 130.0522 | 148.2301 | 191.4678 | 349.9624 | 381.7951 | 53.3333 | 43.2 | 21.693 | 18.4391 | 1.2512 | 3.7004 | 0 | 0
148 | 3528 | 3551 | 120.165 | 2424.8393 | 0 | 2424.8393 | 1208.9594 | 186.434 | 155.4733 | 197.1244 | 317.453 | 370.6843 | 53.3333 | 43.2 | 7.7046 | 6.5489 | 0 | 0 | 0 | 0
149 | 3552 | 3575 | 116.6705 | 2434.7446 | 0 | 2434.7446 | 1220.5999 | 234.3876 | 165.9796 | 201.8486 | 259.1882 | 359.985 | 36.9911 | 29.9628 | 1.4401 | 1.2241 | 0 | 0 | 0 | 0
150 | 3576 | 3599 | 120.6352 | 2477.0654 | 0 | 2477.0654 | 1221.5084 | 305.2999 | 181.457 | 202.719 | 230.0402 | 337.876 | 9.6582 | 7.8231 | 0 | 0 | 0 | 0 | 0 | 0
151 | 3600 | 3623 | 123.3784 | 2511.3421 | 0 | 2511.3421 | 1220.49 | 324.5429 | 183.5006 | 203.1923 | 226.4758 | 355.6695 | 13.3103 | 10.7813 | 0 | 0 | 0 | 0 | 0 | 0
152 | 3624 | 3647 | 116.2598 | 2368.4736 | 0 | 2368.4736 | 1209.6868 | 178.6719 | 148.8822 | 197.047 | 269.0969 | 374.922 | 47.6826 | 38.6229 | 5.1569 | 4.3833 | 0 | 0 | 0 | 0
153 | 3648 | 3671 | 113.2817 | 2344.7241 | 0 | 2344.7241 | 1210.13 | 179.5756 | 152.7674 | 198 | 277.9358 | 332.4208 | 32.1339 | 26.0284 | 0 | 0 | 0 | 0 | 0 | 0
154 | 3672 | 3695 | 114.7006 | 2374.1177 | 0 | 2374.1177 | 1198.4325 | 158.2903 | 146.4777 | 191.226 | 306.5858 | 386.149 | 53.3333 | 43.2 | 19.4017 | 16.4915 | 0 | 0 | 0 | 0
155 | 3696 | 3719 | 114.4206 | 2366.0828 | 0 | 2366.0828 | 1196.3824 | 131.1663 | 144.0793 | 197.7343 | 332.4931 | 377.6147 | 53.3333 | 43.2 | 21.693 | 18.4391 | 5.4025 | 18.5081 | 0 | 0
156 | 3720 | 3743 | 116.1157 | 2397.7824 | 0 | 2397.7824 | 1209.1655 | 164.3006 | 146.8977 | 196.8616 | 338.5093 | 350.5884 | 42.1372 | 34.1312 | 3.5638 | 3.0292 | 0 | 0 | 0 | 0
157 | 3744 | 3767 | 121.364 | 2459.806 | 0 | 2459.806 | 1213.0922 | 197.5918 | 157.2518 | 199.5924 | 379.3822 | 317.7228 | 25.4057 | 20.5786 | 0 | 0 | 0 | 0 | 0 | 0
158 | 3768 | 3791 | 116.1441 | 2395.6097 | 0 | 2395.6097 | 1213.6045 | 163.3666 | 152.7324 | 199.8918 | 369.1886 | 302.7863 | 29.9089 | 24.2262 | 1.8518 | 1.574 | 0 | 0 | 0 | 0
159 | 3792 | 3815 | 121.5374 | 2461.694 | 0 | 2461.694 | 1198.8996 | 194.6133 | 150.9 | 195.9405 | 332.9965 | 401.7315 | 53.3333 | 43.2 | 21.693 | 18.4391 | 2.6301 | 8.6682 | 0 | 0
160 | 3816 | 3839 | 114.9111 | 2319.814 | 0 | 2319.814 | 1194.2797 | 115.9981 | 141.2577 | 190.6309 | 336.2083 | 354.8265 | 53.3333 | 43.2 | 21.693 | 18.4391 | 4.7822 | 12.3007 | 0 | 0
161 | 3840 | 3863 | 112.7312 | 2302.9263 | 0 | 2302.9263 | 1210.6612 | 145.2048 | 146.9699 | 198 | 277.6605 | 333.6274 | 47.9386 | 38.8302 | 0.59453 | 0.50535 | 0 | 0 | 0 | 0
162 | 3864 | 3887 | 116.1044 | 2409.9196 | 0 | 2409.9196 | 1213.7547 | 219.9391 | 164.9824 | 199.6076 | 261.0986 | 358.8734 | 40.675 | 32.9468 | 4.0523 | 3.4444 | 0 | 0 | 0 | 0
163 | 3888 | 3911 | 120.4387 | 2440.5535 | 0 | 2440.5535 | 1215.5336 | 226.1409 | 159.1384 | 200.704 | 296.3784 | 349.7494 | 37.3219 | 30.2308 | 0 | 0 | 0 | 0 | 0 | 0
164 | 3912 | 3935 | 115.3627 | 2375.0882 | 0 | 2375.0882 | 1216.386 | 219.2354 | 161.0127 | 198.8044 | 268.3036 | 314.7121 | 17.7153 | 14.3494 | 0 | 0 | 0 | 0 | 0 | 0
165 | 3936 | 3959 | 116.7356 | 2404.5506 | 0 | 2404.5506 | 1214.3875 | 195.0115 | 156.2244 | 198 | 297.4842 | 352.3625 | 45.5887 | 36.9268 | 1.7174 | 1.4598 | 0 | 0 | 0 | 0
166 | 3960 | 3983 | 120.928 | 2501.5999 | 0 | 2501.5999 | 1209.8733 | 200.4257 | 154.7239 | 196.5759 | 328.0549 | 425.2312 | 53.3333 | 43.2 | 21.0105 | 17.8589 | 0 | 0 | 0 | 0
167 | 3984 | 4007 | 116.9025 | 2398.4535 | 0 | 2398.4535 | 1213.2882 | 194.6389 | 158.8225 | 198 | 290.4583 | 350.7565 | 38.4142 | 31.1155 | 1.4148 | 1.2026 | 0 | 0 | 0 | 0
168 | 4008 | 4031 | 117.326 | 2419.4313 | 0 | 2419.4313 | 1213.4624 | 193.6401 | 156.3097 | 198.3856 | 295.8114 | 370.7793 | 47.143 | 38.1858 | 0 | 0 | 0 | 0 | 0 | 0
169 | 4032 | 4055 | 121.4936 | 2458.063 | 0 | 2458.063 | 1208.207 | 261.0979 | 163.2467 | 198.9567 | 291.2421 | 338.4993 | 16.7721 | 13.5854 | 0 | 0 | 0 | 0 | 0 | 0
170 | 4056 | 4079 | 117.4898 | 2382.2203 | 0 | 2382.2203 | 1210.6642 | 203.388 | 155.4681 | 195.2285 | 232.9769 | 396.9852 | 53.3333 | 43.2 | 15.716 | 13.3586 | 0 | 0 | 0 | 0
171 | 4080 | 4103 | 119.3549 | 2434.6189 | 0 | 2434.6189 | 1218.9335 | 247.4505 | 168.7874 | 200.1965 | 296.0208 | 305.897 | 14.0355 | 11.3688 | 0 | 0 | 0 | 0 | 0 | 0
172 | 4104 | 4127 | 117.2615 | 2456.9446 | 0 | 2456.9446 | 1205.9122 | 186.0577 | 150.4742 | 196.7351 | 329.0796 | 401.5561 | 53.3333 | 43.2 | 18.2464 | 15.5095 | 0 | 0 | 0 | 0
173 | 4128 | 4151 | 118.6609 | 2441.6491 | 0 | 2441.6491 | 1215.2498 | 201.8213 | 154.9236 | 198 | 339.0698 | 338.5947 | 31.6318 | 25.6218 | 0 | 0 | 0 | 0 | 0 | 0
174 | 4152 | 4175 | 122.3147 | 2477.6975 | 0 | 2477.6975 | 1211.682 | 239.2417 | 157.4203 | 195.6375 | 281.0407 | 403.9833 | 49.6317 | 40.2017 | 12.5196 | 10.6417 | 0 | 0 | 0 | 0
175 | 4176 | 4199 | 116.8757 | 2408.1758 | 0 | 2408.1758 | 1207.5747 | 188.4682 | 150.8126 | 198 | 312.3807 | 358.8475 | 41.6205 | 33.7126 | 0 | 0 | 0 | 0 | 0 | 0
176 | 4200 | 4223 | 115.1148 | 2389.7958 | 0 | 2389.7958 | 1206.342 | 145.4008 | 146.8608 | 192.8941 | 314.3864 | 397.2991 | 53.3333 | 43.2 | 21.693 | 18.4391 | 2.0464 | 7.4356 | 0 | 0
177 | 4224 | 4247 | 118.6723 | 2459.7652 | 0 | 2459.7652 | 1224.1312 | 221.9367 | 162.2382 | 200.8456 | 341.5697 | 312.1815 | 16.5143 | 13.3765 | 0 | 0 | 0 | 0 | 0 | 0
178 | 4248 | 4271 | 119.9421 | 2456.3876 | 0 | 2456.3876 | 1221.8082 | 248.3616 | 168.9067 | 201.3752 | 309.4505 | 307.7544 | 6.6791 | 5.4101 | 0 | 0 | 0 | 0 | 0 | 0
179 | 4272 | 4295 | 118.553 | 2426.0349 | 0 | 2426.0349 | 1208.0405 | 165.2112 | 147.7534 | 190.033 | 338.8274 | 389.3779 | 53.3333 | 43.2 | 20.5009 | 17.4257 | 0 | 0 | 0 | 0
180 | 4296 | 4319 | 121.0803 | 2472.0809 | 0 | 2472.0809 | 1222.1992 | 286.9934 | 170.5127 | 199.2241 | 273.2622 | 321.9176 | 10.6752 | 8.647 | 0 | 0 | 0 | 0 | 0 | 0
181 | 4320 | 4343 | 114.1189 | 2383.1141 | 0 | 2383.1141 | 1211.7464 | 205.3266 | 157.8795 | 198 | 278.2393 | 338.4349 | 34.2769 | 27.7643 | 0 | 0 | 0 | 0 | 0 | 0
182 | 4344 | 4367 | 114.5296 | 2344.9665 | 0 | 2344.9665 | 1189.7215 | 107.8859 | 134.5003 | 186.6648 | 372.8592 | 366.722 | 53.3333 | 43.2 | 21.693 | 18.4391 | 7.5478 | 25.4926 | 0 | 0
183 | 4368 | 4391 | 115.5722 | 2407.9313 | 0 | 2407.9313 | 1188.9936 | 140.967 | 141.1738 | 192.0446 | 378.4424 | 379.6972 | 53.3333 | 43.2 | 21.693 | 18.4391 | 2.7109 | 7.5787 | 0 | 0
184 | 4392 | 4415 | 117.3143 | 2391.6482 | 0 | 2391.6482 | 1186.9548 | 99.8254 | 136.3924 | 193.1822 | 429.9969 | 358.6837 | 53.3333 | 43.2 | 21.693 | 18.4391 | 10.6363 | 28.9057 | 0 | 0
185 | 4416 | 4439 | 119.5199 | 2459.3321 | 0 | 2459.3321 | 1212.2269 | 219.5664 | 162.9037 | 202.1243 | 357.4743 | 308.562 | 18.5549 | 15.0295 | 0 | 0 | 0 | 0 | 0 | 0
186 | 4440 | 4463 | 121.4396 | 2453.4539 | 0 | 2453.4539 | 1196.7887 | 184.0652 | 146.604 | 190.848 | 350.8113 | 397.724 | 53.3333 | 43.2 | 21.693 | 18.4391 | 0.94609 | 2.9778 | 0 | 0
187 | 4464 | 4487 | 117.6219 | 2378.7729 | 0 | 2378.7729 | 1191.7283 | 103.2597 | 134.6786 | 186 | 407.9914 | 368.5022 | 53.3333 | 43.2 | 21.693 | 18.4391 | 7.6538 | 20.2495 | 0 | 0
188 | 4488 | 4511 | 119.3624 | 2461.6452 | 0 | 2461.6452 | 1214.2775 | 188.1318 | 151.9238 | 198 | 385.0275 | 329.7676 | 28.8575 | 23.3746 | 0 | 0 | 0 | 0 | 0 | 0
189 | 4512 | 4535 | 114.837 | 2396.051 | 0 | 2396.051 | 1206.1629 | 181.4579 | 147.1433 | 197.5864 | 335.8786 | 332.9001 | 26.728 | 21.6497 | 0 | 0 | 0 | 0 | 0 | 0
190 | 4536 | 4559 | 118.6667 | 2467.2581 | 0 | 2467.2581 | 1215.8687 | 195.9253 | 153.4718 | 198 | 367.8601 | 343.3506 | 37.9919 | 30.7734 | 0 | 0 | 0 | 0 | 0 | 0
191 | 4560 | 4583 | 117.3018 | 2419.9887 | 0 | 2419.9887 | 1212.9215 | 169.8517 | 150.4159 | 196.5305 | 356.2217 | 342.6575 | 45.3167 | 36.7065 | 0 | 0 | 0 | 0 | 0 | 0
192 | 4584 | 4607 | 123.7551 | 2521.6079 | 0 | 2521.6079 | 1214.8477 | 227.6675 | 153.1452 | 198 | 390.8685 | 343.3029 | 32.7383 | 26.518 | 0.024322 | 0.020674 | 0 | 0 | 0 | 0
193 | 4608 | 4631 | 119.5475 | 2438.3661 | 0 | 2438.3661 | 1214.133 | 187.8113 | 150.6027 | 200.6457 | 389.385 | 299.1707 | 17.8021 | 14.4197 | 0 | 0 | 0 | 0 | 0 | 0
194 | 4632 | 4655 | 117.5768 | 2421.674 | 0 | 2421.674 | 1214.1307 | 205.0443 | 158.8692 | 198 | 308.9422 | 342.7786 | 32.0578 | 25.9668 | 0 | 0 | 0 | 0 | 0 | 0
195 | 4656 | 4679 | 119.9717 | 2465.7773 | 0 | 2465.7773 | 1212.2925 | 231.2421 | 156.0817 | 197.0739 | 317.0434 | 359.2736 | 37.5201 | 30.3913 | 0.67417 | 0.57304 | 0 | 0 | 0 | 0
196 | 4680 | 4703 | 119.638 | 2413.0004 | 0 | 2413.0004 | 1219.379 | 255.0839 | 161.6085 | 198.7408 | 213.9068 | 370.4477 | 31.6891 | 25.6682 | 0.96868 | 0.82338 | 0 | 0 | 0 | 0
197 | 4704 | 4727 | 121.5131 | 2536.3216 | 0 | 2536.3216 | 1225.8672 | 314.3351 | 176.0407 | 200.0567 | 256.1625 | 367.5515 | 19.4328 | 15.7406 | 0 | 0 | 0 | 0 | 0 | 0
198 | 4728 | 4751 | 122.0174 | 2522.7679 | 0 | 2522.7679 | 1242.9969 | 381.8686 | 200.8934 | 222.4514 | 165.1693 | 309.3883 | 0 | 0 | 0 | 0 | 0 | 0 | 0 | 0
199 | 4752 | 4775 | 114.7547 | 2350.2065 | 0 | 2350.2065 | 1211.1 | 210.0778 | 153.7397 | 194.9081 | 236.1544 | 350.7028 | 34.0858 | 27.6095 | 0 | 0 | 0 | 0 | 0 | 0
200 | 4776 | 4799 | 121.3432 | 2496.1262 | 0 | 2496.1262 | 1232.6021 | 337.216 | 183.046 | 206.3663 | 187.1034 | 352.0957 | 12.1226 | 9.8193 | 0 | 0 | 0 | 0 | 0 | 0
201 | 4800 | 4823 | 115.8836 | 2403.2674 | 0 | 2403.2674 | 1219.8596 | 261.7955 | 160.3804 | 200.4519 | 200.2934 | 366.5831 | 31.9709 | 25.8964 | 0.14698 | 0.12494 | 0 | 0 | 0 | 0
202 | 4824 | 4847 | 119.066 | 2441.2618 | 0 | 2441.2618 | 1213.9744 | 259.3243 | 164.8085 | 201.6262 | 246.9917 | 360.7399 | 31.7209 | 25.6939 | 1.1745 | 0.99832 | 0 | 0 | 0 | 0
203 | 4848 | 4871 | 116.7832 | 2416.0749 | 0 | 2416.0749 | 1209.7189 | 172.4537 | 146.3734 | 195.8019 | 314.7325 | 388.5185 | 52.174 | 42.261 | 10.7398 | 9.1288 | 0 | 0 | 0 | 0
204 | 4872 | 4895 | 118.1814 | 2461.4766 | 0 | 2461.4766 | 1214.3347 | 236.9935 | 158.9926 | 198 | 298.8197 | 359.6692 | 28.0693 | 22.7362 | 0 | 0 | 0 | 0 | 0 | 0
205 | 4896 | 4919 | 119.1282 | 2455.636 | 0 | 2455.636 | 1207.5917 | 174.6579 | 147.245 | 193.1398 | 339.0547 | 407.3342 | 53.3333 | 43.2 | 21.693 | 18.4391 | 1.2581 | 3.3451 | 0 | 0
206 | 4920 | 4943 | 121.5093 | 2518.4282 | 0 | 2518.4282 | 1232.5 | 331.1709 | 179.8133 | 207.8423 | 229.5636 | 338.2378 | 3.6831 | 2.9833 | 0 | 0 | 0 | 0 | 0 | 0
207 | 4944 | 4967 | 115.732 | 2413.5254 | 0 | 2413.5254 | 1208.6262 | 185.9863 | 147.9338 | 192.4694 | 289.1399 | 402.689 | 53.3333 | 43.2 | 21.2391 | 18.0533 | 0 | 0 | 0 | 0
208 | 4968 | 4991 | 117.417 | 2446.3567 | 0 | 2446.3567 | 1218.9463 | 244.7414 | 161.4328 | 198 | 268.9064 | 358.596 | 22.4538 | 18.1875 | 0 | 0 | 0 | 0 | 0 | 0
209 | 4992 | 5015 | 118.8559 | 2462.8297 | 0 | 2462.8297 | 1212.2326 | 278.209 | 159.0202 | 198 | 228.198 | 394.0012 | 35.8895 | 29.0705 | 0.08208 | 0.069768 | 0 | 0 | 0 | 0
210 | 5016 | 5039 | 117.3459 | 2447.9618 | 0 | 2447.9618 | 1215.255 | 234.2799 | 153.8086 | 198 | 245.2064 | 413.1789 | 53.3333 | 43.2 | 10.8907 | 9.2571 | 0 | 0 | 0 | 0
211 | 5040 | 5063 | 120.9784 | 2516.5493 | 0 | 2516.5493 | 1231.962 | 328.8891 | 182.4921 | 209.3645 | 235.1745 | 330.2286 | 8.2195 | 6.6578 | 0 | 0 | 0 | 0 | 0 | 0
212 | 5064 | 5087 | 116.8633 | 2347.3396 | 0 | 2347.3396 | 1206.3554 | 185.8807 | 147.652 | 191.9816 | 214.162 | 414.6952 | 53.3333 | 43.2 | 21.693 | 18.4391 | 0.13297 | 0.66323 | 0 | 0
213 | 5088 | 5111 | 120.7973 | 2468.8646 | 0 | 2468.8646 | 1211.0971 | 264.5191 | 169.1923 | 192.806 | 223.8749 | 416.2409 | 43.1567 | 34.9569 | 4.4386 | 3.7728 | 0 | 0 | 0 | 0
214 | 5112 | 5135 | 117.4655 | 2417.4653 | 0 | 2417.4653 | 1211.6649 | 225.0272 | 169.4409 | 202.4045 | 272.9999 | 340.5999 | 24.5903 | 19.9182 | 0 | 0 | 0 | 0 | 0 | 0
215 | 5136 | 5159 | 116.5415 | 2369.8843 | 0 | 2369.8843 | 1190.6427 | 118.4332 | 143.7159 | 189.1935 | 354.1894 | 387.0968 | 53.3333 | 43.2 | 21.693 | 18.4391 | 9.316 | 31.274 | 0 | 0
216 | 5160 | 5183 | 115.841 | 2363.4702 | 0 | 2363.4702 | 1196.0661 | 128.254 | 152.3244 | 192.137 | 376.555 | 327.6024 | 48.3789 | 39.1869 | 1.845 | 1.5683 | 0 | 0 | 0 | 0
217 | 5184 | 5207 | 113.0751 | 2291.8438 | 0 | 2291.8438 | 1182.1655 | 86 | 141.9503 | 189.4971 | 382.487 | 321.9506 | 53.3333 | 43.2 | 13.8233 | 11.7498 | 0 | 0 | 0 | 0
218 | 5208 | 5231 | 116.2265 | 2359.1168 | 0 | 2359.1168 | 1189.5628 | 101.1677 | 145.49 | 189.4257 | 384.487 | 362.3709 | 53.3333 | 43.2 | 21.693 | 18.4391 | 3.8432 | 9.4845 | 0 | 0
219 | 5232 | 5255 | 121.6719 | 2451.6073 | 0 | 2451.6073 | 1209.3152 | 173.5646 | 155.2365 | 197.0297 | 373.5833 | 351.3961 | 44.8321 | 36.314 | 0 | 0 | 0 | 0 | 0 | 0
220 | 5256 | 5279 | 117.6586 | 2442.4334 | 0 | 2442.4334 | 1211.4903 | 183.3096 | 161.5285 | 198 | 365.0466 | 329.2612 | 32.6465 | 26.4437 | 0 | 0 | 0 | 0 | 0 | 0
221 | 5280 | 5303 | 112.875 | 2349.3254 | 0 | 2349.3254 | 1209.3117 | 162.6237 | 159.4834 | 196.4067 | 309.7672 | 317.9463 | 31.9821 | 25.9055 | 0.91303 | 0.77607 | 0 | 0 | 0 | 0
222 | 5304 | 5327 | 118.3163 | 2489.8505 | 0 | 2489.8505 | 1203.644 | 218.9959 | 169.7157 | 205.85 | 366.543 | 328.6426 | 18.6354 | 15.0947 | 0 | 0 | 0 | 0 | 0 | 0
223 | 5328 | 5351 | 110.8723 | 2265.1545 | 0 | 2265.1545 | 1166.835 | 76.5973 | 131.5233 | 186 | 364.6305 | 352.9557 | 53.3333 | 43.2 | 21.693 | 18.4391 | 14.9428 | 47.6864 | 0 | 0
224 | 5352 | 5375 | 114.4018 | 2359.9156 | 0 | 2359.9156 | 1200.0123 | 132.7166 | 150.4987 | 197.295 | 321.0776 | 370.1898 | 53.3333 | 43.2 | 11.6067 | 9.8657 | 0 | 0 | 0 | 0
225 | 5376 | 5399 | 116.6133 | 2346.6904 | 0 | 2346.6904 | 1196.6222 | 111.1472 | 146.8369 | 189.5872 | 356.4502 | 358.3584 | 53.3333 | 43.2 | 14.5219 | 12.3437 | 0 | 0 | 0 | 0
226 | 5400 | 5423 | 115.8843 | 2352.5595 | 0 | 2352.5595 | 1177.8236 | 83.9767 | 141.544 | 187.6473 | 430.9878 | 343.9674 | 53.3333 | 43.2 | 21.693 | 18.4391 | 6.476 | 14.6886 | 0 | 0
227 | 5424 | 5447 | 117.197 | 2410.0989 | 0 | 2410.0989 | 1190.0131 | 116.7254 | 147.2832 | 188.2023 | 415.081 | 366.1811 | 53.3333 | 43.2 | 21.693 | 18.4391 | 4.7689 | 12.1409 | 0 | 0
228 | 5448 | 5471 | 115.2788 | 2341.8937 | 0 | 2341.8937 | 1199.1237 | 97.6826 | 146.3698 | 190.6033 | 366.3877 | 355.114 | 53.3333 | 43.2 | 21.693 | 18.4391 | 4.3324 | 12.0434 | 0 | 0
229 | 5472 | 5495 | 120.7343 | 2478.8088 | 0 | 2478.8088 | 1222.0879 | 258.3263 | 173.4885 | 198.8793 | 285.8721 | 344.7301 | 24.0808 | 19.5055 | 0 | 0 | 0 | 0 | 0 | 0
230 | 5496 | 5519 | 115.8177 | 2381.0384 | 0 | 2381.0384 | 1218.7944 | 229.7805 | 177.4874 | 204 | 255.6171 | 296.7776 | 7.4662 | 6.0477 | 0 | 0 | 0 | 0 | 0 | 0
231 | 5520 | 5543 | 114.2982 | 2370.44 | 0 | 2370.44 | 1195.2288 | 137.2687 | 150.3055 | 187.3603 | 320.6274 | 393.0367 | 53.3333 | 43.2 | 21.693 | 18.4391 | 4.2821 | 14.6996 | 0 | 0
232 | 5544 | 5567 | 115.3447 | 2376.4155 | 0 | 2376.4155 | 1207.0958 | 154.8489 | 155.9174 | 194.0517 | 286.0061 | 390.9647 | 53.3333 | 43.2 | 15.5712 | 13.2355 | 0 | 0 | 0 | 0
233 | 5568 | 5591 | 120.3546 | 2484.4697 | 0 | 2484.4697 | 1213.1013 | 258.2883 | 172.4015 | 198.9993 | 297.9918 | 348.4734 | 25.1893 | 20.4033 | 0 | 0 | 0 | 0 | 0 | 0
234 | 5592 | 5615 | 120.7802 | 2452.4331 | 0 | 2452.4331 | 1203.8727 | 170.3136 | 159.3052 | 197.4166 | 384.7756 | 346.4261 | 49.5864 | 40.165 | 1.702 | 1.4467 | 0 | 0 | 0 | 0
235 | 5616 | 5639 | 118.4127 | 2383.9843 | 0 | 2383.9843 | 1203.4601 | 149.4008 | 152.1476 | 194.4596 | 334.6223 | 361.1151 | 53.3333 | 43.2 | 7.2518 | 6.1641 | 0 | 0 | 0 | 0
236 | 5640 | 5663 | 111.9373 | 2297.5373 | 0 | 2297.5373 | 1198.969 | 123.7155 | 148.4445 | 194.0423 | 309.9977 | 333.6005 | 53.3333 | 43.2 | 7.3259 | 6.227 | 0 | 0 | 0 | 0
237 | 5664 | 5687 | 118.3384 | 2386.6738 | 0 | 2386.6738 | 1195.3499 | 146.5259 | 152.612 | 194.4923 | 328.9423 | 381.0749 | 53.3333 | 43.2 | 14.6007 | 12.4106 | 0 | 0 | 0 | 0
238 | 5688 | 5711 | 112.3148 | 2254.6106 | 0 | 2254.6106 | 1170.1479 | 68.3743 | 138.303 | 186.1029 | 382.7085 | 322.3612 | 53.3333 | 43.2 | 21.693 | 18.4391 | 7.5467 | 17.9316 | 0 | 0
239 | 5712 | 5735 | 116.9968 | 2418.6127 | 0 | 2418.6127 | 1202.1158 | 155.0482 | 155.6778 | 195.7878 | 372.1388 | 346.7076 | 42.1947 | 34.1777 | 5.6429 | 4.7965 | 0 | 0 | 0 | 0
240 | 5736 | 5759 | 114.0672 | 2350.8483 | 0 | 2350.8483 | 1189.0668 | 147.5608 | 151.0302 | 189.2051 | 290.8805 | 396.4922 | 53.3333 | 43.2 | 21.693 | 18.4391 | 3.8794 | 15.9482 | 0 | 0
241 | 5760 | 5783 | 114.4972 | 2332.3818 | 0 | 2332.3818 | 1193.329 | 109.4926 | 146.9313 | 189.2179 | 327.616 | 379.1823 | 53.3333 | 43.2 | 21.693 | 18.4391 | 7.7231 | 28.6439 | 0 | 0
242 | 5784 | 5807 | 117.0104 | 2330.0032 | 0 | 2330.0032 | 1197.4008 | 116.7055 | 148.8436 | 188.9699 | 343.6396 | 345.6914 | 53.3333 | 43.2 | 7.4284 | 6.3141 | 0 | 0 | 0 | 0
243 | 5808 | 5831 | 117.286 | 2390.2849 | 0 | 2390.2849 | 1201.5182 | 155.045 | 153.4563 | 194.8091 | 309.1953 | 388.671 | 53.3333 | 43.2 | 15.1778 | 12.9012 | 0 | 0 | 0 | 0
244 | 5832 | 5855 | 112.106 | 2303.9194 | 0 | 2303.9194 | 1205.2506 | 182.7873 | 166.5115 | 199.1199 | 247.9938 | 307.456 | 27.3674 | 22.1676 | 0 | 0 | 0 | 0 | 0 | 0
245 | 5856 | 5879 | 109.9918 | 2226.2566 | 0 | 2226.2566 | 1188.3806 | 73.6917 | 139.8763 | 186 | 310.4433 | 341.2521 | 53.3333 | 43.2 | 21.693 | 18.4391 | 1.9036 | 5.6011 | 0 | 0
246 | 5880 | 5903 | 115.1879 | 2341.2171 | 0 | 2341.2171 | 1212.8419 | 188.9691 | 165.671 | 199.9215 | 267.1123 | 311.291 | 24.1557 | 19.5661 | 0 | 0 | 0 | 0 | 0 | 0
247 | 5904 | 5927 | 119.2344 | 2386.3623 | 0 | 2386.3623 | 1203.0222 | 172.4419 | 161.1235 | 194.9125 | 311.2943 | 353.6775 | 51.3239 | 41.5724 | 2.3873 | 2.0292 | 0 | 0 | 0 | 0
248 | 5928 | 5951 | 110.528 | 2297.2287 | 0 | 2297.2287 | 1203.5485 | 130.5878 | 154.4972 | 193.0148 | 262.7816 | 363.8219 | 53.3333 | 43.2 | 5.9322 | 5.0424 | 0 | 0 | 0 | 0
249 | 5952 | 5975 | 116.0431 | 2384.1664 | 0 | 2384.1664 | 1203.1539 | 201.4446 | 171.9086 | 199.9456 | 303.9115 | 305.9523 | 11.317 | 9.1668 | 0 | 0 | 0 | 0 | 0 | 0
250 | 5976 | 5999 | 115.2397 | 2326.6196 | 0 | 2326.6196 | 1171.6237 | 73.7175 | 138.0233 | 185.8958 | 429.7646 | 340.982 | 53.3333 | 43.2 | 21.693 | 18.4391 | 8.9561 | 21.2428 | 0 | 0
251 | 6000 | 6023 | 111.7722 | 2256.0316 | 0 | 2256.0316 | 1159.65 | 64.3814 | 136.5514 | 179.1831 | 418.5664 | 310.9759 | 53.3333 | 43.2 | 20.9553 | 17.812 | 0.24931 | 0.50137 | 0 | 0
252 | 6024 | 6047 | 110.7949 | 2207.2339 | 0 | 2207.2339 | 1150.0561 | 55.3717 | 128.3044 | 185.751 | 368.0618 | 333.0763 | 53.3333 | 43.2 | 21.693 | 18.4391 | 20.9565 | 67.2101 | 0 | 0
253 | 6048 | 6071 | 114.9377 | 2349.7293 | 0 | 2349.7293 | 1207.1274 | 135.0972 | 158.1263 | 197.253 | 352.9444 | 306.7038 | 39.5928 | 32.0702 | 0 | 0 | 0 | 0 | 0 | 0
254 | 6072 | 6095 | 119.8538 | 2413.3857 | 0 | 2413.3857 | 1210.5562 | 210.7923 | 172.6369 | 198 | 310.8494 | 315.5974 | 26.5603 | 21.5139 | 0 | 0 | 0 | 0 | 0 | 0
255 | 6096 | 6119 | 120.0898 | 2417.8348 | 0 | 2417.8348 | 1199.4711 | 182.998 | 161.1371 | 195.0006 | 302.5023 | 390.1129 | 53.3333 | 43.2 | 21.693 | 18.4391 | 0.754 | 2.5567 | 0 | 0
256 | 6120 | 6143 | 113.7503 | 2305.9197 | 0 | 2305.9197 | 1204.792 | 123.8633 | 157.1673 | 193.0323 | 297.0654 | 340.9526 | 53.3333 | 43.2 | 5.4661 | 4.6462 | 0 | 0 | 0 | 0
257 | 6144 | 6167 | 117.461 | 2397.9218 | 0 | 2397.9218 | 1198.43 | 173.0253 | 165.9375 | 197.0568 | 358.9868 | 310.5304 | 31.8159 | 25.7709 | 0 | 0 | 0 | 0 | 0 | 0
258 | 6168 | 6191 | 109.2948 | 2193.3958 | 0 | 2193.3958 | 1146.9819 | 60.0987 | 128.0987 | 184.9436 | 370.0374 | 316.6228 | 53.3333 | 43.2 | 21.693 | 18.4391 | 10.047 | 26.0588 | 0 | 0
259 | 6192 | 6215 | 114.1062 | 2292.3368 | 0 | 2292.3368 | 1172.9217 | 88.8797 | 142.755 | 187.5097 | 350.4535 | 363.2045 | 53.3333 | 43.2 | 21.693 | 18.4391 | 9.0779 | 29.8335 | 0 | 0
260 | 6216 | 6239 | 113.5277 | 2310.8951 | 0 | 2310.8951 | 1195.7798 | 103.4418 | 148.4933 | 188.9318 | 351.659 | 334.3086 | 53.3333 | 43.2 | 10.5713 | 8.9856 | 0 | 0 | 0 | 0
261 | 6240 | 6263 | 111.0984 | 2258.4587 | 0 | 2258.4587 | 1195.7401 | 101.0767 | 151.0053 | 189.6478 | 313.0567 | 318.0631 | 51.3978 | 41.6322 | 2.436 | 2.0706 | 0 | 0 | 0 | 0
262 | 6264 | 6287 | 114.3621 | 2364.9013 | 0 | 2364.9013 | 1211.5994 | 202.9818 | 169.8352 | 198 | 204.3154 | 389.0597 | 53.3333 | 43.2 | 5.0457 | 4.2889 | 0 | 0 | 0 | 0
263 | 6288 | 6311 | 113.9417 | 2336.9265 | 0 | 2336.9265 | 1199.2023 | 141.4243 | 156.0809 | 191.0656 | 276.1012 | 386.4394 | 53.3333 | 43.2 | 21.693 | 18.4391 | 4.0595 | 17.1101 | 0 | 0
264 | 6312 | 6335 | 113.1352 | 2257.0797 | 0 | 2257.0797 | 1202.3922 | 147.4202 | 156.3053 | 195.6927 | 239.1984 | 324.8606 | 43.6786 | 35.3797 | 3.2714 | 2.7807 | 0 | 0 | 0 | 0
265 | 6336 | 6359 | 114.7986 | 2332.9735 | 0 | 2332.9735 | 1194.3481 | 155.9266 | 156.0312 | 189.3131 | 242.526 | 408.2158 | 53.3333 | 43.2 | 21.693 | 18.4391 | 2.2061 | 14.4627 | 0 | 0
266 | 6360 | 6383 | 108.4844 | 2159.1433 | 0 | 2159.1433 | 1149.8341 | 68.7301 | 131.3068 | 180.6231 | 324.6445 | 317.3919 | 53.3333 | 43.2 | 21.693 | 18.4391 | 5.7283 | 15.8603 | 0 | 0
267 | 6384 | 6407 | 110.9768 | 2221.9762 | 0 | 2221.9762 | 1151.7465 | 57.0101 | 128.9279 | 182.414 | 379.5067 | 335.7582 | 53.3333 | 43.2 | 21.693 | 18.4391 | 22.0536 | 68.8039 | 0 | 0
268 | 6408 | 6431 | 117.7419 | 2362.8262 | 0 | 2362.8262 | 1204.8588 | 179.518 | 161.2348 | 195.0499 | 289.9765 | 340.3851 | 40.2624 | 32.6126 | 3.6469 | 3.0998 | 0 | 0 | 0 | 0
269 | 6432 | 6455 | 111.5882 | 2278.2546 | 0 | 2278.2546 | 1198.4231 | 129.0415 | 153.4294 | 196.2628 | 289.9683 | 319.3212 | 43.1143 | 34.9226 | 0 | 0 | 0 | 0 | 0 | 0
270 | 6456 | 6479 | 111.1825 | 2262.9202 | 0 | 2262.9202 | 1189.3712 | 116.222 | 151.6664 | 190.7159 | 272.2791 | 356.0529 | 53.3333 | 43.2 | 21.693 | 18.4391 | 0.028265 | 0.099425 | 0 | 0
271 | 6480 | 6503 | 110.9245 | 2221.2298 | 0 | 2221.2298 | 1183.2547 | 111.7579 | 143.7791 | 186.978 | 233.3209 | 375.5265 | 53.3333 | 43.2 | 21.693 | 18.4391 | 7.1807 | 36.3264 | 0 | 0
272 | 6504 | 6527 | 104.3912 | 2160.0762 | 0 | 2160.0762 | 1178.3592 | 77.5453 | 144.2477 | 186.3877 | 251.7217 | 335.2019 | 53.3333 | 43.2 | 21.693 | 18.4391 | 4.575 | 15.429 | 0 | 0
273 | 6528 | 6551 | 113.4863 | 2295.0963 | 0 | 2295.0963 | 1196.3517 | 139.8069 | 153.4035 | 187.5819 | 240.6293 | 390.7103 | 53.3333 | 43.2 | 21.693 | 18.4391 | 2.6806 | 13.6322 | 0 | 0
274 | 6552 | 6575 | 113.9196 | 2309.8822 | 0 | 2309.8822 | 1201.3035 | 129.5511 | 162.0034 | 195.4948 | 272.354 | 361.5083 | 53.3333 | 43.2 | 14.6645 | 12.4648 | 0 | 0 | 0 | 0
275 | 6576 | 6599 | 114.6606 | 2301.7156 | 0 | 2301.7156 | 1188.1254 | 120.1844 | 159.8285 | 189.8658 | 307.0618 | 349.5292 | 53.3333 | 43.2 | 18.3081 | 15.5619 | 0 | 0 | 0 | 0
276 | 6600 | 6623 | 108.1786 | 2215.0941 | 0 | 2215.0941 | 1161.4177 | 65.4947 | 135.0949 | 186 | 334.3703 | 346.1038 | 53.3333 | 43.2 | 21.693 | 18.4391 | 17.0804 | 55.9756 | 0 | 0
277 | 6624 | 6647 | 116.599 | 2347.5896 | 0 | 2347.5896 | 1191.1664 | 133.6319 | 158.6309 | 185.6878 | 296.4413 | 395.4187 | 53.3333 | 43.2 | 21.693 | 18.4391 | 4.0991 | 18.5363 | 0 | 0
278 | 6648 | 6671 | 110.4295 | 2207.798 | 0 | 2207.798 | 1160.4312 | 68.8954 | 139.0459 | 185.2841 | 319.6539 | 347.8747 | 53.3333 | 43.2 | 21.693 | 18.4391 | 14.9421 | 58.1275 | 0 | 0
279 | 6672 | 6695 | 113.9164 | 2310.3634 | 0 | 2310.3634 | 1175.3171 | 75.9596 | 143.1732 | 186 | 401.1718 | 342.1291 | 53.3333 | 43.2 | 21.693 | 18.4391 | 6.0709 | 15.1217 | 0 | 0
280 | 6696 | 6719 | 113.047 | 2290.2198 | 0 | 2290.2198 | 1189.3793 | 75.1738 | 151.2423 | 188.2453 | 375.4889 | 322.8829 | 53.3333 | 43.2 | 13.7297 | 11.6702 | 0 | 0 | 0 | 0
281 | 6720 | 6743 | 113.3305 | 2333.9724 | 0 | 2333.9724 | 1207.3456 | 146.2998 | 162.9699 | 198 | 280.6676 | 347.313 | 43.6907 | 35.3895 | 2.1488 | 1.8265 | 0 | 0 | 0 | 0
282 | 6744 | 6767 | 116.4453 | 2345.9355 | 0 | 2345.9355 | 1204.0689 | 158.0152 | 170.9046 | 199.9231 | 266.5554 | 355.7934 | 47.9802 | 38.864 | 1.3911 | 1.1824 | 0 | 0 | 0 | 0
283 | 6768 | 6791 | 110.957 | 2251.6135 | 0 | 2251.6135 | 1194.8068 | 104.283 | 156.4773 | 194.2794 | 281.4848 | 330.9801 | 50.6595 | 41.0342 | 7.15 | 6.0775 | 0 | 0 | 0 | 0
284 | 6792 | 6815 | 112.5224 | 2248.6637 | 0 | 2248.6637 | 1199.2365 | 127.2074 | 159.4899 | 196.6652 | 258.3541 | 315.0799 | 38.7855 | 31.4163 | 0 | 0 | 0 | 0 | 0 | 0
285 | 6816 | 6839 | 113.7752 | 2300.3618 | 0 | 2300.3618 | 1199.7435 | 175.9291 | 171.8967 | 197.5488 | 232.8716 | 328.7583 | 33.6122 | 27.2259 | 0 | 0 | 0 | 0 | 0 | 0
286 | 6840 | 6863 | 105.2623 | 2114.209 | 0 | 2114.209 | 1175.9234 | 93.8189 | 148.4838 | 184.1064 | 180.2552 | 345.0086 | 53.3333 | 43.2 | 21.693 | 18.4391 | 3.871 | 22.0666 | 0 | 0
287 | 6864 | 6887 | 106.8135 | 2143.5038 | 0 | 2143.5038 | 1168.1532 | 79.5436 | 139.9754 | 186 | 233.3462 | 349.8727 | 53.3333 | 43.2 | 21.693 | 18.4391 | 9.8617 | 50.9323 | 0 | 0
288 | 6888 | 6911 | 111.6837 | 2248.0946 | 0 | 2248.0946 | 1185.8372 | 96.6514 | 155.2676 | 190.5852 | 301.295 | 330.8484 | 53.3333 | 43.2 | 15.0452 | 12.7884 | 0 | 0 | 0 | 0
289 | 6912 | 6935 | 111.3474 | 2293.0265 | 0 | 2293.0265 | 1191.6898 | 134.9276 | 161.3286 | 192.875 | 237.6856 | 387.289 | 53.3333 | 43.2 | 17.5714 | 14.9357 | 0 | 0 | 0 | 0
290 | 6936 | 6959 | 112.3234 | 2224.4354 | 0 | 2224.4354 | 1171.3199 | 79.2573 | 147.5262 | 186 | 308.9867 | 344.7325 | 53.3333 | 43.2 | 21.693 | 18.4391 | 10.5776 | 39.3773 | 0 | 0
291 | 6960 | 6983 | 111.5728 | 2239.3348 | 0 | 2239.3348 | 1175.5784 | 79.4954 | 156.3096 | 191.1791 | 346.8107 | 300.1328 | 50.9756 | 41.2902 | 3.2391 | 2.7533 | 0 | 0 | 0 | 0
292 | 6984 | 7007 | 109.1794 | 2209.6981 | 0 | 2209.6981 | 1181.5042 | 94.5264 | 151.1946 | 186 | 263.2744 | 346.0851 | 53.3333 | 43.2 | 18.3558 | 15.6024 | 0 | 0 | 0 | 0
293 | 7008 | 7031 | 108.0642 | 2194.9153 | 0 | 2194.9153 | 1172.7743 | 76.1393 | 150.6708 | 189.161 | 291.232 | 327.6733 | 53.3333 | 43.2 | 17.3469 | 14.7449 | 0 | 0 | 0 | 0
294 | 7032 | 7055 | 105.4575 | 2135.1191 | 0 | 2135.1191 | 1152.9244 | 59.7005 | 138.9586 | 181.6108 | 305.6363 | 309.6758 | 53.3333 | 43.2 | 21.693 | 18.4391 | 6.5484 | 18.9904 | 0 | 0
295 | 7056 | 7079 | 107.2983 | 2201.1472 | 0 | 2201.1472 | 1168.453 | 78.8159 | 144.3994 | 186 | 283.0785 | 353.7878 | 53.3333 | 43.2 | 21.693 | 18.4391 | 12.2595 | 53.7232 | 0 | 0
296 | 7080 | 7103 | 105.9748 | 2152.2057 | 0 | 2152.2057 | 1140.0656 | 54.179 | 141.0566 | 186.2056 | 334.0207 | 309.5242 | 53.3333 | 43.2 | 18.0845 | 15.3718 | 0 | 0 | 0 | 0
297 | 7104 | 7127 | 112.131 | 2274.9948 | 0 | 2274.9948 | 1172.2959 | 89.2331 | 152.8069 | 189.2079 | 350.6821 | 334.1562 | 53.3333 | 43.2 | 21.693 | 18.4391 | 0.04293 | 0.10032 | 0 | 0
298 | 7128 | 7151 | 107.6294 | 2162.1173 | 0 | 2162.1173 | 1154.2854 | 67.8027 | 134.1356 | 182.9399 | 295.9727 | 340.3684 | 53.3333 | 43.2 | 21.693 | 18.4391 | 13.2905 | 52.0603 | 0 | 0
299 | 7152 | 7175 | 108.5089 | 2175.7517 | 0 | 2175.7517 | 1145.3603 | 61.3104 | 142.3206 | 179.5497 | 345.7903 | 314.8077 | 53.3333 | 43.2 | 21.693 | 18.4391 | 5.7622 | 14.0286 | 0 | 0
300 | 7176 | 7199 | 107.2451 | 2119.673 | 0 | 2119.673 | 1102.5724 | 52.6208 | 126.6884 | 175.5914 | 387.3391 | 288.2483 | 53.3333 | 43.2 | 21.693 | 18.4391 | 15.6313 | 37.0331 | 0 | 0
301 | 7200 | 7223 | 108.3494 | 2141.8954 | 0 | 2141.8954 | 1129.8574 | 53.2994 | 129.3807 | 186 | 338.0297 | 318.7156 | 53.3333 | 43.2 | 21.693 | 18.4391 | 11.9089 | 37.4929 | 0 | 0
302 | 7224 | 7247 | 109.397 | 2263.5473 | 0 | 2263.5473 | 1182.8552 | 94.2116 | 157.0634 | 192.1566 | 302.178 | 348.4697 | 53.3333 | 43.2 | 21.693 | 18.4391 | 0.7121 | 1.6904 | 0 | 0
303 | 7248 | 7271 | 109.7881 | 2197.6548 | 0 | 2197.6548 | 1176.0439 | 77.4241 | 151.1025 | 189.1116 | 289.4757 | 327.0206 | 53.3333 | 43.2 | 15.9353 | 13.545 | 0 | 0 | 0 | 0
304 | 7272 | 7295 | 109.3246 | 2171.7063 | 0 | 2171.7063 | 1161.0184 | 80.8663 | 140.5021 | 185.0687 | 274.7368 | 342.9013 | 53.3333 | 43.2 | 21.693 | 18.4391 | 12.0975 | 53.502 | 0 | 0
305 | 7296 | 7319 | 108.0205 | 2173.655 | 0 | 2173.655 | 1167.7564 | 70.6432 | 152.4111 | 182.0163 | 290.3346 | 323.8807 | 53.3333 | 43.2 | 21.693 | 18.4391 | 2.4599 | 8.0487 | 0 | 0
306 | 7320 | 7343 | 108.6788 | 2152.4878 | 0 | 2152.4878 | 1151.1634 | 65.799 | 138.6925 | 182.2515 | 282.7548 | 345.2138 | 53.3333 | 43.2 | 21.693 | 18.4391 | 17.2813 | 75.5446 | 0 | 0
307 | 7344 | 7367 | 104.6631 | 2159.5661 | 0 | 2159.5661 | 1158.2118 | 72.1329 | 151.0912 | 182.2731 | 283.9214 | 325.3228 | 53.3333 | 43.2 | 21.693 | 18.4391 | 6.8993 | 22.6995 | 0 | 0
308 | 7368 | 7391 | 104.4341 | 2070.0638 | 0 | 2070.0638 | 1135.687 | 52.657 | 137.4863 | 185.4369 | 258.3456 | 313.8384 | 53.3333 | 43.2 | 21.693 | 18.4391 | 14.2396 | 57.611 | 0 | 0
309 | 7392 | 7415 | 110.7859 | 2194.2401 | 0 | 2194.2401 | 1166.5459 | 73.9927 | 156.7144 | 187.4012 | 311.7942 | 311.179 | 53.3333 | 43.2 | 21.693 | 18.4391 | 1.2091 | 2.7759 | 0 | 0
310 | 7416 | 7439 | 110.1147 | 2288.645 | 0 | 2288.645 | 1194.0653 | 126.4818 | 167.0733 | 191.7417 | 254.7921 | 367.8781 | 53.3333 | 43.2 | 21.693 | 18.4391 | 0.11251 | 0.40279 | 0 | 0
311 | 7440 | 7463 | 111.5814 | 2244.1751 | 0 | 2244.1751 | 1200.7727 | 126.5259 | 168.0423 | 193.6306 | 239.4599 | 325.3885 | 48.0465 | 38.9176 | 3.4401 | 2.9241 | 0 | 0 | 0 | 0
312 | 7464 | 7487 | 111.0587 | 2199.8839 | 0 | 2199.8839 | 1170.7251 | 80.8197 | 155.2814 | 184.8486 | 289.6253 | 331.9711 | 53.3333 | 43.2 | 21.693 | 18.4391 | 1.4166 | 4.2932 | 0 | 0
313 | 7488 | 7511 | 109.9121 | 2245.0431 | 0 | 2245.0431 | 1172.2795 | 71.9921 | 142.1938 | 179.0114 | 335.6263 | 357.3273 | 53.3333 | 43.2 | 21.693 | 18.4391 | 12.8119 | 47.8643 | 0 | 0
314 | 7512 | 7535 | 103.2007 | 2063.8231 | 0 | 2063.8231 | 1116.9084 | 55.1307 | 131.1718 | 171.8241 | 285.5273 | 316.6482 | 53.3333 | 43.2 | 21.693 | 18.4391 | 19.7904 | 83.156 | 0 | 0
315 | 7536 | 7559 | 105.0977 | 2126.6422 | 0 | 2126.6422 | 1142.2996 | 55.8855 | 139.6823 | 182.666 | 273.2367 | 346.2594 | 53.3333 | 43.2 | 21.693 | 18.4391 | 13.2267 | 67.0828 | 0 | 0
316 | 7560 | 7583 | 113.1711 | 2251.1665 | 0 | 2251.1665 | 1193.9158 | 146.7162 | 172.3545 | 193.3359 | 221.8108 | 331.7337 | 44.5567 | 36.091 | 1.5645 | 1.3299 | 0 | 0 | 0 | 0
317 | 7584 | 7607 | 102.8545 | 2102.3596 | 0 | 2102.3596 | 1155.8575 | 56.6712 | 138.9624 | 186 | 248.1731 | 330.0825 | 53.3333 | 43.2 | 21.693 | 18.4391 | 12.5071 | 59.1134 | 0 | 0
318 | 7608 | 7631 | 111.9117 | 2243.8202 | 0 | 2243.8202 | 1194.2799 | 136.2507 | 167.6788 | 194.9115 | 237.83 | 321.005 | 40.7382 | 32.9979 | 2.6363 | 2.2409 | 0 | 0 | 0 | 0
319 | 7632 | 7655 | 107.6536 | 2160.2707 | 0 | 2160.2707 | 1171.0467 | 81.155 | 156.3168 | 185.2572 | 238.3414 | 341.5409 | 53.3333 | 43.2 | 21.693 | 18.4391 | 6.6187 | 27.7137 | 0 | 0
320 | 7656 | 7679 | 106.4354 | 2113.0804 | 0 | 2113.0804 | 1146.3134 | 67.1199 | 138.2571 | 182.5764 | 268.0436 | 324.1572 | 53.3333 | 43.2 | 21.693 | 18.4391 | 9.6253 | 40.5738 | 0 | 0
321 | 7680 | 7703 | 108.283 | 2174.3227 | 0 | 2174.3227 | 1174.8406 | 89.3881 | 156.2432 | 186 | 232.121 | 349.1171 | 53.3333 | 43.2 | 21.693 | 18.4391 | 5.0285 | 22.7829 | 0 | 0
322 | 7704 | 7727 | 107.1749 | 2126.6219 | 0 | 2126.6219 | 1184.0612 | 77.7552 | 156.5841 | 188.7934 | 206.5267 | 324.3507 | 53.3333 | 43.2 | 8.7741 | 7.458 | 0 | 0 | 0 | 0
323 | 7728 | 7751 | 107.2599 | 2196.3804 | 0 | 2196.3804 | 1195.2307 | 101.5708 | 161.9823 | 195.8945 | 228.6479 | 322.727 | 48.9231 | 39.6277 | 2.5162 | 2.1388 | 0 | 0 | 0 | 0
324 | 7752 | 7775 | 107.8912 | 2210.0271 | 0 | 2210.0271 | 1183.7362 | 104.0976 | 161.9987 | 188.1208 | 221.9689 | 362.9609 | 53.3333 | 43.2 | 18.1508 | 15.4282 | 0 | 0 | 0 | 0
325 | 7776 | 7799 | 108.8016 | 2220.6232 | 0 | 2220.6232 | 1178.5378 | 100.8423 | 157.0659 | 186.2891 | 249.0614 | 362.2139 | 53.3333 | 43.2 | 21.693 | 18.4391 | 7.9613 | 40.8806 | 0 | 0
326 | 7800 | 7823 | 105.8896 | 2110.0804 | 0 | 2110.0804 | 1142.5717 | 57.798 | 138.8462 | 177.4183 | 294.2205 | 312.613 | 53.3333 | 43.2 | 21.693 | 18.4391 | 11.7721 | 45.0811 | 0 | 0
327 | 7824 | 7847 | 103.3661 | 2089.3597 | 0 | 2089.3597 | 1132.2601 | 60.0842 | 134.6208 | 176.9031 | 274.1921 | 324.6867 | 53.3333 | 43.2 | 21.693 | 18.4391 | 16.2999 | 66.1147 | 0 | 0
328 | 7848 | 7871 | 107.6106 | 2179.627 | 0 | 2179.627 | 1161.4112 | 68.9148 | 144.5577 | 182.1282 | 290.3891 | 345.6133 | 53.3333 | 43.2 | 21.693 | 18.4391 | 12.2861 | 48.7847 | 0 | 0
329 | 7872 | 7895 | 101.4503 | 2046.512 | 0 | 2046.512 | 1105.491 | 49.4305 | 134.9611 | 170.1903 | 319.7445 | 280.082 | 53.3333 | 43.2 | 21.693 | 18.4391 | 5.0152 | 12.5567 | 0 | 0
330 | 7896 | 7919 | 106.5887 | 2178.2253 | 0 | 2178.2253 | 1146.148 | 61.9543 | 136.839 | 174.7897 | 324.4454 | 347.4362 | 53.3333 | 43.2 | 21.693 | 18.4391 | 19.0508 | 72.9492 | 0 | 0
331 | 7920 | 7943 | 104.7023 | 2125.6738 | 0 | 2125.6738 | 1123.645 | 54.874 | 135.6113 | 182.5667 | 332.1136 | 310.2505 | 53.3333 | 43.2 | 21.693 | 18.4391 | 23.8032 | 78.3163 | 0 | 0
332 | 7944 | 7967 | 104.739 | 2116.9437 | 0 | 2116.9437 | 1137.5706 | 56.7031 | 144.5281 | 181.4178 | 311.0663 | 299.0452 | 53.3333 | 43.2 | 21.693 | 18.4391 | 1.7843 | 4.0746 | 0 | 0
333 | 7968 | 7991 | 108.105 | 2218.7891 | 0 | 2218.7891 | 1161.2528 | 71.1293 | 145.2148 | 179.5847 | 334.7508 | 340.2439 | 53.3333 | 43.2 | 21.693 | 18.4391 | 12.7059 | 41.3551 | 0 | 0
334 | 7992 | 8015 | 104.1051 | 2068.3853 | 0 | 2068.3853 | 1113.6362 | 49.9582 | 130.1483 | 173.2007 | 325.5813 | 289.2479 | 53.3333 | 43.2 | 21.693 | 18.4391 | 9.0378 | 25.089 | 0 | 0
335 | 8016 | 8039 | 100.9601 | 2024.991 | 0 | 2024.991 | 1079.447 | 48 | 127.6073 | 168.6277 | 332.0929 | 282.6034 | 53.3333 | 43.2 | 21.693 | 18.4391 | 27.8241 | 85.0385 | 0 | 0
336 | 8040 | 8063 | 107.5263 | 2175.9265 | 0 | 2175.9265 | 1156.4508 | 66.8962 | 158.5405 | 180.6537 | 290.186 | 336.5866 | 53.3333 | 43.2 | 21.693 | 18.4391 | 7.735 | 28.2754 | 0 | 0
337 | 8064 | 8087 | 102.0236 | 2089.0643 | 0 | 2089.0643 | 1131.5865 | 55.4858 | 142.6892 | 177.762 | 268.1342 | 326.7939 | 53.3333 | 43.2 | 21.693 | 18.4391 | 16.1842 | 68.1857 | 0 | 0
338 | 8088 | 8111 | 107.5653 | 2156.1796 | 0 | 2156.1796 | 1149.5441 | 66.8362 | 155.9157 | 185.2057 | 272.4116 | 339.6536 | 53.3333 | 43.2 | 21.693 | 18.4391 | 12.0867 | 55.6529 | 0 | 0
339 | 8112 | 8135 | 108.6955 | 2205.7454 | 0 | 2205.7454 | 1172.449 | 82.2288 | 165.9642 | 184.6935 | 254.3198 | 359.4774 | 53.3333 | 43.2 | 21.693 | 18.4391 | 2.9581 | 13.593 | 0 | 0
340 | 8136 | 8159 | 107.2566 | 2206.6479 | 0 | 2206.6479 | 1164.4547 | 72.0514 | 155.9806 | 180.6451 | 306.8902 | 340.0132 | 53.3333 | 43.2 | 21.693 | 18.4391 | 9.2282 | 32.8499 | 0 | 0
341 | 8160 | 8183 | 109.9185 | 2176.0695 | 0 | 2176.0695 | 1137.3726 | 60.9364 | 147.0042 | 176.6866 | 366.8744 | 300.5826 | 53.3333 | 43.2 | 21.693 | 18.4391 | 7.7842 | 22.0221 | 0 | 0
342 | 8184 | 8207 | 101.9938 | 2007.8248 | 0 | 2007.8248 | 1083.1069 | 48 | 118.1617 | 161.5543 | 332.0309 | 278.3582 | 53.3333 | 43.2 | 21.693 | 18.4391 | 33.5691 | 99.1975 | 0 | 0
343 | 8208 | 8231 | 100.7952 | 2036.2669 | 0 | 2036.2669 | 1061.8298 | 48 | 123.335 | 159.2189 | 372.2655 | 285.0051 | 53.3333 | 43.2 | 21.693 | 18.4391 | 40.5808 | 117.8985 | 0 | 0
344 | 8232 | 8255 | 105.0169 | 2130.7655 | 0 | 2130.7655 | 1128.7022 | 52.8641 | 147.536 | 181.8359 | 324.9758 | 308.2388 | 53.3333 | 43.2 | 21.693 | 18.4391 | 11.9719 | 34.0191 | 0 | 0
345 | 8256 | 8279 | 109.9278 | 2207.2748 | 0 | 2207.2748 | 1163.4086 | 68.2354 | 157.9701 | 177.4346 | 332.9306 | 320.6829 | 53.3333 | 43.2 | 21.693 | 18.4391 | 4.9102 | 15.6381 | 0 | 0
346 | 8280 | 8303 | 104.4661 | 2113.5824 | 0 | 2113.5824 | 1095.7327 | 48.5172 | 135.5407 | 173.8197 | 362.9029 | 310.4564 | 53.3333 | 43.2 | 21.693 | 18.4391 | 27.6414 | 84.7486 | 0 | 0
347 | 8304 | 8327 | 106.8563 | 2195.6353 | 0 | 2195.6353 | 1142.0225 | 57.6178 | 153.9471 | 177.8265 | 369.2601 | 308.3486 | 53.3333 | 43.2 | 21.693 | 18.4391 | 8.8484 | 20.2857 | 0 | 0
348 | 8328 | 8351 | 107.9367 | 2228.9592 | 0 | 2228.9592 | 1148.5719 | 63.85 | 151.7518 | 176.2143 | 369.422 | 332.5364 | 53.3333 | 43.2 | 21.693 | 18.4391 | 16.3522 | 47.587 | 0 | 0
349 | 8352 | 8375 | 106.9965 | 2113.4535 | 0 | 2113.4535 | 1113.4506 | 52.0517 | 139.0043 | 176.5781 | 334.3145 | 311.4418 | 53.3333 | 43.2 | 21.693 | 18.4391 | 18.8094 | 58.9281 | 0 | 0
350 | 8376 | 8399 | 105.9874 | 2123.1764 | 0 | 2123.1764 | 1134.8538 | 50.3487 | 148.4942 | 180.4639 | 316.4609 | 305.9422 | 53.3333 | 43.2 | 21.693 | 18.4391 | 13.8485 | 44.4596 | 0 | 0
351 | 8400 | 8423 | 105.2552 | 2145.6928 | 0 | 2145.6928 | 1138.4565 | 55.4712 | 151.5052 | 184.1594 | 321.299 | 308.1888 | 53.3333 | 43.2 | 21.693 | 18.4391 | 9.6573 | 27.7386 | 0 | 0
352 | 8424 | 8447 | 109.4457 | 2193.2479 | 0 | 2193.2479 | 1169.378 | 69.0616 | 167.7123 | 182.9637 | 307.4031 | 308.8877 | 53.3333 | 43.2 | 13.5013 | 11.4761 | 0 | 0 | 0 | 0
353 | 8448 | 8471 | 105.9827 | 2125.8925 | 0 | 2125.8925 | 1139.3512 | 56.1879 | 143.5768 | 178.2394 | 292.6004 | 329.3241 | 53.3333 | 43.2 | 21.693 | 18.4391 | 16.9955 | 70.2798 | 0 | 0
354 | 8472 | 8495 | 105.6003 | 2137.9904 | 0 | 2137.9904 | 1149.1062 | 57.9227 | 149.8714 | 180.2077 | 277.8825 | 336.387 | 53.3333 | 43.2 | 21.693 | 18.4391 | 11.4037 | 47.1497 | 0 | 0
355 | 8496 | 8519 | 105.8226 | 2178.298 | 0 | 2178.298 | 1152.2669 | 60.4789 | 145.7259 | 179.3065 | 318.6063 | 335.3007 | 53.3333 | 43.2 | 21.693 | 18.4391 | 9.0927 | 32.1077 | 0 | 0
356 | 8520 | 8543 | 100.1089 | 2011.9298 | 0 | 2011.9298 | 1087.017 | 48 | 130.273 | 167.2308 | 299.335 | 293.4612 | 53.3333 | 43.2 | 21.693 | 18.4391 | 33.0499 | 116.508 | 0 | 0
357 | 8544 | 8567 | 104.7266 | 2126.5225 | 0 | 2126.5225 | 1094.6763 | 48 | 135.1203 | 172.4787 | 406.1264 | 283.5081 | 53.3333 | 43.2 | 21.693 | 18.4391 | 11.7928 | 24.9758 | 0 | 0
358 | 8568 | 8591 | 105.1786 | 2139.6144 | 0 | 2139.6144 | 1113.1579 | 51.6914 | 142.6315 | 172.2884 | 383.1858 | 290.0467 | 53.3333 | 43.2 | 21.693 | 18.4391 | 7.1249 | 14.8202 | 0 | 0
359 | 8592 | 8615 | 104.7327 | 2144.4736 | 0 | 2144.4736 | 1117.3132 | 51.3591 | 140.5448 | 175.7109 | 356.7206 | 316.2123 | 53.3333 | 43.2 | 21.693 | 18.4391 | 17.3521 | 51.2608 | 0 | 0
360 | 8616 | 8639 | 109.596 | 2167.5549 | 0 | 2167.5549 | 1124.5906 | 56.83 | 149.7958 | 176.2579 | 362.0666 | 311.4013 | 53.3333 | 43.2 | 21.693 | 18.4391 | 2.8957 | 7.7696 | 0 | 0
361 | 8640 | 8663 | 104.4976 | 2127.5146 | 0 | 2127.5146 | 1131.4884 | 51.217 | 146.4748 | 178.7302 | 306.4666 | 326.525 | 53.3333 | 43.2 | 21.693 | 18.4391 | 13.057 | 44.3182 | 0 | 0
362 | 8664 | 8687 | 105.1451 | 2135.699 | 0 | 2135.699 | 1162.8607 | 68.4269 | 157.9421 | 183.0768 | 233.09 | 343.6897 | 53.3333 | 43.2 | 21.693 | 18.4391 | 8.3528 | 44.403 | 0 | 0
363 | 8688 | 8711 | 100.6609 | 2030.3992 | 0 | 2030.3992 | 1118.0711 | 49.9247 | 138.9392 | 171.8341 | 275.6372 | 289.3802 | 53.3333 | 43.2 | 21.693 | 18.4391 | 7.3062 | 24.1535 | 0 | 0
364 | 8712 | 8735 | 100.7125 | 2020.7866 | 0 | 2020.7866 | 1116.3523 | 50.2499 | 140.0065 | 182.4254 | 231.9865 | 313.1534 | 53.3333 | 43.2 | 21.693 | 18.4391 | 17.9931 | 93.76 | 0 | 0
365 | 8736 | 8759 | 106.7869 | 2186.4987 | 0 | 2186.4987 | 1189.4077 | 101.8448 | 166.2165 | 186.4698 | 260.9137 | 322.3395 | 53.3333 | 13.4578 | 5.4518 | 4.6341 | 0 | 0 | 0 | 0

## 逐月统计
序号 | 开始小时 | 结束小时 | 最大总需求MW | 本地负荷MWh | 外送MWh | 总需求MWh | 煤电MWh | 燃气MWh | 常规水电MWh | 生物质MWh | 风电MWh | 光伏MWh | 抽蓄充电MWh | 抽蓄放电MWh | 电池充电MWh | 电池放电MWh | 弃风MWh | 弃光MWh | 缺供MWh | 备用不足MW·h
1 | 0 | 743 | 110.8906 | 65867.9051 | 0 | 65867.9051 | 34988.4526 | 2044.4073 | 4501.2276 | 5455.2161 | 9568.422 | 9707.687 | 1596.2744 | 1292.9823 | 628.1029 | 533.8875 | 477.3682 | 1454.3272 | 0 | 0
2 | 744 | 1415 | 113.5806 | 60826.3307 | 0 | 60826.3307 | 32355.1911 | 1913.6182 | 4129.189 | 5142.9768 | 8412.3884 | 9243.5539 | 1493.3333 | 1209.6 | 579.022 | 492.1687 | 240.9315 | 867.9284 | 0 | 0
3 | 1416 | 2159 | 115.9506 | 68839.2713 | 0 | 68839.2713 | 36272.1044 | 2758.2031 | 4632.3859 | 5797.8417 | 9242.8468 | 10526.1814 | 1609.0462 | 1303.3274 | 563.822 | 479.2487 | 183.513 | 665.3691 | 0 | 0
4 | 2160 | 2879 | 119.7713 | 69681.1073 | 0 | 69681.1073 | 35789.9278 | 3944.9728 | 4585.0098 | 5742.6448 | 9573.2651 | 10366.0216 | 1408.5448 | 1140.9213 | 354.0746 | 300.9634 | 79.673 | 277.1626 | 0 | 0
5 | 2880 | 3623 | 123.3784 | 73811.8204 | 0 | 73811.8204 | 37264.9391 | 5154.5053 | 4779.6216 | 6043.0195 | 9930.1345 | 10943.7949 | 1376.2472 | 1114.7603 | 284.7166 | 242.0091 | 31.1997 | 95.9701 | 0 | 0
6 | 3624 | 4343 | 122.3147 | 72387.1748 | 0 | 72387.1748 | 36323.511 | 5878.5662 | 4654.7141 | 5920.1282 | 9195.1922 | 10666.1823 | 1153.9023 | 934.6609 | 212.5188 | 180.641 | 14.8612 | 46.9126 | 0 | 0
7 | 4344 | 5087 | 123.7551 | 75677.603 | 0 | 75677.603 | 37594.3506 | 6835.6653 | 4863.1874 | 6141.9014 | 9317.5417 | 11157.7502 | 1069.0788 | 865.9538 | 197.7917 | 168.123 | 30.8861 | 89.2127 | 0 | 0
8 | 5088 | 5831 | 121.6719 | 73768.7168 | 0 | 73768.7168 | 37156.9286 | 4661.4358 | 4768.4858 | 5999.8794 | 10494.7792 | 11005.1789 | 1406.0728 | 1138.919 | 338.7797 | 287.9627 | 67.1107 | 204.5411 | 0 | 0
9 | 5832 | 6551 | 120.0898 | 68922.3172 | 0 | 68922.3172 | 35689.0689 | 3850.0507 | 4554.0728 | 5735.2045 | 9171.6725 | 10243.5046 | 1403.9196 | 1137.1749 | 363.4148 | 308.9026 | 100.4565 | 334.7281 | 0 | 0
10 | 6552 | 7295 | 116.599 | 69126.2396 | 0 | 69126.2396 | 36380.854 | 2884.4492 | 4639.9289 | 5842.3431 | 9296.3012 | 10462.6891 | 1599.0371 | 1295.2201 | 510.059 | 433.5502 | 144.7562 | 528.7586 | 0 | 0
11 | 7296 | 8015 | 113.1711 | 64850.494 | 0 | 64850.494 | 34778.2215 | 2344.4737 | 4452.6116 | 5508.4798 | 8264.4466 | 9884.015 | 1568.9311 | 1270.8342 | 557.7152 | 474.0579 | 242.9436 | 954.8646 | 0 | 0
12 | 8016 | 8759 | 109.9278 | 66063.6779 | 0 | 66063.6779 | 35066.4775 | 1818.5858 | 4535.7787 | 5490.6003 | 9838.7921 | 9754.5268 | 1653.3333 | 1309.4578 | 648.0515 | 550.8437 | 426.4062 | 1427.6245 | 0 | 0

## 资料校核
序号 | 校核结果

## 口径说明
项目 | 说明
数据来源 | 公开合成脚本
费用来源 | 公开合成参数表 examples/synthetic_case_costs.csv
基年/目标 | 2025有效存量；2028增量为候选项目
外送 | 联络线外送功率=额定MW×逐时外送系数，计入固定需求
网架 | 单区域合成模型，不含线路潮流
水电 | M1–M12水文相对系数×0.42试算利用率×容量×月小时数；月间不借用
储能 | 库容=额定MW×储能时长h；往返效率按平方根分解，年初SOC=0
成本 | 随算例公开的合成试算成本，不是项目报价
可靠性 | 风光/储能规划可信容量保守取0；不等于ELCC或概率可靠性认证
时间 | 365日规划年共8760小时；闰年省略2月29日；逐时功率和库存保留原始值