## 年度总览
指标 | 数值 | 单位
基年 | 2025 | 年
目标年 | 2027 | 年
规划状态 | 可行
规划年化资本费 | 15000000 | 元/年
运行变动费用 | 123077847.6466 | 元/年
年总成本 | 138077847.6466 | 元/年
本地负荷 | 768354.3131 | MWh
固定外送 | 0 | MWh
缺供电量 | 0 | MWh
缺供小时数 | 0 | h
在线备用不足积分 | 0 | MW·h
最大功率平衡残差 | 2.8422e-14 | MW
水电未用月预算 | 13971.7186 | MWh
煤电实际发电量 | 410025.698 | MWh
燃气实际发电量 | 24538.3105 | MWh
常规水电实际发电量 | 52253.8814 | MWh
生物质实际发电量 | 63316.7402 | MWh
风电实际发电量 | 114345.8882 | MWh
光伏实际发电量 | 108670.4512 | MWh
抽水蓄能充电量 | 19225.5346 | MWh
抽水蓄能放电量 | 15546.3199 | MWh
新型储能充电量 | 7326.6843 | MWh
新型储能放电量 | 6209.2425 | MWh
弃风 | 0 | MWh
弃光 | 22238.0342 | MWh
储能年末内部库存 | 49.2924 | MWh

## 电站装机
类别 | 电站ID | 电站 | 技术 | 容量MW | 入选 | 年化资本费元
存量 | 1 | Synthetic coal | 煤电 | 55 | 1 | 0
存量 | 2 | Synthetic gas | 燃气 | 40 | 1 | 0
存量 | 3 | Synthetic hydro | 常规水电 | 18 | 1 | 0
存量 | 4 | Synthetic biomass | 生物质 | 10 | 1 | 0
存量 | 5 | Synthetic pumped | 抽水蓄能 | 12 | 1 | 0
存量 | 6 | Synthetic battery | 新型储能 | 10 | 1 | 0
存量 | 7 | Synthetic wind | 风电 | 28 | 1 | 0
存量 | 8 | Synthetic PV | 光伏 | 55 | 1 | 0
候选 | 101 | Candidate coal | 煤电 | 20 | 0 | 56000000
候选 | 102 | Candidate gas | 燃气 | 15 | 1 | 15000000
候选 | 103 | Candidate hydro | 常规水电 | 10 | 0 | 59000000
候选 | 104 | Candidate biomass | 生物质 | 8 | 0 | 32000000
候选 | 105 | Candidate pumped | 抽水蓄能 | 10 | 0 | 17000000
候选 | 106 | Candidate battery | 新型储能 | 10 | 0 | 14000000
候选 | 107 | Candidate wind | 风电 | 20 | 0 | 26000000
候选 | 108 | Candidate PV | 光伏 | 20 | 0 | 17000000

## 8760小时平衡
小时 | 本地负荷MW | 外送MW | 总需求MW | 煤电MW | 燃气MW | 常规水电MW | 生物质MW | 风电可用MW | 光伏可用MW | 风电实际MW | 光伏实际MW | 弃风MW | 弃光MW | 抽蓄充电MW | 抽蓄放电MW | 电池充电MW | 电池放电MW | 储能总充电MW | 储能总放电MW | 储能期末库存MWh | 火电合计MW | 缺供MW | 备用需求MW | 可用备用MW | 备用缺口MW | 过剩MW | 平衡残差MW
0 | 81.3379 | 0 | 81.3379 | 43.8111 | 2 | 9.1906 | 10 | 16.3363 | 0 | 16.3363 | 0 | 0 | 0 | 0 | 0 | 0 | 0 | 0 | 0 | 0 | 55.8111 | 0 | 2.4401 | 49.1889 | 0 | 1.4211e-14 | 0
1 | 82.1461 | 0 | 82.1461 | 44.3434 | 2 | 9.2782 | 10 | 16.5245 | 0 | 16.5245 | 0 | 0 | 0 | 0 | 0 | 0 | 0 | 0 | 0 | 0 | 56.3434 | 0 | 2.4644 | 48.6566 | 0 | 0 | 0
2 | 82.0355 | 0 | 82.0355 | 45.3263 | 2 | 9.4401 | 10 | 15.2691 | 0 | 15.2691 | 0 | 0 | 0 | 0 | 0 | 0 | 0 | 0 | 0 | 0 | 57.3263 | 0 | 2.4611 | 47.6737 | 0 | 0 | 0
3 | 79.9857 | 0 | 79.9857 | 44.4108 | 2 | 9.2894 | 10 | 14.2855 | 0 | 14.2855 | 0 | 0 | 0 | 0 | 0 | 0 | 0 | 0 | 0 | 0 | 56.4108 | 0 | 2.3996 | 48.5892 | 0 | 0 | 0
4 | 80.5523 | 0 | 80.5523 | 43.0133 | 2 | 9.0592 | 10 | 16.4798 | 0 | 16.4798 | 0 | 0 | 0 | 0 | 0 | 0 | 0 | 0 | 0 | 0 | 55.0133 | 0 | 2.4166 | 49.9867 | 0 | 0 | 0
5 | 82.5804 | 0 | 82.5804 | 45.8564 | 2 | 9.5274 | 10 | 15.1966 | 0 | 15.1966 | 0 | 0 | 0 | 0 | 0 | 0 | 0 | 0 | 0 | 0 | 57.8564 | 0 | 2.4774 | 47.1436 | 0 | 0 | 0
6 | 81.3291 | 0 | 81.3291 | 46.4702 | 2 | 9.6285 | 10 | 13.2304 | 0 | 13.2304 | 0 | 0 | 0 | 0 | 0 | 0 | 0 | 0 | 0 | 0 | 58.4702 | 0 | 2.4399 | 46.5298 | 0 | 0 | 0
7 | 83.7589 | 0 | 83.7589 | 42.9 | 2 | 8.1781 | 4.7623 | 14.7658 | 11.1527 | 14.7658 | 11.1527 | 0 | 0 | 0 | 0 | 0 | 0 | 0 | 0 | 0 | 49.6623 | 0 | 2.5128 | 55.3377 | 0 | 0 | 0
8 | 83.5809 | 0 | 83.5809 | 42.9 | 2 | 1.0055 | 4 | 14.1516 | 19.5238 | 14.1516 | 19.5238 | 0 | 0 | 0 | 0 | 0 | 0 | 0 | 0 | 0 | 48.9 | 0 | 2.5074 | 62.1507 | 0 | 0 | 0
9 | 82.3699 | 0 | 82.3699 | 42.9 | 2 | 7.1054e-15 | 4 | 13.9836 | 27.8223 | 13.9836 | 27.8223 | 0 | 0 | 8.336 | 0 | 0 | 0 | 8.336 | 0 | 7.5024 | 48.9 | 0 | 2.4711 | 61.8354 | 0 | 0 | 0
10 | 79.7319 | 0 | 79.7319 | 42.9 | 2 | 7.1054e-15 | 4 | 11.3267 | 37.6442 | 11.3267 | 37.6442 | 0 | 0 | 12 | 0 | 6.1391 | 0 | 18.1391 | 0 | 23.9623 | 48.9 | 0 | 2.392 | 60.4493 | 0 | 0 | 0
11 | 80.1664 | 0 | 80.1664 | 42.9 | 2 | 0 | 4 | 12.3238 | 40.7063 | 12.3238 | 40.7063 | 0 | 0 | 12 | 0 | 9.7637 | 0 | 21.7637 | 0 | 43.764 | 48.9 | 0 | 2.405 | 59.9368 | 0 | 0 | 0
12 | 81.716 | 0 | 81.716 | 42.9 | 2 | 0 | 4 | 11.5362 | 39.9756 | 11.5362 | 39.07 | 0 | 0.90552 | 12 | 0 | 5.7903 | 0 | 17.7903 | 0 | 59.9024 | 48.9 | 0 | 2.4515 | 60.3706 | 0 | 0 | 0
13 | 77.7621 | 0 | 77.7621 | 42.9 | 2 | 7.1054e-15 | 4 | 11.9112 | 38.6304 | 11.9112 | 25.9482 | 0 | 12.6821 | 8.9973 | 0 | 0 | 0 | 8.9973 | 0 | 68 | 48.9 | 0 | 2.3329 | 69.9487 | 0 | 1.7764e-15 | 0
14 | 78.1885 | 0 | 78.1885 | 42.9 | 2 | 7.1054e-15 | 4 | 14.3388 | 39.1071 | 14.3388 | 14.9497 | 0 | 24.1575 | 0 | 0 | 0 | 0 | 0 | 0 | 68 | 48.9 | 0 | 2.3457 | 81.5984 | 0 | 0 | 0
15 | 76.4071 | 0 | 76.4071 | 42.9 | 2 | 7.1054e-15 | 4 | 13.9704 | 29.7089 | 13.9704 | 13.5367 | 0 | 16.1722 | 0 | 0 | 0 | 0 | 0 | 0 | 68 | 48.9 | 0 | 2.2922 | 82.7274 | 0 | 0 | 0
16 | 79.88 | 0 | 79.88 | 42.9 | 2 | 0 | 4 | 13.6843 | 20.5243 | 13.6843 | 17.2956 | 0 | 3.2287 | 0 | 0 | 0 | 0 | 0 | 0 | 68 | 48.9 | 0 | 2.3964 | 84.5575 | 0 | 1.4211e-14 | 0
17 | 87.2032 | 0 | 87.2032 | 42.9 | 2 | 4.5705 | 4 | 15.084 | 9.8707 | 15.084 | 9.8707 | 0 | 0 | 0 | 8.7779 | 0 | 0 | 0 | 8.7779 | 58.2468 | 48.9 | 0 | 2.6161 | 73.5529 | 0 | 1.4211e-14 | 0
18 | 88.7199 | 0 | 88.7199 | 42.9 | 2 | 4.2662 | 4 | 15.5319 | 4.9932e-15 | 15.5319 | 4.9932e-15 | 0 | 0 | 0 | 12 | 0 | 8.0218 | 0 | 20.0218 | 36.2126 | 48.9 | 0 | 2.6616 | 64.16 | 0 | 1.4211e-14 | 0
19 | 97.1377 | 0 | 97.1377 | 42.9 | 2 | 11.721 | 4.2772 | 14.2396 | 0 | 14.2396 | 0 | 0 | 0 | 0 | 12 | 0 | 10 | 0 | 22 | 12.0327 | 49.1772 | 0 | 2.9141 | 55.8228 | 0 | 0 | 0
20 | 102.1748 | 0 | 102.1748 | 53.0706 | 2 | 12.5004 | 10 | 13.7644 | 0 | 13.7644 | 0 | 0 | 0 | 0 | 10.4221 | 0 | 0.41727 | 0 | 10.8394 | 0 | 65.0706 | 0 | 3.0652 | 39.9294 | 0 | 0 | 0
21 | 93.9798 | 0 | 93.9798 | 55 | 2.2251 | 11.0702 | 10 | 15.6846 | 0 | 15.6846 | 0 | 0 | 0 | 0 | 0 | 0 | 0 | 0 | 0 | 0 | 67.2251 | 0 | 2.8194 | 37.7749 | 0 | 0 | 0
22 | 91.8514 | 0 | 91.8514 | 53.4791 | 2 | 10.7827 | 10 | 15.5896 | 0 | 15.5896 | 0 | 0 | 0 | 0 | 0 | 0 | 0 | 0 | 0 | 0 | 65.4791 | 0 | 2.7555 | 39.5209 | 0 | 0 | 0
23 | 87.7958 | 0 | 87.7958 | 49.8406 | 2 | 10.1835 | 10 | 15.7717 | 0 | 15.7717 | 0 | 0 | 0 | 0 | 0 | 0 | 0 | 0 | 0 | 0 | 61.8406 | 0 | 2.6339 | 43.1594 | 0 | 0 | 0
24 | 76.0646 | 0 | 76.0646 | 42.9 | 2 | 8.7169 | 8.0343 | 14.4134 | 0 | 14.4134 | 0 | 0 | 0 | 0 | 0 | 0 | 0 | 0 | 0 | 0 | 52.9343 | 0 | 2.2819 | 52.0657 | 0 | 0 | 0
25 | 77.7301 | 0 | 77.7301 | 42.9 | 2 | 9.0343 | 9.9619 | 13.834 | 0 | 13.834 | 0 | 0 | 0 | 0 | 0 | 0 | 0 | 0 | 0 | 0 | 54.8619 | 0 | 2.3319 | 50.1381 | 0 | 0 | 0
26 | 76.0506 | 0 | 76.0506 | 42.9 | 2 | 8.4903 | 6.6582 | 16.0022 | 0 | 16.0022 | 0 | 0 | 0 | 0 | 0 | 0 | 0 | 0 | 0 | 0 | 51.5582 | 0 | 2.2815 | 53.4418 | 0 | 0 | 0
27 | 79.9055 | 0 | 79.9055 | 43.73 | 2 | 9.1772 | 10 | 14.9982 | 0 | 14.9982 | 0 | 0 | 0 | 0 | 0 | 0 | 0 | 0 | 0 | 0 | 55.73 | 0 | 2.3972 | 49.27 | 0 | 0 | 0
28 | 80.0122 | 0 | 80.0122 | 43.1374 | 2 | 9.0797 | 10 | 15.7951 | 0 | 15.7951 | 0 | 0 | 0 | 0 | 0 | 0 | 0 | 0 | 0 | 0 | 55.1374 | 0 | 2.4004 | 49.8626 | 0 | 0 | 0
29 | 80.6647 | 0 | 80.6647 | 47.7699 | 2 | 9.8425 | 10 | 11.0524 | 0 | 11.0524 | 0 | 0 | 0 | 0 | 0 | 0 | 0 | 0 | 0 | 0 | 59.7699 | 0 | 2.4199 | 45.2301 | 0 | 0 | 0
30 | 80.6645 | 0 | 80.6645 | 46.5326 | 2 | 9.6388 | 10 | 12.4932 | 0 | 12.4932 | 0 | 0 | 0 | 0 | 0 | 0 | 0 | 0 | 0 | 0 | 58.5326 | 0 | 2.4199 | 46.4674 | 0 | 0 | 0
31 | 78.6818 | 0 | 78.6818 | 42.9 | 2 | 5.4535 | 4 | 12.7804 | 11.5479 | 12.7804 | 11.5479 | 0 | 0 | 0 | 0 | 0 | 0 | 0 | 0 | 0 | 48.9 | 0 | 2.3605 | 58.3315 | 0 | 0 | 0
32 | 79.1767 | 0 | 79.1767 | 42.9 | 2 | 7.1054e-15 | 4 | 11.2634 | 25.1592 | 11.2634 | 25.1592 | 0 | 0 | 6.1459 | 0 | 0 | 0 | 6.1459 | 0 | 5.5313 | 48.9 | 0 | 2.3753 | 62.145 | 0 | 0 | 0
33 | 79.2723 | 0 | 79.2723 | 42.9 | 2 | 7.1054e-15 | 4 | 12.2305 | 32.1422 | 12.2305 | 32.1422 | 0 | 0 | 12 | 0 | 2.0004 | 0 | 14.0004 | 0 | 18.1756 | 48.9 | 0 | 2.3782 | 61.0345 | 0 | 0 | 0
34 | 76.1686 | 0 | 76.1686 | 42.9 | 2 | 1.4211e-14 | 4 | 12.1649 | 41.0763 | 12.1649 | 37.1037 | 0 | 3.9726 | 12 | 0 | 10 | 0 | 22 | 0 | 38.1951 | 48.9 | 0 | 2.2851 | 59.3417 | 0 | 1.4211e-14 | 0
35 | 74.7221 | 0 | 74.7221 | 42.9 | 2 | 7.1054e-15 | 4 | 11.9907 | 41.6584 | 11.9907 | 35.5241 | 0 | 6.1343 | 12 | 0 | 9.6926 | 0 | 21.6926 | 0 | 57.9313 | 48.9 | 0 | 2.2417 | 59.0795 | 0 | 3.5527e-15 | 0
36 | 74.3481 | 0 | 74.3481 | 42.9 | 2 | 0 | 4 | 11.5208 | 51.1776 | 11.5208 | 25.1147 | 0 | 26.0629 | 11.1875 | 0 | 0 | 0 | 11.1875 | 0 | 68 | 48.9 | 0 | 2.2304 | 67.7471 | 0 | 0 | 0
37 | 76.2476 | 0 | 76.2476 | 42.9 | 2 | 7.1054e-15 | 4 | 11.2996 | 45.1872 | 11.2996 | 16.048 | 0 | 29.1391 | 0 | 0 | 0 | 0 | 0 | 0 | 68 | 48.9 | 0 | 2.2874 | 80.894 | 0 | 0 | 0
38 | 74.726 | 0 | 74.726 | 42.9 | 2 | 0 | 4 | 10.1153 | 38.4799 | 10.1153 | 15.7108 | 0 | 22.7691 | 0 | 0 | 0 | 0 | 0 | 0 | 68 | 48.9 | 0 | 2.2418 | 81.7946 | 0 | 0 | 0
39 | 72.4305 | 0 | 72.4305 | 42.9 | 2 | 0 | 4 | 13.6801 | 34.2437 | 13.6801 | 9.8504 | 0 | 24.3933 | 0 | 0 | 0 | 0 | 0 | 0 | 68 | 48.9 | 0 | 2.1729 | 81.565 | 0 | 0 | 0
40 | 76.6793 | 0 | 76.6793 | 42.9 | 2 | 7.1054e-15 | 4 | 12.5822 | 24.6897 | 12.5822 | 15.1971 | 0 | 9.4926 | 0 | 0 | 0 | 0 | 0 | 0 | 68 | 48.9 | 0 | 2.3004 | 83.6718 | 0 | 0 | 0
41 | 81.4658 | 0 | 81.4658 | 42.9 | 2 | 6.0448 | 4 | 13.724 | 12.7971 | 13.724 | 12.7971 | 0 | 0 | 0 | 0 | 0 | 0 | 0 | 0 | 68 | 48.9 | 0 | 2.444 | 79.8239 | 0 | 0 | 0
42 | 87.4792 | 0 | 87.4792 | 42.9 | 2 | 8.6703 | 4 | 13.0566 | 6.442e-15 | 13.0566 | 6.442e-15 | 0 | 0 | 0 | 12 | 0 | 4.8523 | 0 | 16.8523 | 49.4036 | 48.9 | 0 | 2.6244 | 63.1 | 0 | 0 | -1.4211e-14
43 | 92.3373 | 0 | 92.3373 | 42.9 | 2 | 10.3935 | 4 | 11.0438 | 0 | 11.0438 | 0 | 0 | 0 | 0 | 12 | 0 | 10 | 0 | 22 | 25.2237 | 48.9 | 0 | 2.7701 | 57.2006 | 0 | 0 | 0
44 | 97.1825 | 0 | 97.1825 | 44.0047 | 2 | 11.7892 | 10 | 13.8019 | 0 | 13.8019 | 0 | 0 | 0 | 0 | 12 | 0 | 3.5868 | 0 | 15.5868 | 8 | 56.0047 | 0 | 2.9155 | 48.9953 | 0 | 0 | 0
45 | 93.66 | 0 | 93.66 | 48.5269 | 2 | 11.1528 | 10 | 14.7803 | 0 | 14.7803 | 0 | 0 | 0 | 0 | 7.2 | 0 | 0 | 0 | 7.2 | 0 | 60.5269 | 0 | 2.8098 | 44.4731 | 0 | 0 | 0
46 | 87.8116 | 0 | 87.8116 | 49.1612 | 2 | 10.0716 | 10 | 16.5788 | 0 | 16.5788 | 0 | 0 | 0 | 0 | 0 | 0 | 0 | 0 | 0 | 0 | 61.1612 | 0 | 2.6343 | 43.8388 | 0 | 0 | 0
47 | 86.165 | 0 | 86.165 | 49.6327 | 2 | 10.1493 | 10 | 14.383 | 0 | 14.383 | 0 | 0 | 0 | 0 | 0 | 0 | 0 | 0 | 0 | 0 | 61.6327 | 0 | 2.585 | 43.3673 | 0 | 0 | 0
48 | 79.6397 | 0 | 79.6397 | 45.2717 | 2 | 9.4311 | 10 | 12.9369 | 0 | 12.9369 | 0 | 0 | 0 | 0 | 0 | 0 | 0 | 0 | 0 | 0 | 57.2717 | 0 | 2.3892 | 47.7283 | 0 | 0 | 0
49 | 82.262 | 0 | 82.262 | 50.5715 | 2 | 10.3039 | 10 | 9.3867 | 0 | 9.3867 | 0 | 0 | 0 | 0 | 0 | 0 | 0 | 0 | 0 | 0 | 62.5715 | 0 | 2.4679 | 42.4285 | 0 | 0 | 0
50 | 81.2566 | 0 | 81.2566 | 49.2144 | 2 | 10.0804 | 10 | 9.9618 | 0 | 9.9618 | 0 | 0 | 0 | 0 | 0 | 0 | 0 | 0 | 0 | 0 | 61.2144 | 0 | 2.4377 | 43.7856 | 0 | 0 | 0
51 | 83.2357 | 0 | 83.2357 | 50.6892 | 2 | 10.3232 | 10 | 10.2233 | 0 | 10.2233 | 0 | 0 | 0 | 0 | 0 | 0 | 0 | 0 | 0 | 0 | 62.6892 | 0 | 2.4971 | 42.3108 | 0 | 0 | 0
52 | 81.1422 | 0 | 81.1422 | 48.4991 | 2 | 9.9626 | 10 | 10.6804 | 0 | 10.6804 | 0 | 0 | 0 | 0 | 0 | 0 | 0 | 0 | 0 | 0 | 60.4991 | 0 | 2.4343 | 44.5009 | 0 | 0 | 0
53 | 83.4533 | 0 | 83.4533 | 51.5656 | 2 | 10.4675 | 10 | 9.4202 | 0 | 9.4202 | 0 | 0 | 0 | 0 | 0 | 0 | 0 | 0 | 0 | 0 | 63.5656 | 0 | 2.5036 | 41.4344 | 0 | 0 | 0
54 | 83.0928 | 0 | 83.0928 | 50.1829 | 2 | 10.2399 | 10 | 10.67 | 0 | 10.67 | 0 | 0 | 0 | 0 | 0 | 0 | 0 | 0 | 0 | 0 | 62.1829 | 0 | 2.4928 | 42.8171 | 0 | 0 | 0
55 | 82.844 | 0 | 82.844 | 42.9 | 2 | 8.6981 | 7.9202 | 7.5447 | 13.7811 | 7.5447 | 13.7811 | 0 | 0 | 0 | 0 | 0 | 0 | 0 | 0 | 0 | 52.8202 | 0 | 2.4853 | 52.1798 | 0 | 0 | 0
56 | 81.9272 | 0 | 81.9272 | 42.9 | 2 | 1.4211e-14 | 4 | 10.8772 | 25.7916 | 10.8772 | 25.7916 | 0 | 0 | 3.6416 | 0 | 0 | 0 | 3.6416 | 0 | 3.2774 | 48.9 | 0 | 2.4578 | 62.4991 | 0 | 0 | 0
57 | 83.6329 | 0 | 83.6329 | 42.9 | 2 | 7.1054e-15 | 4 | 8.9007 | 36.9253 | 8.9007 | 36.9253 | 0 | 0 | 11.0932 | 0 | 0 | 0 | 11.0932 | 0 | 13.2613 | 48.9 | 0 | 2.509 | 61.4455 | 0 | 0 | 0
58 | 79.451 | 0 | 79.451 | 42.9 | 2 | 0 | 4 | 7.7711 | 41.9528 | 7.7711 | 41.9528 | 0 | 0 | 12 | 0 | 7.1729 | 0 | 19.1729 | 0 | 30.6744 | 48.9 | 0 | 2.3835 | 60.3031 | 0 | 0 | 0
59 | 78.6676 | 0 | 78.6676 | 42.9 | 2 | 0 | 4 | 6.6665 | 50.5927 | 6.6665 | 45.1011 | 0 | 5.4916 | 12 | 0 | 10 | 0 | 22 | 0 | 50.694 | 48.9 | 0 | 2.36 | 59.1269 | 0 | 0 | 0
60 | 78.3089 | 0 | 78.3089 | 42.9 | 2 | 0 | 4 | 7.8221 | 45.2476 | 7.8221 | 38.1069 | 0 | 7.1407 | 12 | 0 | 4.5201 | 0 | 16.5201 | 0 | 65.6613 | 48.9 | 0 | 2.3493 | 59.6686 | 0 | 3.5527e-15 | 0
61 | 79.0933 | 0 | 79.0933 | 42.9 | 2 | 0 | 4 | 10.7629 | 49.7188 | 10.7629 | 22.0289 | 0 | 27.6898 | 2.5985 | 0 | 0 | 0 | 2.5985 | 0 | 68 | 48.9 | 0 | 2.3728 | 68.7315 | 0 | 9.3259e-15 | 0
62 | 78.7849 | 0 | 78.7849 | 42.9 | 2 | 7.1054e-15 | 4 | 6.5257 | 42.2746 | 6.5257 | 23.3593 | 0 | 18.9153 | 0 | 0 | 0 | 0 | 0 | 0 | 68 | 48.9 | 0 | 2.3635 | 82.3395 | 0 | 0 | 0
63 | 78.7772 | 0 | 78.7772 | 42.9 | 2 | 0 | 4 | 7.188 | 34.3675 | 7.188 | 22.6892 | 0 | 11.6783 | 0 | 0 | 0 | 0 | 0 | 0 | 68 | 48.9 | 0 | 2.3633 | 83.3628 | 0 | 1.4211e-14 | 0
64 | 82.754 | 0 | 82.754 | 42.9 | 2 | 0 | 4 | 9.1364 | 25.0541 | 9.1364 | 24.7176 | 0 | 0.33644 | 0 | 0 | 0 | 0 | 0 | 0 | 68 | 48.9 | 0 | 2.4826 | 84.9664 | 0 | 0 | 0
65 | 86.1248 | 0 | 86.1248 | 42.9 | 2 | 9.1272 | 5.9707 | 8.8412 | 12.7304 | 8.8412 | 12.7304 | 0 | 0 | 0 | 4.5553 | 0 | 0 | 0 | 4.5553 | 62.9386 | 50.8707 | 0 | 2.5837 | 71.574 | 0 | 0 | 0
66 | 88.4996 | 0 | 88.4996 | 42.9 | 2 | 11.1039 | 4 | 7.2315 | 5.7209e-15 | 7.2315 | 5.7209e-15 | 0 | 0 | 0 | 12 | 0 | 9.2643 | 0 | 21.2643 | 39.5568 | 48.9 | 0 | 2.655 | 57.2224 | 0 | 0 | -1.4211e-14
67 | 95.8283 | 0 | 95.8283 | 42.9 | 2 | 12.0856 | 7.3168 | 10.351 | 0 | 10.351 | 0 | 0 | 0 | 0 | 12 | 0 | 9.1748 | 0 | 21.1748 | 16.2719 | 52.2168 | 0 | 2.8748 | 52.7832 | 0 | 0 | 0
68 | 98.9705 | 0 | 98.9705 | 52.3603 | 2 | 12.5745 | 10 | 10.0357 | 0 | 10.0357 | 0 | 0 | 0 | 0 | 12 | 0 | 0 | 0 | 12 | 2.9386 | 64.3603 | 0 | 2.9691 | 40.6397 | 0 | 0 | 0
69 | 98.1178 | 0 | 98.1178 | 55 | 8.1578 | 12.4827 | 10 | 9.8326 | 0 | 9.8326 | 0 | 0 | 0 | 0 | 2.6447 | 0 | 0 | 0 | 2.6447 | 0 | 73.1578 | 0 | 2.9435 | 31.8422 | 0 | 0 | 0
70 | 90.4329 | 0 | 90.4329 | 55 | 3.074 | 11.21 | 10 | 11.149 | 0 | 11.149 | 0 | 0 | 0 | 0 | 0 | 0 | 0 | 0 | 0 | 0 | 68.074 | 0 | 2.713 | 36.926 | 0 | 0 | 0
71 | 89.6703 | 0 | 89.6703 | 54.5408 | 2 | 10.9575 | 10 | 12.172 | 0 | 12.172 | 0 | 0 | 0 | 0 | 0 | 0 | 0 | 0 | 0 | 0 | 66.5408 | 0 | 2.6901 | 38.4592 | 0 | 0 | 0
72 | 78.8811 | 0 | 78.8811 | 44.3285 | 2 | 9.2758 | 10 | 13.2768 | 0 | 13.2768 | 0 | 0 | 0 | 0 | 0 | 0 | 0 | 0 | 0 | 0 | 56.3285 | 0 | 2.3664 | 48.6715 | 0 | 0 | 0
73 | 80.2983 | 0 | 80.2983 | 45.7912 | 2 | 9.5167 | 10 | 12.9905 | 0 | 12.9905 | 0 | 0 | 0 | 0 | 0 | 0 | 0 | 0 | 0 | 0 | 57.7912 | 0 | 2.409 | 47.2088 | 0 | 0 | 0
74 | 80.6255 | 0 | 80.6255 | 46.695 | 2 | 9.6655 | 10 | 12.265 | 0 | 12.265 | 0 | 0 | 0 | 0 | 0 | 0 | 0 | 0 | 0 | 0 | 58.695 | 0 | 2.4188 | 46.305 | 0 | 0 | 0
75 | 81.668 | 0 | 81.668 | 49.3999 | 2 | 10.1109 | 10 | 10.1571 | 0 | 10.1571 | 0 | 0 | 0 | 0 | 0 | 0 | 0 | 0 | 0 | 0 | 61.3999 | 0 | 2.45 | 43.6001 | 0 | 0 | 0
76 | 84.7759 | 0 | 84.7759 | 50.4636 | 2 | 10.2861 | 10 | 12.0262 | 0 | 12.0262 | 0 | 0 | 0 | 0 | 0 | 0 | 0 | 0 | 0 | 0 | 62.4636 | 0 | 2.5433 | 42.5364 | 0 | 0 | 0
77 | 84.9004 | 0 | 84.9004 | 51.9641 | 2 | 10.5332 | 10 | 10.4032 | 0 | 10.4032 | 0 | 0 | 0 | 0 | 0 | 0 | 0 | 0 | 0 | 0 | 63.9641 | 0 | 2.547 | 41.0359 | 0 | 0 | 0
78 | 83.943 | 0 | 83.943 | 50.7835 | 2 | 10.3388 | 10 | 10.8207 | 0 | 10.8207 | 0 | 0 | 0 | 0 | 0 | 0 | 0 | 0 | 0 | 0 | 62.7835 | 0 | 2.5183 | 42.2165 | 0 | 0 | 0
79 | 82.5213 | 0 | 82.5213 | 42.9 | 2 | 8.7007 | 7.936 | 9.767 | 11.2176 | 9.767 | 11.2176 | 0 | 0 | 0 | 0 | 0 | 0 | 0 | 0 | 0 | 52.836 | 0 | 2.4756 | 52.164 | 0 | 0 | 0
80 | 82.2302 | 0 | 82.2302 | 42.9 | 2 | 2.4555 | 4 | 8.6234 | 22.2513 | 8.6234 | 22.2513 | 0 | 0 | 0 | 0 | 0 | 0 | 0 | 0 | 0 | 48.9 | 0 | 2.4669 | 60.9057 | 0 | 0 | 0
81 | 82.9699 | 0 | 82.9699 | 42.9 | 2 | 0 | 4 | 9.3019 | 28.8017 | 9.3019 | 28.8017 | 0 | 0 | 4.0338 | 0 | 0 | 0 | 4.0338 | 0 | 3.6304 | 48.9 | 0 | 2.4891 | 62.4436 | 0 | 0 | 0
82 | 83.8086 | 0 | 83.8086 | 42.9 | 2 | 0 | 4 | 8.7201 | 38.1355 | 8.7201 | 38.1355 | 0 | 0 | 11.9469 | 0 | 0 | 0 | 11.9469 | 0 | 14.3826 | 48.9 | 0 | 2.5143 | 61.3248 | 0 | 0 | 0
83 | 78.9543 | 0 | 78.9543 | 42.9 | 2 | 1.4211e-14 | 4 | 10.4576 | 46.0652 | 10.4576 | 41.5967 | 0 | 4.4686 | 12 | 0 | 10 | 0 | 22 | 0 | 34.4022 | 48.9 | 0 | 2.3686 | 59.2716 | 0 | 0 | 0
84 | 78.7186 | 0 | 78.7186 | 42.9 | 2 | 0 | 4 | 9.4281 | 47.4187 | 9.4281 | 42.3905 | 0 | 5.0282 | 12 | 0 | 10 | 0 | 22 | 0 | 54.4217 | 48.9 | 0 | 2.3616 | 59.1925 | 0 | 0 | 0
85 | 77.9319 | 0 | 77.9319 | 42.9 | 2 | 7.1054e-15 | 4 | 8.0695 | 44.5546 | 8.0695 | 34.6555 | 0 | 9.8992 | 12 | 0 | 1.693 | 0 | 13.693 | 0 | 66.7826 | 48.9 | 0 | 2.338 | 59.6783 | 0 | 1.7764e-14 | 0
86 | 80.2269 | 0 | 80.2269 | 42.9 | 2 | 0 | 4 | 9.5762 | 39.6339 | 9.5762 | 23.1033 | 0 | 16.5306 | 1.3527 | 0 | 0 | 0 | 1.3527 | 0 | 68 | 48.9 | 0 | 2.4068 | 70.4855 | 0 | 0 | -1.5543e-15
87 | 77.0607 | 0 | 77.0607 | 42.9 | 2 | 1.4211e-14 | 4 | 10.25 | 31.008 | 10.25 | 17.9107 | 0 | 13.0973 | 0 | 0 | 0 | 0 | 0 | 0 | 68 | 48.9 | 0 | 2.3118 | 83.1621 | 0 | 1.4211e-14 | 0
88 | 84.0582 | 0 | 84.0582 | 42.9 | 2 | 1.4539 | 4 | 10.0369 | 23.6674 | 10.0369 | 23.6674 | 0 | 0 | 0 | 0 | 0 | 0 | 0 | 0 | 68 | 48.9 | 0 | 2.5217 | 83.7656 | 0 | 0 | 0
89 | 88.4423 | 0 | 88.4423 | 42.9 | 2 | 7.2398 | 4 | 12.1835 | 11.562 | 12.1835 | 11.562 | 0 | 0 | 0 | 8.5569 | 0 | 0 | 0 | 8.5569 | 58.4923 | 48.9 | 0 | 2.6533 | 71.4507 | 0 | 0 | 0
90 | 89.2943 | 0 | 89.2943 | 42.9 | 2 | 6.9307 | 4 | 11.8089 | 5.1206e-15 | 11.8089 | 5.1206e-15 | 0 | 0 | 0 | 12 | 0 | 9.6547 | 0 | 21.6547 | 34.6869 | 48.9 | 0 | 2.6788 | 60.4703 | 0 | 1.4211e-14 | 0
91 | 94.0402 | 0 | 94.0402 | 42.9 | 2 | 11.6891 | 5.2991 | 11.3676 | 0 | 11.3676 | 0 | 0 | 0 | 0 | 12 | 0 | 8.7844 | 0 | 20.7844 | 11.8256 | 50.1991 | 0 | 2.8212 | 54.8009 | 0 | 0 | 0
92 | 98.8415 | 0 | 98.8415 | 53.0389 | 2 | 12.4628 | 10 | 10.6967 | 0 | 10.6967 | 0 | 0 | 0 | 0 | 10.6431 | 0 | 0 | 0 | 10.6431 | -1.7764e-15 | 65.0389 | 0 | 2.9652 | 39.9611 | 0 | 0 | 0
93 | 96.8645 | 0 | 96.8645 | 55 | 7.02 | 11.8598 | 10 | 12.9848 | 0 | 12.9848 | 0 | 0 | 0 | 0 | -1.5987e-15 | 0 | 0 | 0 | -1.5987e-15 | 0 | 72.02 | 0 | 2.9059 | 32.98 | 0 | 0 | 0
94 | 91.633 | 0 | 91.633 | 55 | 3.3558 | 11.2564 | 10 | 12.0208 | 0 | 12.0208 | 0 | 0 | 0 | 0 | 0 | 0 | 0 | 0 | 0 | 0 | 68.3558 | 0 | 2.749 | 36.6442 | 0 | 0 | 0
95 | 89.8044 | 0 | 89.8044 | 53.903 | 2 | 10.8525 | 10 | 13.049 | 0 | 13.049 | 0 | 0 | 0 | 0 | 0 | 0 | 0 | 0 | 0 | 0 | 65.903 | 0 | 2.6941 | 39.097 | 0 | 0 | 0
96 | 79.8153 | 0 | 79.8153 | 42.9 | 2 | 8.9397 | 9.3878 | 16.5878 | 0 | 16.5878 | 0 | 0 | 0 | 0 | 0 | 0 | 0 | 0 | 0 | 0 | 54.2878 | 0 | 2.3945 | 50.7122 | 0 | 0 | 0
97 | 78.1189 | 0 | 78.1189 | 42.9 | 2 | 8.7291 | 8.1084 | 16.3814 | 0 | 16.3814 | 0 | 0 | 0 | 0 | 0 | 0 | 0 | 0 | 0 | 0 | 53.0084 | 0 | 2.3436 | 51.9916 | 0 | 0 | 0
98 | 79.9616 | 0 | 79.9616 | 43.6308 | 2 | 9.1609 | 10 | 15.1699 | 0 | 15.1699 | 0 | 0 | 0 | 0 | 0 | 0 | 0 | 0 | 0 | 0 | 55.6308 | 0 | 2.3988 | 49.3692 | 0 | 0 | 0
99 | 81.7628 | 0 | 81.7628 | 46.1331 | 2 | 9.573 | 10 | 14.0567 | 0 | 14.0567 | 0 | 0 | 0 | 0 | 0 | 0 | 0 | 0 | 0 | 0 | 58.1331 | 0 | 2.4529 | 46.8669 | 0 | 0 | 0
100 | 79.9271 | 0 | 79.9271 | 44.7285 | 2 | 9.3417 | 10 | 13.857 | 0 | 13.857 | 0 | 0 | 0 | 0 | 0 | 0 | 0 | 0 | 0 | 0 | 56.7285 | 0 | 2.3978 | 48.2715 | 0 | 0 | 0
101 | 79.5522 | 0 | 79.5522 | 44.1705 | 2 | 9.2498 | 10 | 14.132 | 0 | 14.132 | 0 | 0 | 0 | 0 | 0 | 0 | 0 | 0 | 0 | 0 | 56.1705 | 0 | 2.3866 | 48.8295 | 0 | 0 | 0
102 | 81.9145 | 0 | 81.9145 | 46.3118 | 2 | 9.6024 | 10 | 14.0004 | 0 | 14.0004 | 0 | 0 | 0 | 0 | 0 | 0 | 0 | 0 | 0 | 0 | 58.3118 | 0 | 2.4574 | 46.6882 | 0 | 0 | 0
103 | 80.4106 | 0 | 80.4106 | 42.9 | 2 | 4.5666 | 4 | 14.3824 | 12.5615 | 14.3824 | 12.5615 | 0 | 0 | 0 | 0 | 0 | 0 | 0 | 0 | 0 | 48.9 | 0 | 2.4123 | 59.093 | 0 | 0 | 0
104 | 79.065 | 0 | 79.065 | 42.9 | 2 | 0 | 4 | 14.4308 | 23.7162 | 14.4308 | 23.7162 | 0 | 0 | 7.982 | 0 | 0 | 0 | 7.982 | 0 | 7.1838 | 48.9 | 0 | 2.3719 | 61.8854 | 0 | 0 | 0
105 | 81.3734 | 0 | 81.3734 | 42.9 | 2 | 0 | 4 | 12.6845 | 31.7537 | 12.6845 | 31.7537 | 0 | 0 | 11.9648 | 0 | 0 | 0 | 11.9648 | 0 | 17.9521 | 48.9 | 0 | 2.4412 | 61.3223 | 0 | 0 | 0
106 | 80.7672 | 0 | 80.7672 | 42.9 | 2 | 7.1054e-15 | 4 | 12.3233 | 37.9128 | 12.3233 | 37.9128 | 0 | 0 | 12 | 0 | 6.3688 | 0 | 18.3688 | 0 | 34.6239 | 48.9 | 0 | 2.423 | 60.4168 | 0 | 0 | 0
107 | 80.2314 | 0 | 80.2314 | 42.9 | 2 | 7.1054e-15 | 4 | 11.753 | 43.6581 | 11.753 | 41.5784 | 0 | 2.0796 | 12 | 0 | 10 | 0 | 22 | 0 | 54.6434 | 48.9 | 0 | 2.4069 | 59.6094 | 0 | 0 | 0
108 | 78.0456 | 0 | 78.0456 | 42.9 | 2 | 0 | 4 | 12.8765 | 43.3236 | 12.8765 | 30.9799 | 0 | 12.3437 | 9.3866 | 0 | 5.3242 | 0 | 14.7108 | 0 | 68 | 48.9 | 0 | 2.3414 | 59.1887 | 0 | 1.7764e-15 | 0
109 | 77.7231 | 0 | 77.7231 | 42.9 | 2 | 7.1054e-15 | 4 | 11.8807 | 41.2425 | 11.8807 | 16.9424 | 0 | 24.3 | 0 | 0 | 0 | 0 | 0 | 0 | 68 | 48.9 | 0 | 2.3317 | 81.5782 | 0 | 0 | 0
110 | 78.8305 | 0 | 78.8305 | 42.9 | 2 | 7.1054e-15 | 4 | 12.8743 | 40.3112 | 12.8743 | 17.0563 | 0 | 23.2549 | 0 | 0 | 0 | 0 | 0 | 0 | 68 | 48.9 | 0 | 2.3649 | 81.726 | 0 | 0 | 0
111 | 76.5809 | 0 | 76.5809 | 42.9 | 2 | 0 | 4 | 13.7974 | 30.7146 | 13.7974 | 13.8835 | 0 | 16.8311 | 0 | 0 | 0 | 0 | 0 | 0 | 68 | 48.9 | 0 | 2.2974 | 82.6342 | 0 | 0 | 0
112 | 80.4445 | 0 | 80.4445 | 42.9 | 2 | 7.1054e-15 | 4 | 12.7809 | 21.2526 | 12.7809 | 18.7636 | 0 | 2.489 | 0 | 0 | 0 | 0 | 0 | 0 | 68 | 48.9 | 0 | 2.4133 | 84.6621 | 0 | 0 | 0
113 | 82.9943 | 0 | 82.9943 | 42.9 | 2 | 2.7744 | 4 | 14.604 | 11.1137 | 14.604 | 11.1137 | 0 | 0 | 0 | 5.6022 | 0 | 0 | 0 | 5.6022 | 61.7753 | 48.9 | 0 | 2.4898 | 77.8217 | 0 | 0 | 0
114 | 87.4542 | 0 | 87.4542 | 42.9 | 2 | 2.5139 | 4 | 14.0822 | 5.373e-15 | 14.0822 | 5.373e-15 | 0 | 0 | 0 | 12 | 0 | 9.9581 | 0 | 21.9581 | 37.6409 | 48.9 | 0 | 2.6236 | 64.0021 | 0 | 0 | 0
115 | 93.861 | 0 | 93.861 | 42.9 | 2 | 9.6731 | 4 | 14.8068 | 0 | 14.8068 | 0 | 0 | 0 | 0 | 12 | 0 | 8.481 | 0 | 20.481 | 15.1086 | 48.9 | 0 | 2.8158 | 57.6043 | 0 | 0 | 0
116 | 100.8664 | 0 | 100.8664 | 50.487 | 2 | 12.266 | 10 | 14.1134 | 0 | 14.1134 | 0 | 0 | 0 | 0 | 12 | 0 | 0 | 0 | 12 | 1.7753 | 62.487 | 0 | 3.026 | 42.513 | 0 | 0 | 0
117 | 95.1175 | 0 | 95.1175 | 54.7257 | 2 | 11.2511 | 10 | 15.5429 | 0 | 15.5429 | 0 | 0 | 0 | 0 | 1.5978 | 0 | 0 | 0 | 1.5978 | 0 | 66.7257 | 0 | 2.8535 | 38.2743 | 0 | 0 | 0
118 | 92.0784 | 0 | 92.0784 | 53.6214 | 2 | 10.8061 | 10 | 15.6509 | 0 | 15.6509 | 0 | 0 | 0 | 0 | 0 | 0 | 0 | 0 | 0 | 0 | 65.6214 | 0 | 2.7624 | 39.3786 | 0 | 0 | 0
119 | 88.3779 | 0 | 88.3779 | 50.8352 | 2 | 10.3473 | 10 | 15.1955 | 0 | 15.1955 | 0 | 0 | 0 | 0 | 0 | 0 | 0 | 0 | 0 | 0 | 62.8352 | 0 | 2.6513 | 42.1648 | 0 | 0 | 0
120 | 72.256 | 0 | 72.256 | 42.9 | 2 | 7.0599 | 4 | 16.2961 | 0 | 16.2961 | 0 | 0 | 0 | 0 | 0 | 0 | 0 | 0 | 0 | 0 | 48.9 | 0 | 2.1677 | 56.9523 | 0 | 0 | 0
121 | 74.1476 | 0 | 74.1476 | 42.9 | 2 | 8.1499 | 4.5913 | 16.5063 | 0 | 16.5063 | 0 | 0 | 0 | 0 | 0 | 0 | 0 | 0 | 0 | 0 | 49.4913 | 0 | 2.2244 | 55.5087 | 0 | 0 | 0
122 | 77.1226 | 0 | 77.1226 | 42.9 | 2 | 8.7543 | 8.2617 | 15.2066 | 0 | 15.2066 | 0 | 0 | 0 | 0 | 0 | 0 | 0 | 0 | 0 | 0 | 53.1617 | 0 | 2.3137 | 51.8383 | 0 | 0 | 0
123 | 78.3938 | 0 | 78.3938 | 42.9 | 2 | 8.7903 | 8.4805 | 16.2229 | 0 | 16.2229 | 0 | 0 | 0 | 0 | 0 | 0 | 0 | 0 | 0 | 0 | 53.3805 | 0 | 2.3518 | 51.6195 | 0 | 0 | 0
124 | 78.0985 | 0 | 78.0985 | 42.9 | 2 | 8.6908 | 7.8761 | 16.6316 | 0 | 16.6316 | 0 | 0 | 0 | 0 | 0 | 0 | 0 | 0 | 0 | 0 | 52.7761 | 0 | 2.343 | 52.2239 | 0 | 0 | 0
125 | 76.9658 | 0 | 76.9658 | 42.9 | 2 | 8.8253 | 8.6927 | 14.5478 | 0 | 14.5478 | 0 | 0 | 0 | 0 | 0 | 0 | 0 | 0 | 0 | 0 | 53.5927 | 0 | 2.309 | 51.4073 | 0 | 0 | 0
126 | 76.3893 | 0 | 76.3893 | 42.9 | 2 | 8.6628 | 7.7063 | 15.1202 | 0 | 15.1202 | 0 | 0 | 0 | 0 | 0 | 0 | 0 | 0 | 0 | 0 | 52.6063 | 0 | 2.2917 | 52.3937 | 0 | 0 | 0
127 | 76.35 | 0 | 76.35 | 42.9 | 2 | 1.7635 | 4 | 14.1337 | 11.5528 | 14.1337 | 11.5528 | 0 | 0 | 0 | 0 | 0 | 0 | 0 | 0 | 0 | 48.9 | 0 | 2.2905 | 61.4998 | 0 | 0 | 0
128 | 75.1404 | 0 | 75.1404 | 42.9 | 2 | 7.1054e-15 | 4 | 14.2611 | 21.4187 | 14.2611 | 21.4187 | 0 | 0 | 9.4394 | 0 | 0 | 0 | 9.4394 | 0 | 8.4954 | 48.9 | 0 | 2.2542 | 61.6793 | 0 | 0 | 0
129 | 75.5546 | 0 | 75.5546 | 42.9 | 2 | 0 | 4 | 13.0478 | 30.4701 | 13.0478 | 30.4701 | 0 | 0 | 12 | 0 | 4.8633 | 0 | 16.8633 | 0 | 23.7791 | 48.9 | 0 | 2.2666 | 60.6297 | 0 | 0 | 0
130 | 75.7991 | 0 | 75.7991 | 42.9 | 2 | 0 | 4 | 13.2001 | 41.7124 | 13.2001 | 35.6989 | 0 | 6.0134 | 12 | 0 | 10 | 0 | 22 | 0 | 43.7987 | 48.9 | 0 | 2.274 | 59.0532 | 0 | 1.4211e-14 | 0
131 | 74.9563 | 0 | 74.9563 | 42.9 | 2 | 7.1054e-15 | 4 | 10.7615 | 43.0544 | 10.7615 | 34.1246 | 0 | 8.9298 | 12 | 0 | 6.8298 | 0 | 18.8298 | 0 | 60.8954 | 48.9 | 0 | 2.2487 | 59.089 | 0 | 3.5527e-15 | 0
132 | 72.9033 | 0 | 72.9033 | 42.9 | 2 | 7.1054e-15 | 4 | 15.1714 | 43.4182 | 15.1714 | 16.7259 | 0 | 26.6923 | 7.894 | 0 | 0 | 0 | 7.894 | 0 | 68 | 48.9 | 0 | 2.1871 | 68.1238 | 0 | 0 | 0
133 | 71.7829 | 0 | 71.7829 | 42.9 | 2 | 0 | 4 | 12.5584 | 41.0737 | 12.5584 | 10.3245 | 0 | 30.7492 | 0 | 0 | 0 | 0 | 0 | 0 | 68 | 48.9 | 0 | 2.1535 | 80.6663 | 0 | 0 | 0
134 | 72.1356 | 0 | 72.1356 | 42.9 | 2 | 0 | 4 | 12.1887 | 35.5217 | 12.1887 | 11.047 | 0 | 24.4747 | 0 | 0 | 0 | 0 | 0 | 0 | 68 | 48.9 | 0 | 2.1641 | 81.5535 | 0 | 0 | 0
135 | 71.2911 | 0 | 71.2911 | 42.9 | 2 | 7.1054e-15 | 4 | 11.5933 | 29.4227 | 11.5933 | 10.7978 | 0 | 18.6249 | 0 | 0 | 0 | 0 | 0 | 0 | 68 | 48.9 | 0 | 2.1387 | 82.3806 | 0 | 0 | 0
136 | 74.8322 | 0 | 74.8322 | 42.9 | 2 | 7.1054e-15 | 4 | 12.4933 | 21.9886 | 12.4933 | 13.4389 | 0 | 8.5497 | 0 | 0 | 0 | 0 | 0 | 0 | 68 | 48.9 | 0 | 2.245 | 83.8051 | 0 | 0 | 0
137 | 78.4864 | 0 | 78.4864 | 42.9 | 2 | 0.57809 | 4 | 15.2253 | 12.2362 | 15.2253 | 12.2362 | 0 | 0 | 0 | 1.5468 | 0 | 0 | 0 | 1.5468 | 66.2813 | 48.9 | 0 | 2.3546 | 83.1895 | 0 | 0 | 0
138 | 84.9354 | 0 | 84.9354 | 42.9 | 2 | 0.77249 | 4 | 14.7778 | 4.956e-15 | 14.7778 | 4.956e-15 | 0 | 0 | 0 | 12 | 0 | 8.4851 | 0 | 20.4851 | 43.7446 | 48.9 | 0 | 2.5481 | 66.762 | 0 | 0 | 0
139 | 89.2646 | 0 | 89.2646 | 42.9 | 2 | 1.2362 | 4 | 17.1744 | 0 | 17.1744 | 0 | 0 | 0 | 0 | 12 | 0 | 9.954 | 0 | 21.954 | 19.6147 | 48.9 | 0 | 2.6779 | 65.0566 | 0 | 0 | 0
140 | 93.256 | 0 | 93.256 | 43.9066 | 2 | 11.1824 | 10 | 14.1671 | 0 | 14.1671 | 0 | 0 | 0 | 0 | 12 | 0 | 0 | 0 | 12 | 6.2813 | 55.9066 | 0 | 2.7977 | 49.0934 | 0 | 0 | 0
141 | 89.8238 | 0 | 89.8238 | 46.0218 | 2 | 10.4856 | 10 | 15.6632 | 0 | 15.6632 | 0 | 0 | 0 | 0 | 5.6532 | 0 | 0 | 0 | 5.6532 | 0 | 58.0218 | 0 | 2.6947 | 46.9782 | 0 | 0 | 0
142 | 86.4432 | 0 | 86.4432 | 47.6006 | 2 | 9.8146 | 10 | 17.0279 | 0 | 17.0279 | 0 | 0 | 0 | 0 | 0 | 0 | 0 | 0 | 0 | 0 | 59.6006 | 0 | 2.5933 | 45.3994 | 0 | 1.4211e-14 | 0
143 | 81.0022 | 0 | 81.0022 | 44.1763 | 2 | 9.2507 | 10 | 15.5752 | 0 | 15.5752 | 0 | 0 | 0 | 0 | 0 | 0 | 0 | 0 | 0 | 0 | 56.1763 | 0 | 2.4301 | 48.8237 | 0 | 0 | 0
144 | 72.3876 | 0 | 72.3876 | 42.9 | 2 | 8.1491 | 4.5862 | 14.7523 | 0 | 14.7523 | 0 | 0 | 0 | 0 | 0 | 0 | 0 | 0 | 0 | 0 | 49.4862 | 0 | 2.1716 | 55.5138 | 0 | 0 | 0
145 | 74.0676 | 0 | 74.0676 | 42.9 | 2 | 8.4154 | 6.2036 | 14.5487 | 0 | 14.5487 | 0 | 0 | 0 | 0 | 0 | 0 | 0 | 0 | 0 | 0 | 51.1036 | 0 | 2.222 | 53.8964 | 0 | 0 | 0
146 | 74.397 | 0 | 74.397 | 42.9 | 2 | 8.6614 | 7.6978 | 13.1377 | 0 | 13.1377 | 0 | 0 | 0 | 0 | 0 | 0 | 0 | 0 | 0 | 0 | 52.5978 | 0 | 2.2319 | 52.4022 | 0 | 0 | 0
147 | 78.0743 | 0 | 78.0743 | 44.9522 | 2 | 9.3785 | 10 | 11.7435 | 0 | 11.7435 | 0 | 0 | 0 | 0 | 0 | 0 | 0 | 0 | 0 | 0 | 56.9522 | 0 | 2.3422 | 48.0478 | 0 | 0 | 0
148 | 77.472 | 0 | 77.472 | 43.9716 | 2 | 9.217 | 10 | 12.2834 | 0 | 12.2834 | 0 | 0 | 0 | 0 | 0 | 0 | 0 | 0 | 0 | 0 | 55.9716 | 0 | 2.3242 | 49.0284 | 0 | 0 | 0
149 | 75.4469 | 0 | 75.4469 | 42.9 | 2 | 8.8302 | 8.7224 | 12.9944 | 0 | 12.9944 | 0 | 0 | 0 | 0 | 0 | 0 | 0 | 0 | 0 | 0 | 53.6224 | 0 | 2.2634 | 51.3776 | 0 | 0 | 0
150 | 79.7113 | 0 | 79.7113 | 46.7221 | 2 | 9.67 | 10 | 11.3192 | 0 | 11.3192 | 0 | 0 | 0 | 0 | 0 | 0 | 0 | 0 | 0 | 0 | 58.7221 | 0 | 2.3913 | 46.2779 | 0 | 0 | 0
151 | 77.2739 | 0 | 77.2739 | 42.9 | 2 | 2.5572 | 4 | 11.762 | 14.0547 | 11.762 | 14.0547 | 0 | 0 | 0 | 0 | 0 | 0 | 0 | 0 | 0 | 48.9 | 0 | 2.3182 | 60.8183 | 0 | 1.4211e-14 | 0
152 | 79.0353 | 0 | 79.0353 | 42.9 | 2 | 7.1054e-15 | 4 | 9.1415 | 24.915 | 9.1415 | 24.915 | 0 | 0 | 3.9212 | 0 | 0 | 0 | 3.9212 | 0 | 3.5291 | 48.9 | 0 | 2.3711 | 62.4596 | 0 | 0 | 0
153 | 78.0418 | 0 | 78.0418 | 42.9 | 2 | 0 | 4 | 10.2152 | 35.2756 | 10.2152 | 35.2756 | 0 | 0 | 12 | 0 | 4.349 | 0 | 16.349 | 0 | 18.3387 | 48.9 | 0 | 2.3413 | 60.7024 | 0 | 0 | 0
154 | 76.8283 | 0 | 76.8283 | 42.9 | 2 | 1.4211e-14 | 4 | 10.0891 | 41.9379 | 10.0891 | 39.8392 | 0 | 2.0987 | 12 | 0 | 10 | 0 | 22 | 0 | 38.3582 | 48.9 | 0 | 2.3048 | 59.6067 | 0 | 0 | 0
155 | 73.3184 | 0 | 73.3184 | 42.9 | 2 | 7.1054e-15 | 4 | 11.5723 | 55 | 11.5723 | 32.1901 | 0 | 22.8099 | 12 | 0 | 7.344 | 0 | 19.344 | 0 | 55.9291 | 48.9 | 0 | 2.1996 | 57.0538 | 0 | 3.5527e-15 | 0
156 | 72.5347 | 0 | 72.5347 | 42.9 | 2 | 7.1054e-15 | 4 | 11.7146 | 50.5213 | 11.7146 | 23.9201 | 0 | 26.6012 | 12 | 0 | 0 | 0 | 12 | 0 | 66.7291 | 48.9 | 0 | 2.176 | 67.5561 | 0 | 0 | 0
157 | 72.0157 | 0 | 72.0157 | 42.9 | 2 | 0 | 4 | 11.4175 | 48.023 | 11.4175 | 13.1103 | 0 | 34.9127 | 1.4121 | 0 | 0 | 0 | 1.4121 | 0 | 68 | 48.9 | 0 | 2.1605 | 67.878 | 0 | 0 | -3.1086e-15
158 | 72.652 | 0 | 72.652 | 42.9 | 2 | 7.1054e-15 | 4 | 11.1613 | 46.328 | 11.1613 | 12.5907 | 0 | 33.7372 | 0 | 0 | 0 | 0 | 0 | 0 | 68 | 48.9 | 0 | 2.1796 | 80.2439 | 0 | 0 | 0
159 | 70.7416 | 0 | 70.7416 | 42.9 | 2 | 7.1054e-15 | 4 | 11.2158 | 34.3185 | 11.2158 | 10.6258 | 0 | 23.6927 | 0 | 0 | 0 | 0 | 0 | 0 | 68 | 48.9 | 0 | 2.1222 | 81.6641 | 0 | 0 | 0
160 | 76.546 | 0 | 76.546 | 42.9 | 2 | 0 | 4 | 11.0174 | 23.9749 | 11.0174 | 16.6286 | 0 | 7.3463 | 0 | 0 | 0 | 0 | 0 | 0 | 68 | 48.9 | 0 | 2.2964 | 83.9753 | 0 | 0 | 0
161 | 79.4018 | 0 | 79.4018 | 42.9 | 2 | 3.4441 | 4 | 11.0803 | 12.6309 | 11.0803 | 12.6309 | 0 | 0 | 0 | 3.3464 | 0 | 0 | 0 | 3.3464 | 64.2818 | 48.9 | 0 | 2.3821 | 79.1835 | 0 | 0 | 0
162 | 84.6561 | 0 | 84.6561 | 42.9 | 2 | 3.6542 | 4 | 11.8934 | 6.2421e-15 | 11.8934 | 6.2421e-15 | 0 | 0 | 0 | 12 | 0 | 8.2084 | 0 | 20.2084 | 42.0451 | 48.9 | 0 | 2.5397 | 64.5253 | 0 | 0 | 0
163 | 90.2666 | 0 | 90.2666 | 42.9 | 2 | 6.3384 | 4 | 13.0282 | 0 | 13.0282 | 0 | 0 | 0 | 0 | 12 | 0 | 10 | 0 | 22 | 17.8653 | 48.9 | 0 | 2.708 | 60.6824 | 0 | 0 | 0
164 | 96.2643 | 0 | 96.2643 | 48.0904 | 2 | 11.9093 | 10 | 12.0339 | 0 | 12.0339 | 0 | 0 | 0 | 0 | 12 | 0 | 0.23065 | 0 | 12.2306 | 4.2818 | 60.0904 | 0 | 2.8879 | 44.9096 | 0 | 0 | 0
165 | 89.1999 | 0 | 89.1999 | 50.1723 | 2 | 10.8727 | 10 | 12.3013 | 0 | 12.3013 | 0 | 0 | 0 | 0 | 3.8536 | 0 | 0 | 0 | 3.8536 | 0 | 62.1723 | 0 | 2.676 | 42.8277 | 0 | 0 | 0
166 | 85.4532 | 0 | 85.4532 | 50.9414 | 2 | 10.3648 | 10 | 12.147 | 0 | 12.147 | 0 | 0 | 0 | 0 | 0 | 0 | 0 | 0 | 0 | 0 | 62.9414 | 0 | 2.5636 | 42.0586 | 0 | 0 | 0
167 | 81.8343 | 0 | 81.8343 | 47.2208 | 2 | 9.7521 | 10 | 12.8614 | 0 | 12.8614 | 0 | 0 | 0 | 0 | 0 | 0 | 0 | 0 | 0 | 0 | 59.2208 | 0 | 2.455 | 45.7792 | 0 | 0 | 0
168 | 80.196 | 0 | 80.196 | 44.2241 | 2 | 9.2586 | 10 | 14.7133 | 0 | 14.7133 | 0 | 0 | 0 | 0 | 0 | 0 | 0 | 0 | 0 | 0 | 56.2241 | 0 | 2.4059 | 48.7759 | 0 | 0 | 0
169 | 79.3639 | 0 | 79.3639 | 45.0676 | 2 | 9.3975 | 10 | 12.8988 | 0 | 12.8988 | 0 | 0 | 0 | 0 | 0 | 0 | 0 | 0 | 0 | 0 | 57.0676 | 0 | 2.3809 | 47.9324 | 0 | 0 | 0
170 | 79.1235 | 0 | 79.1235 | 45.1632 | 2 | 9.4132 | 10 | 12.5471 | 0 | 12.5471 | 0 | 0 | 0 | 0 | 0 | 0 | 0 | 0 | 0 | 0 | 57.1632 | 0 | 2.3737 | 47.8368 | 0 | 0 | 0
171 | 78.6289 | 0 | 78.6289 | 43.5333 | 2 | 9.1448 | 10 | 13.9508 | 0 | 13.9508 | 0 | 0 | 0 | 0 | 0 | 0 | 0 | 0 | 0 | 0 | 55.5333 | 0 | 2.3589 | 49.4667 | 0 | 0 | 0
172 | 78.6428 | 0 | 78.6428 | 44.3578 | 2 | 9.2806 | 10 | 13.0044 | 0 | 13.0044 | 0 | 0 | 0 | 0 | 0 | 0 | 0 | 0 | 0 | 0 | 56.3578 | 0 | 2.3593 | 48.6422 | 0 | 0 | 0
173 | 79.9588 | 0 | 79.9588 | 44.739 | 2 | 9.3434 | 10 | 13.8765 | 0 | 13.8765 | 0 | 0 | 0 | 0 | 0 | 0 | 0 | 0 | 0 | 0 | 56.739 | 0 | 2.3988 | 48.261 | 0 | 0 | 0
174 | 82.8497 | 0 | 82.8497 | 47.7598 | 2 | 9.8409 | 10 | 13.249 | 0 | 13.249 | 0 | 0 | 0 | 0 | 0 | 0 | 0 | 0 | 0 | 0 | 59.7598 | 0 | 2.4855 | 45.2402 | 0 | 0 | 0
175 | 82.2698 | 0 | 82.2698 | 42.9 | 2 | 7.014 | 4 | 11.3718 | 14.984 | 11.3718 | 14.984 | 0 | 0 | 0 | 0 | 0 | 0 | 0 | 0 | 0 | 48.9 | 0 | 2.4681 | 56.9917 | 0 | 0 | 0
176 | 79.693 | 0 | 79.693 | 42.9 | 2 | 7.1054e-15 | 4 | 10.4517 | 29.8639 | 10.4517 | 29.8639 | 0 | 0 | 9.5226 | 0 | 0 | 0 | 9.5226 | 0 | 8.5703 | 48.9 | 0 | 2.3908 | 61.6676 | 0 | 1.4211e-14 | 0
177 | 82.5133 | 0 | 82.5133 | 42.9 | 2 | 0 | 4 | 10.7705 | 38.3663 | 10.7705 | 38.3663 | 0 | 0 | 12 | 0 | 3.5235 | 0 | 15.5235 | 0 | 22.6188 | 48.9 | 0 | 2.4754 | 60.8191 | 0 | 0 | 0
178 | 77.6173 | 0 | 77.6173 | 42.9 | 2 | 0 | 4 | 10.0175 | 49.7591 | 10.0175 | 40.6998 | 0 | 9.0593 | 12 | 0 | 10 | 0 | 22 | 0 | 42.6384 | 48.9 | 0 | 2.3285 | 58.6225 | 0 | 0 | 0
179 | 80.754 | 0 | 80.754 | 42.9 | 2 | 0 | 4 | 10.1035 | 55 | 10.1035 | 41.9201 | 0 | 13.0799 | 12 | 0 | 8.1696 | 0 | 20.1696 | 0 | 60.9703 | 48.9 | 0 | 2.4226 | 58.3128 | 0 | 3.5527e-15 | 0
180 | 78.3449 | 0 | 78.3449 | 42.9 | 2 | 0 | 4 | 10.23 | 51.7979 | 10.23 | 27.0256 | 0 | 24.7723 | 7.8107 | 0 | 0 | 0 | 7.8107 | 0 | 68 | 48.9 | 0 | 2.3503 | 68.4071 | 0 | 0 | -4.4409e-15
181 | 76.0586 | 0 | 76.0586 | 42.9 | 2 | 1.4211e-14 | 4 | 9.0268 | 50.276 | 9.0268 | 18.1319 | 0 | 32.1442 | 0 | 0 | 0 | 0 | 0 | 0 | 68 | 48.9 | 0 | 2.2818 | 80.4691 | 0 | 1.4211e-14 | 0
182 | 75.7286 | 0 | 75.7286 | 42.9 | 2 | 0 | 4 | 9.9661 | 49.4808 | 9.9661 | 16.8624 | 0 | 32.6183 | 0 | 0 | 0 | 0 | 0 | 0 | 68 | 48.9 | 0 | 2.2719 | 80.4021 | 0 | 0 | 0
183 | 78.2821 | 0 | 78.2821 | 42.9 | 2 | 0 | 4 | 10.5585 | 41.492 | 10.5585 | 18.8236 | 0 | 22.6684 | 0 | 0 | 0 | 0 | 0 | 0 | 68 | 48.9 | 0 | 2.3485 | 81.8089 | 0 | 1.4211e-14 | 0
184 | 81.3451 | 0 | 81.3451 | 42.9 | 2 | 0 | 4 | 10.801 | 25.6536 | 10.801 | 21.6441 | 0 | 4.0095 | 0 | 0 | 0 | 0 | 0 | 0 | 68 | 48.9 | 0 | 2.4404 | 84.4471 | 0 | 0 | 0
185 | 84.8794 | 0 | 84.8794 | 42.9 | 2 | 8.5869 | 4.8927 | 10.7839 | 13.3639 | 10.7839 | 13.3639 | 0 | 0 | 0 | 2.3521 | 0 | 0 | 0 | 2.3521 | 65.3865 | 49.7927 | 0 | 2.5464 | 74.8552 | 0 | 0 | -1.4211e-14
186 | 86.9454 | 0 | 86.9454 | 42.9 | 2 | 9.4875 | 4 | 12.346 | 6.4205e-15 | 12.346 | 6.4205e-15 | 0 | 0 | 0 | 12 | 0 | 4.2118 | 0 | 16.2118 | 47.4848 | 48.9 | 0 | 2.6084 | 62.9482 | 0 | 0 | 0
187 | 93.0019 | 0 | 93.0019 | 42.9 | 2 | 11.1315 | 4 | 10.9703 | 0 | 10.9703 | 0 | 0 | 0 | 0 | 12 | 0 | 10 | 0 | 22 | 23.3049 | 48.9 | 0 | 2.7901 | 56.5669 | 0 | 0 | 0
188 | 98.9113 | 0 | 98.9113 | 46.44 | 2 | 12.2957 | 10 | 11.9483 | 0 | 11.9483 | 0 | 0 | 0 | 0 | 12 | 0 | 4.2273 | 0 | 16.2273 | 5.3865 | 58.44 | 0 | 2.9673 | 46.56 | 0 | 0 | 0
189 | 96.0244 | 0 | 96.0244 | 52.5399 | 2 | 11.4263 | 10 | 15.2103 | 0 | 15.2103 | 0 | 0 | 0 | 0 | 4.8479 | 0 | 0 | 0 | 4.8479 | 0 | 64.5399 | 0 | 2.8807 | 40.4601 | 0 | 0 | 0
190 | 91.4496 | 0 | 91.4496 | 53.908 | 2 | 10.8533 | 10 | 14.6884 | 0 | 14.6884 | 0 | 0 | 0 | 0 | 0 | 0 | 0 | 0 | 0 | 0 | 65.908 | 0 | 2.7435 | 39.092 | 0 | 0 | 0
191 | 84.5385 | 0 | 84.5385 | 47.2177 | 2 | 9.7516 | 10 | 15.5693 | 0 | 15.5693 | 0 | 0 | 0 | 0 | 0 | 0 | 0 | 0 | 0 | 0 | 59.2177 | 0 | 2.5362 | 45.7823 | 0 | 0 | 0
192 | 79.4742 | 0 | 79.4742 | 46.4867 | 2 | 9.6312 | 10 | 11.3563 | 0 | 11.3563 | 0 | 0 | 0 | 0 | 0 | 0 | 0 | 0 | 0 | 0 | 58.4867 | 0 | 2.3842 | 46.5133 | 0 | 0 | 0
193 | 82.276 | 0 | 82.276 | 48.72 | 2 | 9.999 | 10 | 11.5571 | 0 | 11.5571 | 0 | 0 | 0 | 0 | 0 | 0 | 0 | 0 | 0 | 0 | 60.72 | 0 | 2.4683 | 44.28 | 0 | 0 | 0
194 | 81.0934 | 0 | 81.0934 | 46.9949 | 2 | 9.7149 | 10 | 12.3836 | 0 | 12.3836 | 0 | 0 | 0 | 0 | 0 | 0 | 0 | 0 | 0 | 0 | 58.9949 | 0 | 2.4328 | 46.0051 | 0 | 0 | 0
195 | 80.5249 | 0 | 80.5249 | 46.1509 | 2 | 9.5759 | 10 | 12.7982 | 0 | 12.7982 | 0 | 0 | 0 | 0 | 0 | 0 | 0 | 0 | 0 | 0 | 58.1509 | 0 | 2.4157 | 46.8491 | 0 | 0 | 0
196 | 83.6251 | 0 | 83.6251 | 50.0773 | 2 | 10.2225 | 10 | 11.3253 | 0 | 11.3253 | 0 | 0 | 0 | 0 | 0 | 0 | 0 | 0 | 0 | 0 | 62.0773 | 0 | 2.5088 | 42.9227 | 0 | 0 | 0
197 | 83.9762 | 0 | 83.9762 | 51.8098 | 2 | 10.5078 | 10 | 9.6586 | 0 | 9.6586 | 0 | 0 | 0 | 0 | 0 | 0 | 0 | 0 | 0 | 0 | 63.8098 | 0 | 2.5193 | 41.1902 | 0 | 0 | 0
198 | 84.5587 | 0 | 84.5587 | 52.1312 | 2 | 10.5607 | 10 | 9.8668 | 0 | 9.8668 | 0 | 0 | 0 | 0 | 0 | 0 | 0 | 0 | 0 | 0 | 64.1312 | 0 | 2.5368 | 40.8688 | 0 | 0 | 0
199 | 82.5629 | 0 | 82.5629 | 42.9 | 2 | 8.7914 | 8.4872 | 8.1519 | 12.2324 | 8.1519 | 12.2324 | 0 | 0 | 0 | 0 | 0 | 0 | 0 | 0 | 0 | 53.3872 | 0 | 2.4769 | 51.6128 | 0 | 0 | 0
200 | 81.7443 | 0 | 81.7443 | 42.9 | 2 | 0.96586 | 4 | 8.4724 | 23.4061 | 8.4724 | 23.4061 | 0 | 0 | 0 | 0 | 0 | 0 | 0 | 0 | 0 | 48.9 | 0 | 2.4523 | 62.1847 | 0 | 0 | 0
201 | 84.24 | 0 | 84.24 | 42.9 | 2 | 0 | 4 | 7.7575 | 35.1176 | 7.7575 | 35.1176 | 0 | 0 | 7.5351 | 0 | 0 | 0 | 7.5351 | 0 | 6.7816 | 48.9 | 0 | 2.5272 | 61.9486 | 0 | 0 | 0
202 | 82.8042 | 0 | 82.8042 | 42.9 | 2 | 0 | 4 | 8.894 | 40.6945 | 8.894 | 40.6945 | 0 | 0 | 12 | 0 | 3.6843 | 0 | 15.6843 | 0 | 20.9783 | 48.9 | 0 | 2.4841 | 60.7964 | 0 | 0 | 0
203 | 82.0353 | 0 | 82.0353 | 42.9 | 2 | 0 | 4 | 7.6011 | 49.3819 | 7.6011 | 47.5342 | 0 | 1.8477 | 12 | 0 | 10 | 0 | 22 | 0 | 40.9979 | 48.9 | 0 | 2.4611 | 59.6422 | 0 | 0 | 0
204 | 81.8542 | 0 | 81.8542 | 42.9 | 2 | 7.1054e-15 | 4 | 6.4977 | 49.2353 | 6.4977 | 46.4653 | 0 | 2.77 | 12 | 0 | 8.0087 | 0 | 20.0087 | 0 | 59.1816 | 48.9 | 0 | 2.4556 | 59.7933 | 0 | 3.5527e-15 | 0
205 | 80.7006 | 0 | 80.7006 | 42.9 | 2 | 0 | 4 | 9.2204 | 44.8328 | 9.2204 | 32.3785 | 0 | 12.4543 | 9.7983 | 0 | 0 | 0 | 9.7983 | 0 | 68 | 48.9 | 0 | 2.421 | 69.8677 | 0 | 0 | -1.7764e-15
206 | 77.8355 | 0 | 77.8355 | 42.9 | 2 | 7.1054e-15 | 4 | 11.2215 | 39.9867 | 11.2215 | 17.714 | 0 | 22.2727 | 0 | 0 | 0 | 0 | 0 | 0 | 68 | 48.9 | 0 | 2.3351 | 81.8648 | 0 | 0 | 0
207 | 76.8677 | 0 | 76.8677 | 42.9 | 2 | 0 | 4 | 9.4824 | 34.0935 | 9.4824 | 18.4853 | 0 | 15.6082 | 0 | 0 | 0 | 0 | 0 | 0 | 68 | 48.9 | 0 | 2.306 | 82.8071 | 0 | 0 | 0
208 | 82.1866 | 0 | 82.1866 | 42.9 | 2 | 0.3904 | 4 | 8.5448 | 24.3515 | 8.5448 | 24.3515 | 0 | 0 | 0 | 0 | 0 | 0 | 0 | 0 | 68 | 48.9 | 0 | 2.4656 | 84.6788 | 0 | 0 | -1.4211e-14
209 | 84.5103 | 0 | 84.5103 | 42.9 | 2 | 8.6141 | 4.7659 | 10.2886 | 13.2975 | 10.2886 | 13.2975 | 0 | 0 | 0 | 2.6442 | 0 | 0 | 0 | 2.6442 | 65.062 | 49.6659 | 0 | 2.5353 | 74.6899 | 0 | 0 | 0
210 | 89.827 | 0 | 89.827 | 42.9 | 2 | 9.3919 | 4 | 10.6604 | 6.0287e-15 | 10.6604 | 6.0287e-15 | 0 | 0 | 0 | 12 | 0 | 8.8747 | 0 | 20.8747 | 42.1027 | 48.9 | 0 | 2.6948 | 59.0268 | 0 | 0 | 0
211 | 96.1795 | 0 | 96.1795 | 42.9 | 2 | 12.0579 | 6.7588 | 10.8985 | 0 | 10.8985 | 0 | 0 | 0 | 0 | 12 | 0 | 9.5644 | 0 | 21.5644 | 18.3953 | 51.6588 | 0 | 2.8854 | 53.3412 | 0 | 0 | 0
212 | 102.6765 | 0 | 102.6765 | 55 | 2.9962 | 13.1732 | 10 | 9.507 | 0 | 9.507 | 0 | 0 | 0 | 0 | 12 | 0 | 0 | 0 | 12 | 5.062 | 67.9962 | 0 | 3.0803 | 37.0038 | 0 | 0 | 0
213 | 98.2423 | 0 | 98.2423 | 55 | 4.5405 | 12.2017 | 10 | 11.9443 | 0 | 11.9443 | 0 | 0 | 0 | 0 | 4.5558 | 0 | 0 | 0 | 4.5558 | 0 | 69.5405 | 0 | 2.9473 | 35.4595 | 0 | 0 | 0
214 | 94.4992 | 0 | 94.4992 | 55 | 6.249 | 11.7328 | 10 | 11.5174 | 0 | 11.5174 | 0 | 0 | 0 | 0 | 0 | 0 | 0 | 0 | 0 | 0 | 71.249 | 0 | 2.835 | 33.751 | 0 | 0 | 0
215 | 90.7146 | 0 | 90.7146 | 55 | 3.5964 | 11.296 | 10 | 10.8222 | 0 | 10.8222 | 0 | 0 | 0 | 0 | 0 | 0 | 0 | 0 | 0 | 0 | 68.5964 | 0 | 2.7214 | 36.4036 | 0 | 0 | 0
216 | 80.9641 | 0 | 80.9641 | 44.5313 | 2 | 9.3092 | 10 | 15.1236 | 0 | 15.1236 | 0 | 0 | 0 | 0 | 0 | 0 | 0 | 0 | 0 | 0 | 56.5313 | 0 | 2.4289 | 48.4687 | 0 | 0 | 0
217 | 81.4764 | 0 | 81.4764 | 45.9479 | 2 | 9.5425 | 10 | 13.986 | 0 | 13.986 | 0 | 0 | 0 | 0 | 0 | 0 | 0 | 0 | 0 | 0 | 57.9479 | 0 | 2.4443 | 47.0521 | 0 | 0 | 0
218 | 80.9508 | 0 | 80.9508 | 46.4068 | 2 | 9.618 | 10 | 12.9259 | 0 | 12.9259 | 0 | 0 | 0 | 0 | 0 | 0 | 0 | 0 | 0 | 0 | 58.4068 | 0 | 2.4285 | 46.5932 | 0 | 0 | 0
219 | 81.6589 | 0 | 81.6589 | 47.035 | 2 | 9.7215 | 10 | 12.9024 | 0 | 12.9024 | 0 | 0 | 0 | 0 | 0 | 0 | 0 | 0 | 0 | 0 | 59.035 | 0 | 2.4498 | 45.965 | 0 | 0 | 0
220 | 85.1667 | 0 | 85.1667 | 48.8978 | 2 | 10.0282 | 10 | 14.2406 | 0 | 14.2406 | 0 | 0 | 0 | 0 | 0 | 0 | 0 | 0 | 0 | 0 | 60.8978 | 0 | 2.555 | 44.1022 | 0 | 0 | 0
221 | 84.0483 | 0 | 84.0483 | 49.1662 | 2 | 10.0724 | 10 | 12.8097 | 0 | 12.8097 | 0 | 0 | 0 | 0 | 0 | 0 | 0 | 0 | 0 | 0 | 61.1662 | 0 | 2.5214 | 43.8338 | 0 | 0 | 0
222 | 86.1705 | 0 | 86.1705 | 51.1203 | 2 | 10.3942 | 10 | 12.656 | 0 | 12.656 | 0 | 0 | 0 | 0 | 0 | 0 | 0 | 0 | 0 | 0 | 63.1203 | 0 | 2.5851 | 41.8797 | 0 | 0 | 0
223 | 82.376 | 0 | 82.376 | 42.9 | 2 | 7.2363 | 4 | 12.9142 | 13.3255 | 12.9142 | 13.3255 | 0 | 0 | 0 | 0 | 0 | 0 | 0 | 0 | 0 | 48.9 | 0 | 2.4713 | 56.8008 | 0 | 0 | 0
224 | 83.3667 | 0 | 83.3667 | 42.9 | 2 | 0 | 4 | 14.0054 | 24.3368 | 14.0054 | 24.3368 | 0 | 0 | 3.8756 | 0 | 0 | 0 | 3.8756 | 0 | 3.4881 | 48.9 | 0 | 2.501 | 62.466 | 0 | 0 | 0
225 | 81.0645 | 0 | 81.0645 | 42.9 | 2 | 0 | 4 | 11.1651 | 34.162 | 11.1651 | 34.162 | 0 | 0 | 12 | 0 | 1.1627 | 0 | 13.1627 | 0 | 15.36 | 48.9 | 0 | 2.4319 | 61.1529 | 0 | 0 | 0
226 | 82.2803 | 0 | 82.2803 | 42.9 | 2 | 0 | 4 | 11.7485 | 42.1274 | 11.7485 | 42.1274 | 0 | 0 | 12 | 0 | 8.4956 | 0 | 20.4956 | 0 | 33.9926 | 48.9 | 0 | 2.4684 | 60.1161 | 0 | 0 | 0
227 | 80.2848 | 0 | 80.2848 | 42.9 | 2 | 7.1054e-15 | 4 | 10.5812 | 44.4231 | 10.5812 | 42.8036 | 0 | 1.6194 | 12 | 0 | 10 | 0 | 22 | 0 | 54.0121 | 48.9 | 0 | 2.4085 | 59.6744 | 0 | 0 | 0
228 | 83.0399 | 0 | 83.0399 | 42.9 | 2 | 7.1054e-15 | 4 | 13.3776 | 45.0794 | 13.3776 | 34.7971 | 0 | 10.2823 | 12 | 0 | 2.0347 | 0 | 14.0347 | 0 | 66.6881 | 48.9 | 0 | 2.4912 | 59.5758 | 0 | 1.7764e-14 | 0
229 | 79.47 | 0 | 79.47 | 42.9 | 2 | 0 | 4 | 10.5039 | 46.4505 | 10.5039 | 21.5238 | 0 | 24.9267 | 1.4577 | 0 | 0 | 0 | 1.4577 | 0 | 68 | 48.9 | 0 | 2.3841 | 69.2835 | 0 | 0 | -6.2172e-15
230 | 80.1838 | 0 | 80.1838 | 42.9 | 2 | 0 | 4 | 10.5896 | 40.7089 | 10.5896 | 20.6941 | 0 | 20.0148 | 0 | 0 | 0 | 0 | 0 | 0 | 68 | 48.9 | 0 | 2.4055 | 82.1841 | 0 | 0 | 0
231 | 81.165 | 0 | 81.165 | 42.9 | 2 | 1.4211e-14 | 4 | 11.4513 | 34.9018 | 11.4513 | 20.8137 | 0 | 14.0881 | 0 | 0 | 0 | 0 | 0 | 0 | 68 | 48.9 | 0 | 2.435 | 83.0221 | 0 | 1.4211e-14 | 0
232 | 81.306 | 0 | 81.306 | 42.9 | 2 | 0 | 4 | 11.7785 | 25.6909 | 11.7785 | 20.6275 | 0 | 5.0634 | 0 | 0 | 0 | 0 | 0 | 0 | 68 | 48.9 | 0 | 2.4392 | 84.2981 | 0 | 0 | 0
233 | 86.2146 | 0 | 86.2146 | 42.9 | 2 | 7.0317 | 4 | 12.9255 | 12.0805 | 12.9255 | 12.0805 | 0 | 0 | 0 | 5.2769 | 0 | 0 | 0 | 5.2769 | 62.1367 | 48.9 | 0 | 2.5864 | 74.4456 | 0 | 1.4211e-14 | 0
234 | 92.4493 | 0 | 92.4493 | 42.9 | 2 | 8.7369 | 4 | 12.8124 | 6.4321e-15 | 12.8124 | 6.4321e-15 | 0 | 0 | 0 | 12 | 0 | 10 | 0 | 22 | 37.9569 | 48.9 | 0 | 2.7735 | 58.623 | 0 | 0 | 0
235 | 98.7207 | 0 | 98.7207 | 42.9 | 2 | 11.8334 | 6.5206 | 15.0277 | 0 | 15.0277 | 0 | 0 | 0 | 0 | 12 | 0 | 8.4391 | 0 | 20.4391 | 15.4701 | 51.4206 | 0 | 2.9616 | 53.5794 | 0 | 0 | 0
236 | 100.2486 | 0 | 100.2486 | 50.9431 | 2 | 12.3411 | 10 | 12.9644 | 0 | 12.9644 | 0 | 0 | 0 | 0 | 12 | 0 | 0 | 0 | 12 | 2.1367 | 62.9431 | 0 | 3.0075 | 42.0569 | 0 | 0 | 0
237 | 98.835 | 0 | 98.835 | 55 | 5.4519 | 11.9182 | 10 | 14.5418 | 0 | 14.5418 | 0 | 0 | 0 | 0 | 1.9231 | 0 | 0 | 0 | 1.9231 | 0 | 70.4519 | 0 | 2.9651 | 34.5481 | 0 | 0 | 0
238 | 93.4052 | 0 | 93.4052 | 55 | 3.4154 | 11.2662 | 10 | 13.7236 | 0 | 13.7236 | 0 | 0 | 0 | 0 | 0 | 0 | 0 | 0 | 0 | 0 | 68.4154 | 0 | 2.8022 | 36.5846 | 0 | 0 | 0
239 | 88.4504 | 0 | 88.4504 | 52.7144 | 2 | 10.6567 | 10 | 13.0793 | 0 | 13.0793 | 0 | 0 | 0 | 0 | 0 | 0 | 0 | 0 | 0 | 0 | 64.7144 | 0 | 2.6535 | 40.2856 | 0 | 0 | 0
240 | 79.2062 | 0 | 79.2062 | 42.9 | 2 | 8.907 | 9.1891 | 16.2101 | 0 | 16.2101 | 0 | 0 | 0 | 0 | 0 | 0 | 0 | 0 | 0 | 0 | 54.0891 | 0 | 2.3762 | 50.9109 | 0 | 0 | 0
241 | 80.2785 | 0 | 80.2785 | 42.9 | 2 | 8.9889 | 9.6865 | 16.7031 | 0 | 16.7031 | 0 | 0 | 0 | 0 | 0 | 0 | 0 | 0 | 0 | 0 | 54.5865 | 0 | 2.4084 | 50.4135 | 0 | 0 | 0
242 | 79.5619 | 0 | 79.5619 | 43.1321 | 2 | 9.0788 | 10 | 15.351 | 0 | 15.351 | 0 | 0 | 0 | 0 | 0 | 0 | 0 | 0 | 0 | 0 | 55.1321 | 0 | 2.3869 | 49.8679 | 0 | 0 | 0
243 | 77.8493 | 0 | 77.8493 | 42.9 | 2 | 8.6679 | 7.7367 | 16.5447 | 0 | 16.5447 | 0 | 0 | 0 | 0 | 0 | 0 | 0 | 0 | 0 | 0 | 52.6367 | 0 | 2.3355 | 52.3633 | 0 | 0 | 0
244 | 80.2221 | 0 | 80.2221 | 42.9 | 2 | 8.9841 | 9.657 | 16.681 | 0 | 16.681 | 0 | 0 | 0 | 0 | 0 | 0 | 0 | 0 | 0 | 0 | 54.557 | 0 | 2.4067 | 50.443 | 0 | 0 | 0
245 | 80.4376 | 0 | 80.4376 | 42.9 | 2 | 8.8607 | 8.9077 | 17.7692 | 0 | 17.7692 | 0 | 0 | 0 | 0 | 0 | 0 | 0 | 0 | 0 | 0 | 53.8077 | 0 | 2.4131 | 51.1923 | 0 | 0 | 0
246 | 81.648 | 0 | 81.648 | 45.1223 | 2 | 9.4065 | 10 | 15.1192 | 0 | 15.1192 | 0 | 0 | 0 | 0 | 0 | 0 | 0 | 0 | 0 | 0 | 57.1223 | 0 | 2.4494 | 47.8777 | 0 | 0 | 0
247 | 79.1509 | 0 | 79.1509 | 42.9 | 2 | 5.0541 | 4 | 15.2632 | 9.9337 | 15.2632 | 9.9337 | 0 | 0 | 0 | 0 | 0 | 0 | 0 | 0 | 0 | 48.9 | 0 | 2.3745 | 58.6745 | 0 | 0 | -1.4211e-14
248 | 79.269 | 0 | 79.269 | 42.9 | 2 | 0 | 4 | 13.944 | 20.223 | 13.944 | 20.223 | 0 | 0 | 3.7981 | 0 | 0 | 0 | 3.7981 | 0 | 3.4183 | 48.9 | 0 | 2.3781 | 62.477 | 0 | 0 | 0
249 | 77.848 | 0 | 77.848 | 42.9 | 2 | 0 | 4 | 12.6423 | 30.6724 | 12.6423 | 30.6724 | 0 | 0 | 12 | 0 | 2.3667 | 0 | 14.3667 | 0 | 16.4003 | 48.9 | 0 | 2.3354 | 60.9827 | 0 | 0 | 0
250 | 80.5308 | 0 | 80.5308 | 42.9 | 2 | 7.1054e-15 | 4 | 14.616 | 32.4363 | 14.616 | 32.4363 | 0 | 0 | 12 | 0 | 3.4215 | 0 | 15.4215 | 0 | 30.3547 | 48.9 | 0 | 2.4159 | 60.8335 | 0 | 0 | 0
251 | 79.0247 | 0 | 79.0247 | 42.9 | 2 | 0 | 4 | 12.9005 | 37.845 | 12.9005 | 37.845 | 0 | 0 | 12 | 0 | 8.6208 | 0 | 20.6208 | 0 | 49.1028 | 48.9 | 0 | 2.3707 | 60.0984 | 0 | 0 | 0
252 | 77.9271 | 0 | 77.9271 | 42.9 | 2 | 0 | 4 | 13.0122 | 41.6695 | 13.0122 | 35.2988 | 0 | 6.3707 | 12 | 0 | 7.284 | 0 | 19.284 | 0 | 66.6183 | 48.9 | 0 | 2.3378 | 59.3867 | 0 | 1.7764e-14 | 0
253 | 78.6893 | 0 | 78.6893 | 42.9 | 2 | 0 | 4 | 14.6248 | 41.2972 | 14.6248 | 16.6998 | 0 | 24.5975 | 1.5353 | 0 | 0 | 0 | 1.5353 | 0 | 68 | 48.9 | 0 | 2.3607 | 69.3191 | 0 | 0 | -3.1086e-15
254 | 76.038 | 0 | 76.038 | 42.9 | 2 | 0 | 4 | 14.4288 | 36.4777 | 14.4288 | 12.7091 | 0 | 23.7686 | 0 | 0 | 0 | 0 | 0 | 0 | 68 | 48.9 | 0 | 2.2811 | 81.6533 | 0 | 0 | 0
255 | 76.014 | 0 | 76.014 | 42.9 | 2 | 0 | 4 | 12.4337 | 27.408 | 12.4337 | 14.6803 | 0 | 12.7277 | 0 | 0 | 0 | 0 | 0 | 0 | 68 | 48.9 | 0 | 2.2804 | 83.2144 | 0 | 0 | 0
256 | 79.1806 | 0 | 79.1806 | 42.9 | 2 | 0 | 4 | 14.6517 | 20.8251 | 14.6517 | 15.6289 | 0 | 5.1962 | 0 | 0 | 0 | 0 | 0 | 0 | 68 | 48.9 | 0 | 2.3754 | 84.2793 | 0 | 0 | 0
257 | 82.3361 | 0 | 82.3361 | 42.9 | 2 | 1.9921 | 4 | 16.3514 | 9.7042 | 16.3514 | 9.7042 | 0 | 0 | 0 | 5.3884 | 0 | 0 | 0 | 5.3884 | 62.0129 | 48.9 | 0 | 2.4701 | 78.677 | 0 | 0 | -1.4211e-14
258 | 89.8405 | 0 | 89.8405 | 42.9 | 2 | 3.3938 | 4 | 15.5467 | 5.3522e-15 | 15.5467 | 5.3522e-15 | 0 | 0 | 0 | 12 | 0 | 10 | 0 | 22 | 37.833 | 48.9 | 0 | 2.6952 | 63.2106 | 0 | 0 | 0
259 | 93.4811 | 0 | 93.4811 | 42.9 | 2 | 8.6054 | 4 | 15.5367 | 0 | 15.5367 | 0 | 0 | 0 | 0 | 12 | 0 | 8.4391 | 0 | 20.4391 | 15.3462 | 48.9 | 0 | 2.8044 | 58.5152 | 0 | 1.4211e-14 | 0
260 | 96.8066 | 0 | 96.8066 | 44.893 | 2 | 11.3448 | 10 | 16.5688 | 0 | 16.5688 | 0 | 0 | 0 | 0 | 12 | 0 | 0 | 0 | 12 | 2.0129 | 56.893 | 0 | 2.9042 | 48.107 | 0 | 0 | 0
261 | 95.1466 | 0 | 95.1466 | 53.6534 | 2 | 11.1097 | 10 | 16.572 | 0 | 16.572 | 0 | 0 | 0 | 0 | 1.8116 | 0 | 0 | 0 | 1.8116 | 0 | 65.6534 | 0 | 2.8544 | 39.3466 | 0 | 0 | 0
262 | 89.1254 | 0 | 89.1254 | 50.649 | 2 | 10.3166 | 10 | 16.1598 | 0 | 16.1598 | 0 | 0 | 0 | 0 | 0 | 0 | 0 | 0 | 0 | 0 | 62.649 | 0 | 2.6738 | 42.351 | 0 | 1.4211e-14 | 0
263 | 86.2185 | 0 | 86.2185 | 48.5797 | 2 | 9.9759 | 10 | 15.6629 | 0 | 15.6629 | 0 | 0 | 0 | 0 | 0 | 0 | 0 | 0 | 0 | 0 | 60.5797 | 0 | 2.5866 | 44.4203 | 0 | 0 | 0
264 | 77.3461 | 0 | 77.3461 | 42.9 | 2 | 8.5726 | 7.1584 | 16.7151 | 0 | 16.7151 | 0 | 0 | 0 | 0 | 0 | 0 | 0 | 0 | 0 | 0 | 52.0584 | 0 | 2.3204 | 52.9416 | 0 | 0 | 0
265 | 75.3838 | 0 | 75.3838 | 42.9 | 2 | 8.4543 | 6.4396 | 15.59 | 0 | 15.59 | 0 | 0 | 0 | 0 | 0 | 0 | 0 | 0 | 0 | 0 | 51.3396 | 0 | 2.2615 | 53.6604 | 0 | 0 | 0
266 | 79.3769 | 0 | 79.3769 | 42.9 | 2 | 8.9821 | 9.6452 | 15.8495 | 0 | 15.8495 | 0 | 0 | 0 | 0 | 0 | 0 | 0 | 0 | 0 | 0 | 54.5452 | 0 | 2.3813 | 50.4548 | 0 | 0 | 0
267 | 77.5197 | 0 | 77.5197 | 42.9 | 2 | 8.8327 | 8.7378 | 15.0492 | 0 | 15.0492 | 0 | 0 | 0 | 0 | 0 | 0 | 0 | 0 | 0 | 0 | 53.6378 | 0 | 2.3256 | 51.3622 | 0 | 0 | 0
268 | 77.839 | 0 | 77.839 | 42.9 | 2 | 8.7958 | 8.5135 | 15.6297 | 0 | 15.6297 | 0 | 0 | 0 | 0 | 0 | 0 | 0 | 0 | 0 | 0 | 53.4135 | 0 | 2.3352 | 51.5865 | 0 | 0 | 0
269 | 79.0302 | 0 | 79.0302 | 42.9 | 2 | 9.0184 | 9.8656 | 15.2462 | 0 | 15.2462 | 0 | 0 | 0 | 0 | 0 | 0 | 0 | 0 | 0 | 0 | 54.7656 | 0 | 2.3709 | 50.2344 | 0 | 0 | 0
270 | 77.6748 | 0 | 77.6748 | 42.9 | 2 | 9.0268 | 9.9166 | 13.8314 | 0 | 13.8314 | 0 | 0 | 0 | 0 | 0 | 0 | 0 | 0 | 0 | 0 | 54.8166 | 0 | 2.3302 | 50.1834 | 0 | 0 | 0
271 | 80.3391 | 0 | 80.3391 | 42.9 | 2 | 5.4888 | 4 | 12.4307 | 13.5195 | 12.4307 | 13.5195 | 0 | 0 | 0 | 0 | 0 | 0 | 0 | 0 | 0 | 48.9 | 0 | 2.4102 | 58.3012 | 0 | 0 | 0
272 | 77.7814 | 0 | 77.7814 | 42.9 | 2 | 7.1054e-15 | 4 | 13.3072 | 24.9795 | 13.3072 | 24.9795 | 0 | 0 | 9.4052 | 0 | 0 | 0 | 9.4052 | 0 | 8.4647 | 48.9 | 0 | 2.3334 | 61.6842 | 0 | 0 | 0
273 | 77.3284 | 0 | 77.3284 | 42.9 | 2 | 0 | 4 | 11.5924 | 33.3551 | 11.5924 | 33.3551 | 0 | 0 | 12 | 0 | 4.5191 | 0 | 16.5191 | 0 | 23.4311 | 48.9 | 0 | 2.3199 | 60.6783 | 0 | 0 | 0
274 | 78.7424 | 0 | 78.7424 | 42.9 | 2 | 0 | 4 | 12.3655 | 43.898 | 12.3655 | 39.4769 | 0 | 4.4211 | 12 | 0 | 10 | 0 | 22 | 0 | 43.4507 | 48.9 | 0 | 2.3623 | 59.2783 | 0 | 0 | 0
275 | 77.7729 | 0 | 77.7729 | 42.9 | 2 | 2.1316e-14 | 4 | 13.3217 | 51.6032 | 13.3217 | 34.7252 | 0 | 16.8781 | 12 | 0 | 7.1739 | 0 | 19.1739 | 0 | 60.8647 | 48.9 | 0 | 2.3332 | 57.9166 | 0 | 3.5527e-15 | 0
276 | 78.8531 | 0 | 78.8531 | 42.9 | 2 | 7.1054e-15 | 4 | 15.2616 | 53.3774 | 15.2616 | 22.6196 | 0 | 30.7578 | 7.9281 | 0 | 0 | 0 | 7.9281 | 0 | 68 | 48.9 | 0 | 2.3656 | 67.5442 | 0 | 0 | -6.2172e-15
277 | 77.5809 | 0 | 77.5809 | 42.9 | 2 | 0 | 4 | 13.1368 | 46.7733 | 13.1368 | 15.5441 | 0 | 31.2292 | 0 | 0 | 0 | 0 | 0 | 0 | 68 | 48.9 | 0 | 2.3274 | 80.5985 | 0 | 0 | 0
278 | 77.0267 | 0 | 77.0267 | 42.9 | 2 | 7.1054e-15 | 4 | 13.0686 | 46.56 | 13.0686 | 15.0581 | 0 | 31.502 | 0 | 0 | 0 | 0 | 0 | 0 | 68 | 48.9 | 0 | 2.3108 | 80.5599 | 0 | 0 | 0
279 | 76.2548 | 0 | 76.2548 | 42.9 | 2 | 0 | 4 | 13.8945 | 32.5903 | 13.8945 | 13.4603 | 0 | 19.13 | 0 | 0 | 0 | 0 | 0 | 0 | 68 | 48.9 | 0 | 2.2876 | 82.3092 | 0 | 1.4211e-14 | 0
280 | 77.8673 | 0 | 77.8673 | 42.9 | 2 | 0 | 4 | 14.9927 | 25.2199 | 14.9927 | 13.9746 | 0 | 11.2453 | 0 | 0 | 0 | 0 | 0 | 0 | 68 | 48.9 | 0 | 2.336 | 83.424 | 0 | 0 | 0
281 | 81.4037 | 0 | 81.4037 | 42.9 | 2 | 3.1791 | 4 | 13.9629 | 12.86 | 13.9629 | 12.86 | 0 | 0 | 0 | 2.5017 | 0 | 0 | 0 | 2.5017 | 65.2203 | 48.9 | 0 | 2.4421 | 80.1364 | 0 | 0 | 0
282 | 88.8908 | 0 | 88.8908 | 42.9 | 2 | 3.4795 | 4 | 14.5113 | 6.6e-15 | 14.5113 | 6.6e-15 | 0 | 0 | 0 | 12 | 0 | 10 | 0 | 22 | 41.0405 | 48.9 | 0 | 2.6667 | 63.1371 | 0 | 0 | 0
283 | 90.9473 | 0 | 90.9473 | 42.9 | 2 | 7.322 | 4 | 14.2862 | 0 | 14.2862 | 0 | 0 | 0 | 0 | 12 | 0 | 8.4391 | 0 | 20.4391 | 18.5537 | 48.9 | 0 | 2.7284 | 59.6172 | 0 | 0 | -1.4211e-14
284 | 96.6034 | 0 | 96.6034 | 45.245 | 2 | 11.4028 | 10 | 15.9555 | 0 | 15.9555 | 0 | 0 | 0 | 0 | 12 | 0 | 0 | 0 | 12 | 5.2203 | 57.245 | 0 | 2.8981 | 47.755 | 0 | 0 | 0
285 | 92.4709 | 0 | 92.4709 | 49.7172 | 2 | 10.9369 | 10 | 15.1185 | 0 | 15.1185 | 0 | 0 | 0 | 0 | 4.6983 | 0 | 0 | 0 | 4.6983 | 0 | 61.7172 | 0 | 2.7741 | 43.2828 | 0 | 0 | 0
286 | 88.2137 | 0 | 88.2137 | 49.428 | 2 | 10.1156 | 10 | 16.6701 | 0 | 16.6701 | 0 | 0 | 0 | 0 | 0 | 0 | 0 | 0 | 0 | 0 | 61.428 | 0 | 2.6464 | 43.572 | 0 | 0 | 0
287 | 86.9096 | 0 | 86.9096 | 49.3104 | 2 | 10.0962 | 10 | 15.503 | 0 | 15.503 | 0 | 0 | 0 | 0 | 0 | 0 | 0 | 0 | 0 | 0 | 61.3104 | 0 | 2.6073 | 43.6896 | 0 | 0 | 0
288 | 75.7436 | 0 | 75.7436 | 42.9 | 2 | 8.7937 | 8.5007 | 13.5493 | 0 | 13.5493 | 0 | 0 | 0 | 0 | 0 | 0 | 0 | 0 | 0 | 0 | 53.4007 | 0 | 2.2723 | 51.5993 | 0 | 0 | 0
289 | 76.2742 | 0 | 76.2742 | 43.5176 | 2 | 9.1423 | 10 | 11.6143 | 0 | 11.6143 | 0 | 0 | 0 | 0 | 0 | 0 | 0 | 0 | 0 | 0 | 55.5176 | 0 | 2.2882 | 49.4824 | 0 | 0 | 0
290 | 78.6746 | 0 | 78.6746 | 44.7476 | 2 | 9.3448 | 10 | 12.5821 | 0 | 12.5821 | 0 | 0 | 0 | 0 | 0 | 0 | 0 | 0 | 0 | 0 | 56.7476 | 0 | 2.3602 | 48.2524 | 0 | 0 | 0
291 | 75.3108 | 0 | 75.3108 | 42.9 | 2 | 8.9107 | 9.2113 | 12.2888 | 0 | 12.2888 | 0 | 0 | 0 | 0 | 0 | 0 | 0 | 0 | 0 | 0 | 54.1113 | 0 | 2.2593 | 50.8887 | 0 | 0 | 0
292 | 76.8891 | 0 | 76.8891 | 44.3295 | 2 | 9.276 | 10 | 11.2837 | 0 | 11.2837 | 0 | 0 | 0 | 0 | 0 | 0 | 0 | 0 | 0 | 0 | 56.3295 | 0 | 2.3067 | 48.6705 | 0 | 0 | 0
293 | 78.7443 | 0 | 78.7443 | 46.9788 | 2 | 9.7122 | 10 | 10.0533 | 0 | 10.0533 | 0 | 0 | 0 | 0 | 0 | 0 | 0 | 0 | 0 | 0 | 58.9788 | 0 | 2.3623 | 46.0212 | 0 | 0 | 0
294 | 79.9084 | 0 | 79.9084 | 49.7004 | 2 | 10.1604 | 10 | 8.0475 | 0 | 8.0475 | 0 | 0 | 0 | 0 | 0 | 0 | 0 | 0 | 0 | 0 | 61.7004 | 0 | 2.3973 | 43.2996 | 0 | 0 | 0
295 | 76.5292 | 0 | 76.5292 | 42.9 | 2 | 3.0999 | 4 | 10.717 | 13.8123 | 10.717 | 13.8123 | 0 | 0 | 0 | 0 | 0 | 0 | 0 | 0 | 0 | 48.9 | 0 | 2.2959 | 60.3524 | 0 | 0 | 0
296 | 78.4158 | 0 | 78.4158 | 42.9 | 2 | 0 | 4 | 8.7172 | 25.0331 | 8.7172 | 25.0331 | 0 | 0 | 4.2345 | 0 | 0 | 0 | 4.2345 | 0 | 3.811 | 48.9 | 0 | 2.3525 | 62.4153 | 0 | 0 | 0
297 | 77.4966 | 0 | 77.4966 | 42.9 | 2 | 0 | 4 | 9.0545 | 38.9131 | 9.0545 | 38.9131 | 0 | 0 | 12 | 0 | 7.3709 | 0 | 19.3709 | 0 | 21.4067 | 48.9 | 0 | 2.3249 | 60.2751 | 0 | 0 | 0
298 | 77.2579 | 0 | 77.2579 | 42.9 | 2 | 1.4211e-14 | 4 | 9.8194 | 45.392 | 9.8194 | 40.5385 | 0 | 4.8535 | 12 | 0 | 10 | 0 | 22 | 0 | 41.4263 | 48.9 | 0 | 2.3177 | 59.2172 | 0 | 1.4211e-14 | 0
299 | 76.2979 | 0 | 76.2979 | 42.9 | 2 | 0 | 4 | 8.8936 | 50.3341 | 8.8936 | 34.8264 | 0 | 15.5077 | 12 | 0 | 4.3221 | 0 | 16.3221 | 0 | 56.211 | 48.9 | 0 | 2.2889 | 58.5136 | 0 | 0 | 0
300 | 76.4238 | 0 | 76.4238 | 42.9 | 2 | 0 | 4 | 8.6857 | 54.8003 | 8.6857 | 30.838 | 0 | 23.9622 | 12 | 0 | 0 | 0 | 12 | 0 | 67.011 | 48.9 | 0 | 2.2927 | 67.9293 | 0 | 0 | 0
301 | 73.3991 | 0 | 73.3991 | 42.9 | 2 | 0 | 4 | 7.713 | 48.2891 | 7.713 | 17.8849 | 0 | 30.4042 | 1.0988 | 0 | 0 | 0 | 1.0988 | 0 | 68 | 48.9 | 0 | 2.202 | 68.5598 | 0 | 0 | -1.5543e-15
302 | 73.6665 | 0 | 73.6665 | 42.9 | 2 | 0 | 4 | 10.0094 | 49.0535 | 10.0094 | 14.7571 | 0 | 34.2964 | 0 | 0 | 0 | 0 | 0 | 0 | 68 | 48.9 | 0 | 2.21 | 80.1648 | 0 | 1.4211e-14 | 0
303 | 71.6256 | 0 | 71.6256 | 42.9 | 2 | 0 | 4 | 8.9882 | 33.7203 | 8.9882 | 13.7373 | 0 | 19.983 | 0 | 0 | 0 | 0 | 0 | 0 | 68 | 48.9 | 0 | 2.1488 | 82.1886 | 0 | 0 | 0
304 | 78.8728 | 0 | 78.8728 | 42.9 | 2 | 7.1054e-15 | 4 | 9.4726 | 27.3668 | 9.4726 | 20.5003 | 0 | 6.8665 | 0 | 0 | 0 | 0 | 0 | 0 | 68 | 48.9 | 0 | 2.3662 | 84.0431 | 0 | 0 | 0
305 | 80.6794 | 0 | 80.6794 | 42.9 | 2 | 6.9836 | 4 | 8.6604 | 14.3918 | 8.6604 | 14.3918 | 0 | 0 | 0 | 1.7438 | 0 | 0 | 0 | 1.7438 | 66.0625 | 48.9 | 0 | 2.4204 | 77.5206 | 0 | 0 | -1.4211e-14
306 | 85.2641 | 0 | 85.2641 | 42.9 | 2 | 7.1685 | 4 | 10.6883 | 5.9979e-15 | 10.6883 | 5.9979e-15 | 0 | 0 | 0 | 12 | 0 | 6.5074 | 0 | 18.5074 | 45.6709 | 48.9 | 0 | 2.5579 | 62.9685 | 0 | 0 | -1.4211e-14
307 | 89.7458 | 0 | 89.7458 | 42.9 | 2 | 7.8842 | 4 | 10.9616 | 0 | 10.9616 | 0 | 0 | 0 | 0 | 12 | 0 | 10 | 0 | 22 | 21.4911 | 48.9 | 0 | 2.6924 | 59.3551 | 0 | 0 | 0
308 | 95.3682 | 0 | 95.3682 | 46.1523 | 2 | 11.8703 | 10 | 11.4139 | 0 | 11.4139 | 0 | 0 | 0 | 0 | 12 | 0 | 1.9317 | 0 | 13.9317 | 6.0625 | 58.1523 | 0 | 2.861 | 46.8477 | 0 | 0 | 0
309 | 91.7037 | 0 | 91.7037 | 53.5763 | 2 | 11.6972 | 10 | 8.974 | 0 | 8.974 | 0 | 0 | 0 | 0 | 5.4562 | 0 | 0 | 0 | 5.4562 | 0 | 65.5763 | 0 | 2.7511 | 39.4237 | 0 | 0 | 0
310 | 88.6628 | 0 | 88.6628 | 55 | 3.753 | 11.3218 | 10 | 8.588 | 0 | 8.588 | 0 | 0 | 0 | 0 | 0 | 0 | 0 | 0 | 0 | 0 | 68.753 | 0 | 2.6599 | 36.247 | 0 | 0 | 0
311 | 84.2709 | 0 | 84.2709 | 50.8172 | 2 | 10.3443 | 10 | 11.1094 | 0 | 11.1094 | 0 | 0 | 0 | 0 | 0 | 0 | 0 | 0 | 0 | 0 | 62.8172 | 0 | 2.5281 | 42.1828 | 0 | 0 | 0
312 | 75.0383 | 0 | 75.0383 | 46.0969 | 2 | 9.567 | 10 | 7.3744 | 0 | 7.3744 | 0 | 0 | 0 | 0 | 0 | 0 | 0 | 0 | 0 | 0 | 58.0969 | 0 | 2.2511 | 46.9031 | 0 | 0 | 0
313 | 73.3885 | 0 | 73.3885 | 44.644 | 2 | 9.3278 | 10 | 7.4167 | 0 | 7.4167 | 0 | 0 | 0 | 0 | 0 | 0 | 0 | 0 | 0 | 0 | 56.644 | 0 | 2.2017 | 48.356 | 0 | 0 | 0
314 | 76.5622 | 0 | 76.5622 | 46.1832 | 2 | 9.5812 | 10 | 8.7978 | 0 | 8.7978 | 0 | 0 | 0 | 0 | 0 | 0 | 0 | 0 | 0 | 0 | 58.1832 | 0 | 2.2969 | 46.8168 | 0 | 0 | 0
315 | 75.1511 | 0 | 75.1511 | 46.3422 | 2 | 9.6074 | 10 | 7.2015 | 0 | 7.2015 | 0 | 0 | 0 | 0 | 0 | 0 | 0 | 0 | 0 | 0 | 58.3422 | 0 | 2.2545 | 46.6578 | 0 | 0 | 0
316 | 78.1319 | 0 | 78.1319 | 49.5501 | 2 | 10.1357 | 10 | 6.4462 | 0 | 6.4462 | 0 | 0 | 0 | 0 | 0 | 0 | 0 | 0 | 0 | 0 | 61.5501 | 0 | 2.344 | 43.4499 | 0 | 0 | 0
317 | 78.0357 | 0 | 78.0357 | 47.9512 | 2 | 9.8724 | 10 | 8.2121 | 0 | 8.2121 | 0 | 0 | 0 | 0 | 0 | 0 | 0 | 0 | 0 | 0 | 59.9512 | 0 | 2.3411 | 45.0488 | 0 | 0 | 0
318 | 75.0228 | 0 | 75.0228 | 44.4444 | 2 | 9.2949 | 10 | 9.2835 | 0 | 9.2835 | 0 | 0 | 0 | 0 | 0 | 0 | 0 | 0 | 0 | 0 | 56.4444 | 0 | 2.2507 | 48.5556 | 0 | 0 | -1.4211e-14
319 | 75.1623 | 0 | 75.1623 | 42.9 | 2 | 7.6501 | 4 | 5.7114 | 12.9008 | 5.7114 | 12.9008 | 0 | 0 | 0 | 0 | 0 | 0 | 0 | 0 | 0 | 48.9 | 0 | 2.2549 | 56.4455 | 0 | 0 | 0
320 | 78.3338 | 0 | 78.3338 | 42.9 | 2 | 0 | 4 | 5.7861 | 24.2523 | 5.7861 | 24.2523 | 0 | 0 | 0.60462 | 0 | 0 | 0 | 0.60462 | 0 | 0.54415 | 48.9 | 0 | 2.35 | 62.9285 | 0 | 0 | 0
321 | 76.2062 | 0 | 76.2062 | 42.9 | 2 | 0 | 4 | 3.7656 | 34.3654 | 3.7656 | 34.3654 | 0 | 0 | 10.8248 | 0 | 0 | 0 | 10.8248 | 0 | 10.2865 | 48.9 | 0 | 2.2862 | 61.4835 | 0 | 0 | 0
322 | 75.0568 | 0 | 75.0568 | 42.9 | 2 | 1.4211e-14 | 4 | 5.287 | 39.4794 | 5.287 | 39.4794 | 0 | 0 | 12 | 0 | 6.6096 | 0 | 18.6096 | 0 | 27.1803 | 48.9 | 0 | 2.2517 | 60.3828 | 0 | 0 | 0
323 | 75.2927 | 0 | 75.2927 | 42.9 | 2 | 7.1054e-15 | 4 | 6.1491 | 46.0731 | 6.1491 | 42.2436 | 0 | 3.8295 | 12 | 0 | 10 | 0 | 22 | 0 | 47.1998 | 48.9 | 0 | 2.2588 | 59.3619 | 0 | 0 | 0
324 | 73.8178 | 0 | 73.8178 | 42.9 | 2 | 7.1054e-15 | 4 | 6.3407 | 47.5495 | 6.3407 | 35.6605 | 0 | 11.889 | 12 | 0 | 5.0834 | 0 | 17.0834 | 0 | 62.6865 | 48.9 | 0 | 2.2145 | 58.9176 | 0 | 3.5527e-15 | 0
325 | 72.6693 | 0 | 72.6693 | 42.9 | 2 | 0 | 4 | 4.9645 | 47.1419 | 4.9645 | 24.7088 | 0 | 22.4331 | 5.9039 | 0 | 0 | 0 | 5.9039 | 0 | 68 | 48.9 | 0 | 2.1801 | 69.0074 | 0 | 0 | 0
326 | 71.2539 | 0 | 71.2539 | 42.9 | 2 | 0 | 4 | 5.5899 | 41.5785 | 5.5899 | 16.764 | 0 | 24.8145 | 0 | 0 | 0 | 0 | 0 | 0 | 68 | 48.9 | 0 | 2.1376 | 81.5055 | 0 | 1.4211e-14 | 0
327 | 73.4681 | 0 | 73.4681 | 42.9 | 2 | 0 | 4 | 6.2384 | 36.9011 | 6.2384 | 18.3297 | 0 | 18.5714 | 0 | 0 | 0 | 0 | 0 | 0 | 68 | 48.9 | 0 | 2.204 | 82.3882 | 0 | 0 | -1.4211e-14
328 | 75.1376 | 0 | 75.1376 | 42.9 | 2 | 7.1054e-15 | 4 | 7.1349 | 25.4897 | 7.1349 | 19.1027 | 0 | 6.387 | 0 | 0 | 0 | 0 | 0 | 0 | 68 | 48.9 | 0 | 2.2541 | 84.1109 | 0 | 1.4211e-14 | 0
329 | 82.3853 | 0 | 82.3853 | 42.9 | 2 | 5.0571 | 4 | 7.2046 | 13.1155 | 7.2046 | 13.1155 | 0 | 0 | 0 | 8.1081 | 0 | 0 | 0 | 8.1081 | 58.991 | 48.9 | 0 | 2.4716 | 73.7102 | 0 | 0 | 0
330 | 84.3696 | 0 | 84.3696 | 42.9 | 2 | 5.9864 | 4 | 7.4832 | 6.4424e-15 | 7.4832 | 6.4424e-15 | 0 | 0 | 0 | 12 | 0 | 10 | 0 | 22 | 34.8112 | 48.9 | 0 | 2.5311 | 60.9846 | 0 | 0 | 0
331 | 87.398 | 0 | 87.398 | 42.9 | 2 | 9.8487 | 4 | 8.2103 | 0 | 8.2103 | 0 | 0 | 0 | 0 | 12 | 0 | 8.4391 | 0 | 20.4391 | 12.3244 | 48.9 | 0 | 2.6219 | 57.4477 | 0 | 0 | -1.4211e-14
332 | 94.5092 | 0 | 94.5092 | 51.0755 | 2 | 12.2134 | 10 | 8.1283 | 0 | 8.1283 | 0 | 0 | 0 | 0 | 11.0919 | 0 | 0 | 0 | 11.0919 | 0 | 63.0755 | 0 | 2.8353 | 41.9245 | 0 | 0 | 0
333 | 92.2734 | 0 | 92.2734 | 55 | 5.4294 | 11.5978 | 10 | 10.2462 | 0 | 10.2462 | 0 | 0 | 0 | 0 | 0 | 0 | 0 | 0 | 0 | 0 | 70.4294 | 0 | 2.7682 | 34.5706 | 0 | 0 | 0
334 | 84.2814 | 0 | 84.2814 | 54.1622 | 2 | 10.8951 | 10 | 7.2241 | 0 | 7.2241 | 0 | 0 | 0 | 0 | 0 | 0 | 0 | 0 | 0 | 0 | 66.1622 | 0 | 2.5284 | 38.8378 | 0 | 0 | 0
335 | 83.753 | 0 | 83.753 | 52.2508 | 2 | 10.5804 | 10 | 8.9218 | 0 | 8.9218 | 0 | 0 | 0 | 0 | 0 | 0 | 0 | 0 | 0 | 0 | 64.2508 | 0 | 2.5126 | 40.7492 | 0 | 0 | 0
336 | 74.6477 | 0 | 74.6477 | 42.9 | 2 | 8.8528 | 8.8597 | 12.0352 | 0 | 12.0352 | 0 | 0 | 0 | 0 | 0 | 0 | 0 | 0 | 0 | 0 | 53.7597 | 0 | 2.2394 | 51.2403 | 0 | 0 | 0
337 | 73.9738 | 0 | 73.9738 | 42.9 | 2 | 8.7263 | 8.0915 | 12.256 | 0 | 12.256 | 0 | 0 | 0 | 0 | 0 | 0 | 0 | 0 | 0 | 0 | 52.9915 | 0 | 2.2192 | 52.0085 | 0 | 0 | 0
338 | 78.6575 | 0 | 78.6575 | 47.006 | 2 | 9.7167 | 10 | 9.9348 | 0 | 9.9348 | 0 | 0 | 0 | 0 | 0 | 0 | 0 | 0 | 0 | 0 | 59.006 | 0 | 2.3597 | 45.994 | 0 | 0 | 0
339 | 75.4817 | 0 | 75.4817 | 42.9 | 2 | 9.0045 | 9.7812 | 11.7959 | 0 | 11.7959 | 0 | 0 | 0 | 0 | 0 | 0 | 0 | 0 | 0 | 0 | 54.6812 | 0 | 2.2645 | 50.3188 | 0 | 1.4211e-14 | 0
340 | 76.4116 | 0 | 76.4116 | 44.4593 | 2 | 9.2973 | 10 | 10.655 | 0 | 10.655 | 0 | 0 | 0 | 0 | 0 | 0 | 0 | 0 | 0 | 0 | 56.4593 | 0 | 2.2923 | 48.5407 | 0 | 0 | 0
341 | 78.6235 | 0 | 78.6235 | 46.9455 | 2 | 9.7067 | 10 | 9.9713 | 0 | 9.9713 | 0 | 0 | 0 | 0 | 0 | 0 | 0 | 0 | 0 | 0 | 58.9455 | 0 | 2.3587 | 46.0545 | 0 | 0 | 0
342 | 78.0039 | 0 | 78.0039 | 45.8647 | 2 | 9.5288 | 10 | 10.6105 | 0 | 10.6105 | 0 | 0 | 0 | 0 | 0 | 0 | 0 | 0 | 0 | 0 | 57.8647 | 0 | 2.3401 | 47.1353 | 0 | 0 | 0
343 | 80.1299 | 0 | 80.1299 | 42.9 | 2 | 8.1942 | 4.8603 | 9.7629 | 12.4125 | 9.7629 | 12.4125 | 0 | 0 | 0 | 0 | 0 | 0 | 0 | 0 | 0 | 49.7603 | 0 | 2.4039 | 55.2397 | 0 | 0 | 0
344 | 77.0162 | 0 | 77.0162 | 42.9 | 2 | 0 | 4 | 10.6045 | 23.8889 | 10.6045 | 23.8889 | 0 | 0 | 6.3771 | 0 | 0 | 0 | 6.3771 | 0 | 5.7394 | 48.9 | 0 | 2.3105 | 62.1123 | 0 | 0 | 0
345 | 77.3097 | 0 | 77.3097 | 42.9 | 2 | 0 | 4 | 7.7499 | 37.0878 | 7.7499 | 37.0878 | 0 | 0 | 12 | 0 | 4.428 | 0 | 16.428 | 0 | 20.6218 | 48.9 | 0 | 2.3193 | 60.6912 | 0 | 0 | 0
346 | 76.1114 | 0 | 76.1114 | 42.9 | 2 | 0 | 4 | 8.3618 | 43.8952 | 8.3618 | 40.8496 | 0 | 3.0456 | 12 | 0 | 10 | 0 | 22 | 0 | 40.6413 | 48.9 | 0 | 2.2833 | 59.4728 | 0 | 0 | 0
347 | 75.8857 | 0 | 75.8857 | 42.9 | 2 | 7.1054e-15 | 4 | 9.7181 | 48.2185 | 9.7181 | 36.5327 | 0 | 11.6858 | 12 | 0 | 7.2651 | 0 | 19.2651 | 0 | 58.1394 | 48.9 | 0 | 2.2766 | 58.6378 | 0 | 3.5527e-15 | 0
348 | 76.1282 | 0 | 76.1282 | 42.9 | 2 | 0 | 4 | 8.9859 | 49.0126 | 8.9859 | 29.1985 | 0 | 19.8141 | 10.9562 | 0 | 0 | 0 | 10.9562 | 0 | 68 | 48.9 | 0 | 2.2838 | 68.6634 | 0 | 0 | -5.3291e-15
349 | 73.8662 | 0 | 73.8662 | 42.9 | 2 | 1.4211e-14 | 4 | 8.7423 | 47.3159 | 8.7423 | 16.224 | 0 | 31.092 | 0 | 0 | 0 | 0 | 0 | 0 | 68 | 48.9 | 0 | 2.216 | 80.6179 | 0 | 1.4211e-14 | 0
350 | 71.8022 | 0 | 71.8022 | 42.9 | 2 | 0 | 4 | 9.8025 | 46.7956 | 9.8025 | 13.0997 | 0 | 33.6959 | 0 | 0 | 0 | 0 | 0 | 0 | 68 | 48.9 | 0 | 2.1541 | 80.2497 | 0 | 0 | 0
351 | 74.9477 | 0 | 74.9477 | 42.9 | 2 | 7.1054e-15 | 4 | 8.2832 | 37.6739 | 8.2832 | 17.7646 | 0 | 19.9094 | 0 | 0 | 0 | 0 | 0 | 0 | 68 | 48.9 | 0 | 2.2484 | 82.199 | 0 | 0 | 0
352 | 78.8916 | 0 | 78.8916 | 42.9 | 2 | 7.1054e-15 | 4 | 9.2375 | 26.5459 | 9.2375 | 20.7541 | 0 | 5.7918 | 0 | 0 | 0 | 0 | 0 | 0 | 68 | 48.9 | 0 | 2.3667 | 84.1951 | 0 | 0 | 0
353 | 82.729 | 0 | 82.729 | 42.9 | 2 | 8.645 | 6.1185 | 9.6716 | 11.9148 | 9.6716 | 11.9148 | 0 | 0 | 0 | 1.4791 | 0 | 0 | 0 | 1.4791 | 66.3565 | 51.0185 | 0 | 2.4819 | 74.5023 | 0 | 0 | 0
354 | 85.2811 | 0 | 85.2811 | 42.9 | 2 | 10.3581 | 4.5716 | 12.0223 | 6.2075e-15 | 12.0223 | 6.2075e-15 | 0 | 0 | 0 | 12 | 0 | 1.4292 | 0 | 13.4292 | 51.473 | 49.4716 | 0 | 2.5584 | 64.0993 | 0 | 0 | 0
355 | 90.7597 | 0 | 90.7597 | 42.9 | 2 | 11.2515 | 4.245 | 11.1817 | 0 | 11.1817 | 0 | 0 | 0 | 0 | 12 | 0 | 7.1814 | 0 | 19.1814 | 30.3503 | 49.145 | 0 | 2.7228 | 58.6735 | 0 | 0 | 0
356 | 94.8494 | 0 | 94.8494 | 42.9 | 2 | 11.8613 | 5.3005 | 10.9592 | 0 | 10.9592 | 0 | 0 | 0 | 0 | 12 | 0 | 9.8285 | 0 | 21.8285 | 6.3565 | 50.2005 | 0 | 2.8455 | 54.7995 | 0 | 0 | 0
357 | 90.2696 | 0 | 90.2696 | 50.7948 | 2 | 11.2827 | 10 | 10.4712 | 0 | 10.4712 | 0 | 0 | 0 | 0 | 5.7209 | 0 | -1.6377e-15 | 0 | 5.7209 | 0 | 62.7948 | 0 | 2.7081 | 42.2052 | 0 | 0 | 0
358 | 85.6265 | 0 | 85.6265 | 51.9034 | 2 | 10.5232 | 10 | 11.2 | 0 | 11.2 | 0 | 0 | 0 | 0 | 0 | 0 | 0 | 0 | 0 | 0 | 63.9034 | 0 | 2.5688 | 41.0966 | 0 | 0 | 0
359 | 83.1223 | 0 | 83.1223 | 49.8484 | 2 | 10.1848 | 10 | 11.089 | 0 | 11.089 | 0 | 0 | 0 | 0 | 0 | 0 | 0 | 0 | 0 | 0 | 61.8484 | 0 | 2.4937 | 43.1516 | 0 | 0 | 0
360 | 78.5902 | 0 | 78.5902 | 47.9793 | 2 | 9.877 | 10 | 8.7339 | 0 | 8.7339 | 0 | 0 | 0 | 0 | 0 | 0 | 0 | 0 | 0 | 0 | 59.9793 | 0 | 2.3577 | 45.0207 | 0 | 0 | 0
361 | 82.8199 | 0 | 82.8199 | 51.3566 | 2 | 10.4331 | 10 | 9.0301 | 0 | 9.0301 | 0 | 0 | 0 | 0 | 0 | 0 | 0 | 0 | 0 | 0 | 63.3566 | 0 | 2.4846 | 41.6434 | 0 | 1.4211e-14 | 0
362 | 79.96 | 0 | 79.96 | 48.054 | 2 | 9.8893 | 10 | 10.0167 | 0 | 10.0167 | 0 | 0 | 0 | 0 | 0 | 0 | 0 | 0 | 0 | 0 | 60.054 | 0 | 2.3988 | 44.946 | 0 | 0 | -1.4211e-14
363 | 81.9547 | 0 | 81.9547 | 50.4792 | 2 | 10.2887 | 10 | 9.1868 | 0 | 9.1868 | 0 | 0 | 0 | 0 | 0 | 0 | 0 | 0 | 0 | 0 | 62.4792 | 0 | 2.4586 | 42.5208 | 0 | 0 | 0
364 | 81.0797 | 0 | 81.0797 | 50.5904 | 2 | 10.307 | 10 | 8.1824 | 0 | 8.1824 | 0 | 0 | 0 | 0 | 0 | 0 | 0 | 0 | 0 | 0 | 62.5904 | 0 | 2.4324 | 42.4096 | 0 | 0 | -1.4211e-14
365 | 83.8837 | 0 | 83.8837 | 53.8607 | 2 | 10.8455 | 10 | 7.1775 | 0 | 7.1775 | 0 | 0 | 0 | 0 | 0 | 0 | 0 | 0 | 0 | 0 | 65.8607 | 0 | 2.5165 | 39.1393 | 0 | 0 | 0
366 | 84.4154 | 0 | 84.4154 | 54.3404 | 2 | 10.9245 | 10 | 7.1505 | 0 | 7.1505 | 0 | 0 | 0 | 0 | 0 | 0 | 0 | 0 | 0 | 0 | 66.3404 | 0 | 2.5325 | 38.6596 | 0 | 0 | 0
367 | 83.3148 | 0 | 83.3148 | 42.9999 | 2 | 9.057 | 10 | 8.0856 | 11.1722 | 8.0856 | 11.1722 | 0 | 0 | 0 | 0 | 0 | 0 | 0 | 0 | 0 | 54.9999 | 0 | 2.4994 | 50.0001 | 0 | 0 | 0
368 | 85.2549 | 0 | 85.2549 | 42.9 | 2 | 6.5636 | 4 | 7.2096 | 22.5817 | 7.2096 | 22.5817 | 0 | 0 | 0 | 0 | 0 | 0 | 0 | 0 | 0 | 48.9 | 0 | 2.5576 | 57.3784 | 0 | 0 | -1.4211e-14
369 | 83.7025 | 0 | 83.7025 | 42.9 | 2 | 0 | 4 | 7.9268 | 36.1139 | 7.9268 | 36.1139 | 0 | 0 | 9.2381 | 0 | 0 | 0 | 9.2381 | 0 | 8.3143 | 48.9 | 0 | 2.5111 | 61.7078 | 0 | 0 | 0
370 | 84.0221 | 0 | 84.0221 | 42.9 | 2 | 0 | 4 | 4.4002 | 45.8771 | 4.4002 | 45.8771 | 0 | 0 | 12 | 0 | 3.1553 | 0 | 15.1553 | 0 | 22.0233 | 48.9 | 0 | 2.5207 | 60.8712 | 0 | 0 | 0
371 | 83.124 | 0 | 83.124 | 42.9 | 2 | 0 | 4 | 6.1173 | 48.8931 | 6.1173 | 48.8931 | 0 | 0 | 12 | 0 | 8.7864 | 0 | 20.7864 | 0 | 40.9239 | 48.9 | 0 | 2.4937 | 60.075 | 0 | 0 | 0
372 | 79.0412 | 0 | 79.0412 | 42.9 | 2 | 7.1054e-15 | 4 | 5.5219 | 52.6113 | 5.5219 | 46.3708 | 0 | 6.2405 | 12 | 0 | 9.7514 | 0 | 21.7514 | 0 | 60.7143 | 48.9 | 0 | 2.3712 | 59.0562 | 0 | 3.5527e-15 | 0
373 | 79.4942 | 0 | 79.4942 | 42.9 | 2 | 0 | 4 | 5.0405 | 44.282 | 5.0405 | 33.649 | 0 | 10.633 | 8.0952 | 0 | 0 | 0 | 8.0952 | 0 | 68 | 48.9 | 0 | 2.3848 | 70.366 | 0 | 1.0658e-14 | 0
374 | 79.5473 | 0 | 79.5473 | 42.9 | 2 | 0 | 4 | 4.7953 | 40.9717 | 4.7953 | 25.8521 | 0 | 15.1196 | 0 | 0 | 0 | 0 | 0 | 0 | 68 | 48.9 | 0 | 2.3864 | 82.8762 | 0 | 1.4211e-14 | 0
375 | 76.3175 | 0 | 76.3175 | 42.9 | 2 | 7.1054e-15 | 4 | 5.1484 | 34.5006 | 5.1484 | 22.2692 | 0 | 12.2315 | 0 | 0 | 0 | 0 | 0 | 0 | 68 | 48.9 | 0 | 2.2895 | 83.2846 | 0 | 0 | 0
376 | 83.5876 | 0 | 83.5876 | 42.9 | 2 | 3.1003 | 4 | 6.1415 | 25.4459 | 6.1415 | 25.4459 | 0 | 0 | 0 | 0 | 0 | 0 | 0 | 0 | 68 | 48.9 | 0 | 2.5076 | 82.3521 | 0 | 0 | 0
377 | 86.2505 | 0 | 86.2505 | 43.3557 | 2 | 9.2088 | 10 | 8.0627 | 13.0571 | 8.0627 | 13.0571 | 0 | 0 | 0 | 0.5661 | 0 | 0 | 0 | 0.5661 | 67.371 | 55.3557 | 0 | 2.5875 | 71.0782 | 0 | 0 | 0
378 | 93.3077 | 0 | 93.3077 | 42.9 | 2 | 12.2818 | 7.683 | 6.4428 | 6.5768e-15 | 6.4428 | 6.5768e-15 | 0 | 0 | 0 | 12 | 0 | 10 | 0 | 22 | 43.1911 | 52.583 | 0 | 2.7992 | 52.417 | 0 | 0 | -1.4211e-14
379 | 96.7239 | 0 | 96.7239 | 43.5518 | 2 | 12.5137 | 10 | 8.2193 | 0 | 8.2193 | 0 | 0 | 0 | 0 | 12 | 0 | 8.4391 | 0 | 20.4391 | 20.7043 | 55.5518 | 0 | 2.9017 | 49.4482 | 0 | 0 | 0
380 | 101.2299 | 0 | 101.2299 | 55 | 2.2722 | 13.054 | 10 | 8.9037 | 0 | 8.9037 | 0 | 0 | 0 | 0 | 12 | 0 | 0 | 0 | 12 | 7.371 | 67.2722 | 0 | 3.0369 | 37.7278 | 0 | 0 | 0
381 | 96.6064 | 0 | 96.6064 | 55 | 2.4823 | 12.205 | 10 | 10.2853 | 0 | 10.2853 | 0 | 0 | 0 | 0 | 6.6339 | 0 | 0 | 0 | 6.6339 | 0 | 67.4823 | 0 | 2.8982 | 37.5177 | 0 | 0 | 0
382 | 93.7973 | 0 | 93.7973 | 55 | 6.5909 | 11.7891 | 10 | 10.4174 | 0 | 10.4174 | 0 | 0 | 0 | 0 | 0 | 0 | 0 | 0 | 0 | 0 | 71.5909 | 0 | 2.8139 | 33.4091 | 0 | 0 | 0
383 | 89.3707 | 0 | 89.3707 | 55 | 3.8161 | 11.3322 | 10 | 9.2224 | 0 | 9.2224 | 0 | 0 | 0 | 0 | 0 | 0 | 0 | 0 | 0 | 0 | 68.8161 | 0 | 2.6811 | 36.1839 | 0 | 0 | 0
384 | 81.1466 | 0 | 81.1466 | 49.8053 | 2 | 10.1777 | 10 | 9.1636 | 0 | 9.1636 | 0 | 0 | 0 | 0 | 0 | 0 | 0 | 0 | 0 | 0 | 61.8053 | 0 | 2.4344 | 43.1947 | 0 | 0 | 0
385 | 81.6093 | 0 | 81.6093 | 49.1189 | 2 | 10.0646 | 10 | 10.4257 | 0 | 10.4257 | 0 | 0 | 0 | 0 | 0 | 0 | 0 | 0 | 0 | 0 | 61.1189 | 0 | 2.4483 | 43.8811 | 0 | 0 | 0
386 | 79.3356 | 0 | 79.3356 | 50.5964 | 2 | 10.308 | 10 | 6.4312 | 0 | 6.4312 | 0 | 0 | 0 | 0 | 0 | 0 | 0 | 0 | 0 | 0 | 62.5964 | 0 | 2.3801 | 42.4036 | 0 | 0 | 0
387 | 82.9636 | 0 | 82.9636 | 53.4233 | 2 | 10.7735 | 10 | 6.7669 | 0 | 6.7669 | 0 | 0 | 0 | 0 | 0 | 0 | 0 | 0 | 0 | 0 | 65.4233 | 0 | 2.4889 | 39.5767 | 0 | 0 | 0
388 | 83.3477 | 0 | 83.3477 | 53.6518 | 2 | 10.8111 | 10 | 6.8848 | 0 | 6.8848 | 0 | 0 | 0 | 0 | 0 | 0 | 0 | 0 | 0 | 0 | 65.6518 | 0 | 2.5004 | 39.3482 | 0 | 0 | 0
389 | 81.5073 | 0 | 81.5073 | 50.8398 | 2 | 10.348 | 10 | 8.3194 | 0 | 8.3194 | 0 | 0 | 0 | 0 | 0 | 0 | 0 | 0 | 0 | 0 | 62.8398 | 0 | 2.4452 | 42.1602 | 0 | 0 | 0
390 | 83.8368 | 0 | 83.8368 | 54.3846 | 2 | 10.9318 | 10 | 6.5205 | 0 | 6.5205 | 0 | 0 | 0 | 0 | 0 | 0 | 0 | 0 | 0 | 0 | 66.3846 | 0 | 2.5151 | 38.6154 | 0 | 0 | 0
391 | 80.4374 | 0 | 80.4374 | 42.9 | 2 | 8.8504 | 8.8452 | 7.3664 | 10.4754 | 7.3664 | 10.4754 | 0 | 0 | 0 | 0 | 0 | 0 | 0 | 0 | 0 | 53.7452 | 0 | 2.4131 | 51.2548 | 0 | 0 | 0
392 | 81.2625 | 0 | 81.2625 | 42.9 | 2 | 3.6723 | 4 | 8.5674 | 20.1228 | 8.5674 | 20.1228 | 0 | 0 | 0 | 0 | 0 | 0 | 0 | 0 | 0 | 48.9 | 0 | 2.4379 | 59.8609 | 0 | 0 | 0
393 | 80.9874 | 0 | 80.9874 | 42.9 | 2 | 0 | 4 | 6.6557 | 30.2564 | 6.6557 | 30.2564 | 0 | 0 | 4.8247 | 0 | 0 | 0 | 4.8247 | 0 | 4.3422 | 48.9 | 0 | 2.4296 | 62.3318 | 0 | 0 | 0
394 | 80.3072 | 0 | 80.3072 | 42.9 | 2 | 7.1054e-15 | 4 | 4.2196 | 35.9776 | 4.2196 | 35.9776 | 0 | 0 | 8.7899 | 0 | 0 | 0 | 8.7899 | 0 | 12.2531 | 48.9 | 0 | 2.4092 | 61.7712 | 0 | 0 | 0
395 | 80.4295 | 0 | 80.4295 | 42.9 | 2 | 0 | 4 | 5.8541 | 37.4592 | 5.8541 | 37.4592 | 0 | 0 | 11.7838 | 0 | 0 | 0 | 11.7838 | 0 | 22.8585 | 48.9 | 0 | 2.4129 | 61.3479 | 0 | 0 | 0
396 | 78.1668 | 0 | 78.1668 | 42.9 | 2 | 0 | 4 | 5.9183 | 40.2379 | 5.9183 | 40.2379 | 0 | 0 | 12 | 0 | 4.8894 | 0 | 16.8894 | 0 | 38.1663 | 48.9 | 0 | 2.345 | 60.626 | 0 | 0 | 0
397 | 79.9073 | 0 | 79.9073 | 42.9 | 2 | 0 | 4 | 4.8942 | 38.6826 | 4.8942 | 38.6826 | 0 | 0 | 12 | 0 | 0.56946 | 0 | 12.5695 | 0 | 49.4913 | 48.9 | 0 | 2.3972 | 61.2368 | 0 | 0 | 0
398 | 78.8516 | 0 | 78.8516 | 42.9 | 2 | 0 | 4 | 5.5947 | 30.5746 | 5.5947 | 30.5746 | 0 | 0 | 3.935 | 0 | 2.2827 | 0 | 6.2177 | 0 | 55.1373 | 48.9 | 0 | 2.3655 | 62.1349 | 0 | 0 | 0
399 | 78.6456 | 0 | 78.6456 | 42.9 | 2 | 0 | 4 | 6.4785 | 28.8343 | 6.4785 | 28.8343 | 0 | 0 | 0 | 0 | 5.5673 | 0 | 5.5673 | 0 | 60.2701 | 48.9 | 0 | 2.3594 | 74.2268 | 0 | 0 | 0
400 | 83.5611 | 0 | 83.5611 | 42.9 | 2 | 7.9137 | 4 | 6.3932 | 20.3542 | 6.3932 | 20.3542 | 0 | 0 | 0 | 0 | 0 | 0 | 0 | 0 | 60.2701 | 48.9 | 0 | 2.5068 | 78.2192 | 0 | 0 | -1.4211e-14
401 | 84.5771 | 0 | 84.5771 | 43.4312 | 2 | 9.5696 | 10 | 6.7871 | 10.1079 | 6.7871 | 10.1079 | 0 | 0 | 0 | 2.6814 | 0 | 0 | 0 | 2.6814 | 57.2908 | 55.4312 | 0 | 2.5373 | 68.8874 | 0 | 0 | 0
402 | 91.5925 | 0 | 91.5925 | 42.9 | 2 | 11.8283 | 8.1675 | 7.9356 | 4.7945e-15 | 7.9356 | 4.7945e-15 | 0 | 0 | 0 | 12 | 0 | 6.7611 | 0 | 18.7611 | 36.624 | 53.0675 | 0 | 2.7478 | 55.1714 | 0 | 0 | 0
403 | 95.574 | 0 | 95.574 | 46.756 | 2 | 12.4011 | 10 | 7.8655 | 0 | 7.8655 | 0 | 0 | 0 | 0 | 12 | 0 | 4.5513 | 0 | 16.5513 | 18.354 | 58.756 | 0 | 2.8672 | 46.244 | 0 | 0 | 0
404 | 98.7132 | 0 | 98.7132 | 54.6722 | 2 | 12.9552 | 10 | 7.0857 | 0 | 7.0857 | 0 | 0 | 0 | 0 | 12 | 0 | 0 | 0 | 12 | 5.0207 | 66.6722 | 0 | 2.9614 | 38.3278 | 0 | 0 | -1.4211e-14
405 | 96.0971 | 0 | 96.0971 | 55 | 4.7247 | 12.2259 | 10 | 9.6278 | 0 | 9.6278 | 0 | 0 | 0 | 0 | 4.5186 | 0 | 0 | 0 | 4.5186 | 0 | 69.7247 | 0 | 2.8829 | 35.2753 | 0 | 0 | 0
406 | 90.7578 | 0 | 90.7578 | 55 | 5.4633 | 11.6034 | 10 | 8.6912 | 0 | 8.6912 | 0 | 0 | 0 | 0 | 0 | 0 | 0 | 0 | 0 | 0 | 70.4633 | 0 | 2.7227 | 34.5367 | 0 | 0 | 0
407 | 88.7711 | 0 | 88.7711 | 55 | 3.3244 | 11.2512 | 10 | 9.1955 | 0 | 9.1955 | 0 | 0 | 0 | 0 | 0 | 0 | 0 | 0 | 0 | 0 | 68.3244 | 0 | 2.6631 | 36.6756 | 0 | 0 | 0
408 | 83.255 | 0 | 83.255 | 51.5485 | 2 | 10.4647 | 10 | 9.2417 | 0 | 9.2417 | 0 | 0 | 0 | 0 | 0 | 0 | 0 | 0 | 0 | 0 | 63.5485 | 0 | 2.4977 | 41.4515 | 0 | 0 | 0
409 | 84.2992 | 0 | 84.2992 | 51.1683 | 2 | 10.4021 | 10 | 10.7288 | 0 | 10.7288 | 0 | 0 | 0 | 0 | 0 | 0 | 0 | 0 | 0 | 0 | 63.1683 | 0 | 2.529 | 41.8317 | 0 | 0 | 0
410 | 84.8425 | 0 | 84.8425 | 53.1694 | 2 | 10.7317 | 10 | 8.9414 | 0 | 8.9414 | 0 | 0 | 0 | 0 | 0 | 0 | 0 | 0 | 0 | 0 | 65.1694 | 0 | 2.5453 | 39.8306 | 0 | 0 | 0
411 | 85.5861 | 0 | 85.5861 | 53.8779 | 2 | 10.8483 | 10 | 8.8598 | 0 | 8.8598 | 0 | 0 | 0 | 0 | 0 | 0 | 0 | 0 | 0 | 0 | 65.8779 | 0 | 2.5676 | 39.1221 | 0 | 0 | 0
412 | 86.0361 | 0 | 86.0361 | 53.2084 | 2 | 10.7381 | 10 | 10.0896 | 0 | 10.0896 | 0 | 0 | 0 | 0 | 0 | 0 | 0 | 0 | 0 | 0 | 65.2084 | 0 | 2.5811 | 39.7916 | 0 | 0 | 0
413 | 84.9265 | 0 | 84.9265 | 52.7294 | 2 | 10.6592 | 10 | 9.5379 | 0 | 9.5379 | 0 | 0 | 0 | 0 | 0 | 0 | 0 | 0 | 0 | 0 | 64.7294 | 0 | 2.5478 | 40.2706 | 0 | 0 | 0
414 | 82.8868 | 0 | 82.8868 | 52.1277 | 2 | 10.5601 | 10 | 8.1989 | 0 | 8.1989 | 0 | 0 | 0 | 0 | 0 | 0 | 0 | 0 | 0 | 0 | 64.1277 | 0 | 2.4866 | 40.8723 | 0 | 0 | 0
415 | 85.587 | 0 | 85.587 | 45.6354 | 2 | 9.491 | 10 | 8.1935 | 10.2671 | 8.1935 | 10.2671 | 0 | 0 | 0 | 0 | 0 | 0 | 0 | 0 | 0 | 57.6354 | 0 | 2.5676 | 47.3646 | 0 | 0 | 0
416 | 82.1583 | 0 | 82.1583 | 42.9 | 2 | 6.2795 | 4 | 7.8 | 19.1788 | 7.8 | 19.1788 | 0 | 0 | 0 | 0 | 0 | 0 | 0 | 0 | 0 | 48.9 | 0 | 2.4647 | 57.6223 | 0 | 0 | 0
417 | 82.2374 | 0 | 82.2374 | 42.9 | 2 | 1.4211e-14 | 4 | 6.9763 | 26.9695 | 6.9763 | 26.9695 | 0 | 0 | 0.6085 | 0 | 0 | 0 | 0.6085 | 0 | 0.54765 | 48.9 | 0 | 2.4671 | 62.9279 | 0 | 0 | 0
418 | 84.0418 | 0 | 84.0418 | 42.9 | 2 | 0 | 4 | 7.9392 | 34.979 | 7.9392 | 34.979 | 0 | 0 | 7.7764 | 0 | 0 | 0 | 7.7764 | 0 | 7.5465 | 48.9 | 0 | 2.5213 | 61.9145 | 0 | 0 | 0
419 | 82.7267 | 0 | 82.7267 | 42.9 | 2 | 1.4211e-14 | 4 | 8.2767 | 36.4955 | 8.2767 | 36.4955 | 0 | 0 | 10.9455 | 0 | 0 | 0 | 10.9455 | 0 | 17.3974 | 48.9 | 0 | 2.4818 | 61.4664 | 0 | 0 | 0
420 | 81.7514 | 0 | 81.7514 | 42.9 | 2 | 0 | 4 | 7.7436 | 39.3647 | 7.7436 | 39.3647 | 0 | 0 | 12 | 0 | 2.257 | 0 | 14.257 | 0 | 30.2782 | 48.9 | 0 | 2.4525 | 60.9982 | 0 | 0 | 0
421 | 80.796 | 0 | 80.796 | 42.9 | 2 | 0 | 4 | 5.7085 | 35.6605 | 5.7085 | 35.6605 | 0 | 0 | 9.473 | 0 | 0 | 0 | 9.473 | 0 | 38.8038 | 48.9 | 0 | 2.4239 | 63.593 | 0 | 0 | 0
422 | 78.2875 | 0 | 78.2875 | 42.9 | 2 | 7.1054e-15 | 4 | 9.1601 | 35.464 | 9.1601 | 35.464 | 0 | 0 | 12 | 0 | 3.2366 | 0 | 15.2366 | 0 | 52.5878 | 48.9 | 0 | 2.3486 | 60.8597 | 0 | 0 | 0
423 | 81.6357 | 0 | 81.6357 | 42.9 | 2 | 7.1054e-15 | 4 | 8.4269 | 30.0082 | 8.4269 | 30.0082 | 0 | 0 | 0.52997 | 0 | 5.1694 | 0 | 5.6994 | 0 | 57.8307 | 48.9 | 0 | 2.4491 | 62.2081 | 0 | 1.4211e-14 | 0
424 | 82.1775 | 0 | 82.1775 | 42.9 | 2 | 5.4884 | 4 | 7.8036 | 19.9854 | 7.8036 | 19.9854 | 0 | 0 | 0 | 0 | 0 | 0 | 0 | 0 | 57.8307 | 48.9 | 0 | 2.4653 | 79.365 | 0 | 0 | 0
425 | 85.964 | 0 | 85.964 | 42.9 | 2 | 8.0252 | 4 | 9.7873 | 11.0141 | 9.7873 | 11.0141 | 0 | 0 | 0 | 8.2375 | 0 | 0 | 0 | 8.2375 | 48.678 | 48.9 | 0 | 2.5789 | 70.1142 | 0 | 0 | 0
426 | 91.4824 | 0 | 91.4824 | 42.9 | 2 | 11.5389 | 4.108 | 9.872 | 4.8401e-15 | 9.872 | 4.8401e-15 | 0 | 0 | 0 | 12 | 0 | 9.0635 | 0 | 21.0635 | 25.5139 | 49.008 | 0 | 2.7445 | 55.992 | 0 | 0 | 0
427 | 98.0159 | 0 | 98.0159 | 53.2388 | 2 | 12.7192 | 10 | 8.0579 | 0 | 8.0579 | 0 | 0 | 0 | 0 | 12 | 0 | 0 | 0 | 12 | 12.1806 | 65.2388 | 0 | 2.9405 | 39.7612 | 0 | 0 | 0
428 | 101.921 | 0 | 101.921 | 55 | 4.1935 | 13.1996 | 10 | 8.5655 | 0 | 8.5655 | 0 | 0 | 0 | 0 | 10.9625 | 0 | 0 | 0 | 10.9625 | 0 | 69.1935 | 0 | 3.0576 | 35.8065 | 0 | 0 | 0
429 | 97.2696 | 0 | 97.2696 | 55 | 10.3345 | 12.4056 | 10 | 9.5294 | 0 | 9.5294 | 0 | 0 | 0 | 0 | 0 | 0 | 0 | 0 | 0 | 0 | 75.3345 | 0 | 2.9181 | 29.6655 | 0 | 0 | 0
430 | 91.8283 | 0 | 91.8283 | 55 | 5.8036 | 11.6595 | 10 | 9.3653 | 0 | 9.3653 | 0 | 0 | 0 | 0 | 0 | 0 | 0 | 0 | 0 | 0 | 70.8036 | 0 | 2.7548 | 34.1964 | 0 | 0 | 0
431 | 91.4047 | 0 | 91.4047 | 55 | 3.5752 | 11.2925 | 10 | 11.537 | 0 | 11.537 | 0 | 0 | 0 | 0 | 0 | 0 | 0 | 0 | 0 | 0 | 68.5752 | 0 | 2.7421 | 36.4248 | 0 | 0 | 0
432 | 76.2078 | 0 | 76.2078 | 43.3976 | 2 | 9.1225 | 10 | 11.6878 | 0 | 11.6878 | 0 | 0 | 0 | 0 | 0 | 0 | 0 | 0 | 0 | 0 | 55.3976 | 0 | 2.2862 | 49.6024 | 0 | 0 | 0
433 | 79.6752 | 0 | 79.6752 | 46.6197 | 2 | 9.6531 | 10 | 11.4024 | 0 | 11.4024 | 0 | 0 | 0 | 0 | 0 | 0 | 0 | 0 | 0 | 0 | 58.6197 | 0 | 2.3903 | 46.3803 | 0 | 0 | 0
434 | 80.2235 | 0 | 80.2235 | 46.1241 | 2 | 9.5715 | 10 | 12.5279 | 0 | 12.5279 | 0 | 0 | 0 | 0 | 0 | 0 | 0 | 0 | 0 | 0 | 58.1241 | 0 | 2.4067 | 46.8759 | 0 | 0 | 0
435 | 82.1019 | 0 | 82.1019 | 49.3091 | 2 | 10.096 | 10 | 10.6968 | 0 | 10.6968 | 0 | 0 | 0 | 0 | 0 | 0 | 0 | 0 | 0 | 0 | 61.3091 | 0 | 2.4631 | 43.6909 | 0 | 0 | 0
436 | 82.6369 | 0 | 82.6369 | 49.8271 | 2 | 10.1813 | 10 | 10.6286 | 0 | 10.6286 | 0 | 0 | 0 | 0 | 0 | 0 | 0 | 0 | 0 | 0 | 61.8271 | 0 | 2.4791 | 43.1729 | 0 | 0 | 0
437 | 80.0621 | 0 | 80.0621 | 47.2333 | 2 | 9.7541 | 10 | 11.0746 | 0 | 11.0746 | 0 | 0 | 0 | 0 | 0 | 0 | 0 | 0 | 0 | 0 | 59.2333 | 0 | 2.4019 | 45.7667 | 0 | 0 | 0
438 | 79.5692 | 0 | 79.5692 | 45.4269 | 2 | 9.4567 | 10 | 12.6856 | 0 | 12.6856 | 0 | 0 | 0 | 0 | 0 | 0 | 0 | 0 | 0 | 0 | 57.4269 | 0 | 2.3871 | 47.5731 | 0 | 0 | 0
439 | 79.1696 | 0 | 79.1696 | 42.9 | 2 | 4.8755 | 4 | 10.8552 | 14.5388 | 10.8552 | 14.5388 | 0 | 0 | 0 | 0 | 0 | 0 | 0 | 0 | 0 | 48.9 | 0 | 2.3751 | 58.8278 | 0 | 0 | 0
440 | 80.7353 | 0 | 80.7353 | 42.9 | 2 | 7.1054e-15 | 4 | 8.4414 | 27.3192 | 8.4414 | 27.3192 | 0 | 0 | 3.9253 | 0 | 0 | 0 | 3.9253 | 0 | 3.5327 | 48.9 | 0 | 2.4221 | 62.459 | 0 | 0 | 0
441 | 82.5504 | 0 | 82.5504 | 42.9 | 2 | 7.1054e-15 | 4 | 7.5831 | 37.04 | 7.5831 | 37.04 | 0 | 0 | 10.9727 | 0 | 0 | 0 | 10.9727 | 0 | 13.4082 | 48.9 | 0 | 2.4765 | 61.4625 | 0 | 1.4211e-14 | 0
442 | 81.1038 | 0 | 81.1038 | 42.9 | 2 | 0 | 4 | 8.4811 | 44.6683 | 8.4811 | 44.6683 | 0 | 0 | 12 | 0 | 8.9456 | 0 | 20.9456 | 0 | 32.4556 | 48.9 | 0 | 2.4331 | 60.0525 | 0 | 0 | 0
443 | 79.1427 | 0 | 79.1427 | 42.9 | 2 | 7.1054e-15 | 4 | 6.9845 | 51.1456 | 6.9845 | 45.2582 | 0 | 5.8874 | 12 | 0 | 10 | 0 | 22 | 0 | 52.4751 | 48.9 | 0 | 2.3743 | 59.071 | 0 | 0 | 0
444 | 79.524 | 0 | 79.524 | 42.9 | 2 | 2.1316e-14 | 4 | 8.6696 | 53.8517 | 8.6696 | 36.7019 | 0 | 17.1498 | 12 | 0 | 2.7475 | 0 | 14.7475 | 0 | 65.8082 | 48.9 | 0 | 2.3857 | 58.504 | 0 | 3.5527e-15 | 0
445 | 75.9509 | 0 | 75.9509 | 42.9 | 2 | 0 | 4 | 9.0963 | 54.7909 | 9.0963 | 20.3899 | 0 | 34.401 | 2.4353 | 0 | 0 | 0 | 2.4353 | 0 | 68 | 48.9 | 0 | 2.2785 | 67.8057 | 0 | 1.7764e-15 | 0
446 | 76.3785 | 0 | 76.3785 | 42.9 | 2 | 0 | 4 | 9.4125 | 43.3533 | 9.4125 | 18.066 | 0 | 25.2873 | 0 | 0 | 0 | 0 | 0 | 0 | 68 | 48.9 | 0 | 2.2914 | 81.4386 | 0 | 0 | 0
447 | 75.8736 | 0 | 75.8736 | 42.9 | 2 | 0 | 4 | 8.8018 | 37.9474 | 8.8018 | 18.1718 | 0 | 19.7756 | 0 | 0 | 0 | 0 | 0 | 0 | 68 | 48.9 | 0 | 2.2762 | 82.2179 | 0 | 0 | 0
448 | 79.3262 | 0 | 79.3262 | 42.9 | 2 | 0 | 4 | 11.174 | 29.3258 | 11.174 | 19.2522 | 0 | 10.0736 | 0 | 0 | 0 | 0 | 0 | 0 | 68 | 48.9 | 0 | 2.3798 | 83.5897 | 0 | 0 | 0
449 | 82.6115 | 0 | 82.6115 | 42.9 | 2 | 5.3637 | 4 | 9.9178 | 13.912 | 9.9178 | 13.912 | 0 | 0 | 0 | 4.518 | 0 | 0 | 0 | 4.518 | 62.98 | 48.9 | 0 | 2.4783 | 76.5295 | 0 | 0 | 0
450 | 88.9498 | 0 | 88.9498 | 42.9 | 2 | 6.293 | 4 | 11.7568 | 6.5262e-15 | 11.7568 | 6.5262e-15 | 0 | 0 | 0 | 12 | 0 | 10 | 0 | 22 | 38.8002 | 48.9 | 0 | 2.6685 | 60.7214 | 0 | 0 | 0
451 | 92.3332 | 0 | 92.3332 | 42.9 | 2 | 10.667 | 4 | 12.3272 | 0 | 12.3272 | 0 | 0 | 0 | 0 | 12 | 0 | 8.4391 | 0 | 20.4391 | 16.3134 | 48.9 | 0 | 2.77 | 56.7451 | 0 | 0 | 0
452 | 98.4203 | 0 | 98.4203 | 50.5261 | 2 | 12.2725 | 10 | 11.6218 | 0 | 11.6218 | 0 | 0 | 0 | 0 | 12 | 0 | 0 | 0 | 12 | 2.98 | 62.5261 | 0 | 2.9526 | 42.4739 | 0 | 0 | 0
453 | 95.8686 | 0 | 95.8686 | 55 | 3.3655 | 11.6996 | 10 | 13.1214 | 0 | 13.1214 | 0 | 0 | 0 | 0 | 2.682 | 0 | 0 | 0 | 2.682 | 0 | 68.3655 | 0 | 2.8761 | 36.6345 | 0 | 0 | 0
454 | 88.5604 | 0 | 88.5604 | 53.7498 | 2 | 10.8272 | 10 | 11.9834 | 0 | 11.9834 | 0 | 0 | 0 | 0 | 0 | 0 | 0 | 0 | 0 | 0 | 65.7498 | 0 | 2.6568 | 39.2502 | 0 | 0 | 0
455 | 84.5782 | 0 | 84.5782 | 50.0044 | 2 | 10.2105 | 10 | 12.3634 | 0 | 12.3634 | 0 | 0 | 0 | 0 | 0 | 0 | 0 | 0 | 0 | 0 | 62.0044 | 0 | 2.5373 | 42.9956 | 0 | 0 | 0
456 | 76.6824 | 0 | 76.6824 | 42.9 | 2 | 8.9276 | 9.314 | 13.5408 | 0 | 13.5408 | 0 | 0 | 0 | 0 | 0 | 0 | 0 | 0 | 0 | 0 | 54.214 | 0 | 2.3005 | 50.786 | 0 | 0 | 0
457 | 75.6178 | 0 | 75.6178 | 42.9 | 2 | 8.6612 | 7.6963 | 14.3603 | 0 | 14.3603 | 0 | 0 | 0 | 0 | 0 | 0 | 0 | 0 | 0 | 0 | 52.5963 | 0 | 2.2685 | 52.4037 | 0 | 0 | 0
458 | 78.2331 | 0 | 78.2331 | 44.4209 | 2 | 9.291 | 10 | 12.5212 | 0 | 12.5212 | 0 | 0 | 0 | 0 | 0 | 0 | 0 | 0 | 0 | 0 | 56.4209 | 0 | 2.347 | 48.5791 | 0 | 0 | 0
459 | 79.4776 | 0 | 79.4776 | 44.3166 | 2 | 9.2738 | 10 | 13.8872 | 0 | 13.8872 | 0 | 0 | 0 | 0 | 0 | 0 | 0 | 0 | 0 | 0 | 56.3166 | 0 | 2.3843 | 48.6834 | 0 | 0 | 0
460 | 77.9357 | 0 | 77.9357 | 43.3498 | 2 | 9.1146 | 10 | 13.4713 | 0 | 13.4713 | 0 | 0 | 0 | 0 | 0 | 0 | 0 | 0 | 0 | 0 | 55.3498 | 0 | 2.3381 | 49.6502 | 0 | 0 | 0
461 | 78.7355 | 0 | 78.7355 | 45.0824 | 2 | 9.3999 | 10 | 12.2532 | 0 | 12.2532 | 0 | 0 | 0 | 0 | 0 | 0 | 0 | 0 | 0 | 0 | 57.0824 | 0 | 2.3621 | 47.9176 | 0 | 0 | 0
462 | 80.0656 | 0 | 80.0656 | 46.9729 | 2 | 9.7113 | 10 | 11.3814 | 0 | 11.3814 | 0 | 0 | 0 | 0 | 0 | 0 | 0 | 0 | 0 | 0 | 58.9729 | 0 | 2.402 | 46.0271 | 0 | 0 | 0
463 | 78.5042 | 0 | 78.5042 | 42.9 | 2 | 5.0267 | 4 | 12.2995 | 12.278 | 12.2995 | 12.278 | 0 | 0 | 0 | 0 | 0 | 0 | 0 | 0 | 0 | 48.9 | 0 | 2.3551 | 58.698 | 0 | 0 | 0
464 | 77.68 | 0 | 77.68 | 42.9 | 2 | 0 | 4 | 10.7176 | 26.4713 | 10.7176 | 26.4713 | 0 | 0 | 8.4089 | 0 | 0 | 0 | 8.4089 | 0 | 7.568 | 48.9 | 0 | 2.3304 | 61.825 | 0 | 0 | 0
465 | 78.4389 | 0 | 78.4389 | 42.9 | 2 | 7.1054e-15 | 4 | 11.3028 | 32.5961 | 11.3028 | 32.5961 | 0 | 0 | 12 | 0 | 2.36 | 0 | 14.36 | 0 | 20.5439 | 48.9 | 0 | 2.3532 | 60.9836 | 0 | 0 | 0
466 | 77.7084 | 0 | 77.7084 | 42.9 | 2 | 0 | 4 | 9.3754 | 41.6926 | 9.3754 | 41.433 | 0 | 0.25959 | 12 | 0 | 10 | 0 | 22 | 0 | 40.5634 | 48.9 | 0 | 2.3313 | 59.8667 | 0 | 0 | 0
467 | 75.4808 | 0 | 75.4808 | 42.9 | 2 | 0 | 4 | 11.1672 | 43.7142 | 11.1672 | 36.7466 | 0 | 6.9676 | 12 | 0 | 9.333 | 0 | 21.333 | 0 | 59.968 | 48.9 | 0 | 2.2644 | 59.0126 | 0 | 3.5527e-15 | 0
468 | 77.1617 | 0 | 77.1617 | 42.9 | 2 | 0 | 4 | 9.4015 | 49.0349 | 9.4015 | 27.7846 | 0 | 21.2503 | 8.9244 | 0 | 0 | 0 | 8.9244 | 0 | 68 | 48.9 | 0 | 2.3149 | 68.7476 | 0 | 0 | -5.3291e-15
469 | 77.2139 | 0 | 77.2139 | 42.9 | 2 | 1.4211e-14 | 4 | 10.0649 | 45.6664 | 10.0649 | 18.249 | 0 | 27.4174 | 0 | 0 | 0 | 0 | 0 | 0 | 68 | 48.9 | 0 | 2.3164 | 81.1374 | 0 | 0 | 0
470 | 74.0743 | 0 | 74.0743 | 42.9 | 2 | 7.1054e-15 | 4 | 10.804 | 43.5322 | 10.804 | 14.3702 | 0 | 29.162 | 0 | 0 | 0 | 0 | 0 | 0 | 68 | 48.9 | 0 | 2.2222 | 80.8908 | 0 | 0 | 0
471 | 74.1598 | 0 | 74.1598 | 42.9 | 2 | 7.1054e-15 | 4 | 9.5767 | 34.5147 | 9.5767 | 15.6832 | 0 | 18.8315 | 0 | 0 | 0 | 0 | 0 | 0 | 68 | 48.9 | 0 | 2.2248 | 82.3514 | 0 | 1.4211e-14 | 0
472 | 80.139 | 0 | 80.139 | 42.9 | 2 | 7.1054e-15 | 4 | 10.4418 | 23.2321 | 10.4418 | 20.7972 | 0 | 2.4349 | 0 | 0 | 0 | 0 | 0 | 0 | 68 | 48.9 | 0 | 2.4042 | 84.6697 | 0 | 0 | 0
473 | 81.3777 | 0 | 81.3777 | 42.9 | 2 | 2.9296 | 4 | 11.809 | 12.4194 | 11.809 | 12.4194 | 0 | 0 | 0 | 5.3196 | 0 | 0 | 0 | 5.3196 | 62.0893 | 48.9 | 0 | 2.4413 | 77.9311 | 0 | 0 | 0
474 | 86.9954 | 0 | 86.9954 | 42.9 | 2 | 3.9631 | 4 | 12.1323 | 5.7386e-15 | 12.1323 | 5.7386e-15 | 0 | 0 | 0 | 12 | 0 | 10 | 0 | 22 | 37.9094 | 48.9 | 0 | 2.6099 | 62.7218 | 0 | 0 | 0
475 | 93.4627 | 0 | 93.4627 | 42.9 | 2 | 11.6384 | 5.3363 | 11.1489 | 0 | 11.1489 | 0 | 0 | 0 | 0 | 12 | 0 | 8.4391 | 0 | 20.4391 | 15.4226 | 50.2363 | 0 | 2.8039 | 54.7637 | 0 | 0 | 0
476 | 97.4954 | 0 | 97.4954 | 47.4316 | 2 | 11.7629 | 10 | 14.3009 | 0 | 14.3009 | 0 | 0 | 0 | 0 | 12 | 0 | 0 | 0 | 12 | 2.0893 | 59.4316 | 0 | 2.9249 | 45.5684 | 0 | 0 | 0
477 | 92.1165 | 0 | 92.1165 | 53.419 | 2 | 11.0824 | 10 | 13.7348 | 0 | 13.7348 | 0 | 0 | 0 | 0 | 1.8804 | 0 | 0 | 0 | 1.8804 | 0 | 65.419 | 0 | 2.7635 | 39.581 | 0 | 1.4211e-14 | 0
478 | 90.3258 | 0 | 90.3258 | 53.7874 | 2 | 10.8334 | 10 | 13.705 | 0 | 13.705 | 0 | 0 | 0 | 0 | 0 | 0 | 0 | 0 | 0 | 0 | 65.7874 | 0 | 2.7098 | 39.2126 | 0 | 0 | 0
479 | 86.6462 | 0 | 86.6462 | 51.2469 | 2 | 10.4151 | 10 | 12.9842 | 0 | 12.9842 | 0 | 0 | 0 | 0 | 0 | 0 | 0 | 0 | 0 | 0 | 63.2469 | 0 | 2.5994 | 41.7531 | 0 | 0 | 0
480 | 78.7823 | 0 | 78.7823 | 42.9 | 2 | 8.6666 | 7.7293 | 17.4864 | 0 | 17.4864 | 0 | 0 | 0 | 0 | 0 | 0 | 0 | 0 | 0 | 0 | 52.6293 | 0 | 2.3635 | 52.3707 | 0 | 0 | 0
481 | 76.7602 | 0 | 76.7602 | 42.9 | 2 | 8.7371 | 8.1569 | 14.9662 | 0 | 14.9662 | 0 | 0 | 0 | 0 | 0 | 0 | 0 | 0 | 0 | 0 | 53.0569 | 0 | 2.3028 | 51.9431 | 0 | 0 | 0
482 | 78.5389 | 0 | 78.5389 | 42.9 | 2 | 8.8935 | 9.107 | 15.6384 | 0 | 15.6384 | 0 | 0 | 0 | 0 | 0 | 0 | 0 | 0 | 0 | 0 | 54.007 | 0 | 2.3562 | 50.993 | 0 | 0 | 0
483 | 77.5263 | 0 | 77.5263 | 42.9 | 2 | 8.9225 | 9.2827 | 14.4211 | 0 | 14.4211 | 0 | 0 | 0 | 0 | 0 | 0 | 0 | 0 | 0 | 0 | 54.1827 | 0 | 2.3258 | 50.8173 | 0 | 0 | 0
484 | 78.7374 | 0 | 78.7374 | 43.0028 | 2 | 9.0575 | 10 | 14.6771 | 0 | 14.6771 | 0 | 0 | 0 | 0 | 0 | 0 | 0 | 0 | 0 | 0 | 55.0028 | 0 | 2.3621 | 49.9972 | 0 | 0 | 0
485 | 81.1714 | 0 | 81.1714 | 43.485 | 2 | 9.1369 | 10 | 16.5495 | 0 | 16.5495 | 0 | 0 | 0 | 0 | 0 | 0 | 0 | 0 | 0 | 0 | 55.485 | 0 | 2.4351 | 49.515 | 0 | 0 | 0
486 | 77.8172 | 0 | 77.8172 | 42.9 | 2 | 8.7721 | 8.3699 | 15.7751 | 0 | 15.7751 | 0 | 0 | 0 | 0 | 0 | 0 | 0 | 0 | 0 | 0 | 53.2699 | 0 | 2.3345 | 51.7301 | 0 | 0 | 0
487 | 80.6419 | 0 | 80.6419 | 42.9 | 2 | 1.0321 | 4 | 17.8149 | 12.8949 | 17.8149 | 12.8949 | 0 | 0 | 0 | 0 | 0 | 0 | 0 | 0 | 0 | 48.9 | 0 | 2.4193 | 62.1278 | 0 | 1.4211e-14 | 0
488 | 78.105 | 0 | 78.105 | 42.9 | 2 | 0 | 4 | 13.9325 | 24.5755 | 13.9325 | 24.5755 | 0 | 0 | 9.3029 | 0 | 0 | 0 | 9.3029 | 0 | 8.3726 | 48.9 | 0 | 2.3432 | 61.6986 | 0 | 0 | 0
489 | 80.246 | 0 | 80.246 | 42.9 | 2 | 0 | 4 | 14.0882 | 36.5081 | 14.0882 | 36.5081 | 0 | 0 | 12 | 0 | 7.2503 | 0 | 19.2503 | 0 | 25.8571 | 48.9 | 0 | 2.4074 | 60.2922 | 0 | 0 | 0
490 | 79.7711 | 0 | 79.7711 | 42.9 | 2 | 0 | 4 | 12.9585 | 40.6418 | 12.9585 | 39.9126 | 0 | 0.72923 | 12 | 0 | 10 | 0 | 22 | 0 | 45.8766 | 48.9 | 0 | 2.3931 | 59.8003 | 0 | 0 | -1.4211e-14
491 | 78.5882 | 0 | 78.5882 | 42.9 | 2 | 7.1054e-15 | 4 | 13.977 | 43.8098 | 13.977 | 32.154 | 0 | 11.6558 | 12 | 0 | 4.4428 | 0 | 16.4428 | 0 | 60.7726 | 48.9 | 0 | 2.3576 | 59.0411 | 0 | 0 | -1.0658e-14
492 | 76.8764 | 0 | 76.8764 | 42.9 | 2 | 0 | 4 | 11.6575 | 47.1704 | 11.6575 | 24.3493 | 0 | 22.8211 | 8.0304 | 0 | 0 | 0 | 8.0304 | 0 | 68 | 48.9 | 0 | 2.3063 | 68.6519 | 0 | 8.8818e-15 | 0
493 | 73.9259 | 0 | 73.9259 | 42.9 | 2 | 0 | 4 | 14.4759 | 47.6092 | 14.4759 | 10.55 | 0 | 37.0591 | 0 | 7.1054e-15 | 0 | 0 | 0 | 7.1054e-15 | 68 | 48.9 | 0 | 2.2178 | 79.7742 | 0 | 0 | -1.4211e-14
494 | 73.7085 | 0 | 73.7085 | 42.9 | 2 | 0 | 4 | 13.7203 | 44.3378 | 13.7203 | 11.0881 | 0 | 33.2497 | 7.8949e-15 | 0 | 0 | 0 | 7.8949e-15 | 0 | 68 | 48.9 | 0 | 2.2113 | 80.3128 | 0 | 6.3159e-15 | 0
495 | 74.5546 | 0 | 74.5546 | 42.9 | 2 | 0 | 4 | 12.6075 | 33.387 | 12.6075 | 13.0471 | 0 | 20.3399 | 0 | 7.1054e-15 | 0 | 0 | 0 | 7.1054e-15 | 68 | 48.9 | 0 | 2.2366 | 82.1381 | 0 | 0 | 0
496 | 76.6381 | 0 | 76.6381 | 42.9 | 2 | 0 | 4 | 13.1708 | 25.8129 | 13.1708 | 14.5673 | 0 | 11.2456 | 7.8949e-15 | 7.1054e-15 | 0 | 0 | 7.8949e-15 | 7.1054e-15 | 68 | 48.9 | 0 | 2.2991 | 83.424 | 0 | 6.3159e-15 | 0
497 | 82.6629 | 0 | 82.6629 | 42.9 | 2 | 0 | 4 | 14.283 | 11.7919 | 14.283 | 11.7919 | 0 | 0 | 0 | 7.688 | 0 | 0 | 0 | 7.688 | 59.4578 | 48.9 | 0 | 2.4799 | 78.413 | 0 | 0 | -1.4211e-14
498 | 88.3299 | 0 | 88.3299 | 42.9 | 2 | 2.7312 | 4 | 14.6986 | 5.486e-15 | 14.6986 | 5.486e-15 | 0 | 0 | 0 | 12 | 0 | 10 | 0 | 22 | 35.2779 | 48.9 | 0 | 2.6499 | 63.7795 | 0 | 0 | 0
499 | 90.9309 | 0 | 90.9309 | 42.9 | 2 | 6.9962 | 4 | 14.5957 | 0 | 14.5957 | 0 | 0 | 0 | 0 | 12 | 0 | 8.4391 | 0 | 20.4391 | 12.7911 | 48.9 | 0 | 2.7279 | 59.8969 | 0 | 0 | 0
500 | 97.0568 | 0 | 97.0568 | 46.11 | 2 | 11.4649 | 10 | 15.9699 | 0 | 15.9699 | 0 | 0 | 0 | 0 | 11.512 | 0 | 0 | 0 | 11.512 | 0 | 58.11 | 0 | 2.9117 | 46.89 | 0 | 0 | 0
501 | 94.008 | 0 | 94.008 | 53.2306 | 2 | 10.7417 | 10 | 18.0357 | 0 | 18.0357 | 0 | 0 | 0 | 0 | 0 | 0 | 0 | 0 | 0 | 0 | 65.2306 | 0 | 2.8202 | 39.7694 | 0 | 1.4211e-14 | 0
502 | 87.0886 | 0 | 87.0886 | 47.7881 | 2 | 9.8455 | 10 | 17.4551 | 0 | 17.4551 | 0 | 0 | 0 | 0 | 0 | 0 | 0 | 0 | 0 | 0 | 59.7881 | 0 | 2.6127 | 45.2119 | 0 | 0 | 0
503 | 85.449 | 0 | 85.449 | 46.0979 | 2 | 9.5672 | 10 | 17.7839 | 0 | 17.7839 | 0 | 0 | 0 | 0 | 0 | 0 | 0 | 0 | 0 | 0 | 58.0979 | 0 | 2.5635 | 46.9021 | 0 | 0 | 0
504 | 75.6356 | 0 | 75.6356 | 42.9 | 2 | 6.5045 | 4 | 20.2311 | 0 | 20.2311 | 0 | 0 | 0 | 0 | 0 | 0 | 0 | 0 | 0 | 0 | 48.9 | 0 | 2.2691 | 57.4292 | 0 | 0 | 0
505 | 80.0684 | 0 | 80.0684 | 42.9 | 2 | 8.2559 | 5.2349 | 21.6776 | 0 | 21.6776 | 0 | 0 | 0 | 0 | 0 | 0 | 0 | 0 | 0 | 0 | 50.1349 | 0 | 2.4021 | 54.8651 | 0 | 0 | 0
506 | 80.0804 | 0 | 80.0804 | 42.9 | 2 | 8.2446 | 5.1664 | 21.7694 | 0 | 21.7694 | 0 | 0 | 0 | 0 | 0 | 0 | 0 | 0 | 0 | 0 | 50.0664 | 0 | 2.4024 | 54.9336 | 0 | 0 | 0
507 | 78.3119 | 0 | 78.3119 | 42.9 | 2 | 8.2222 | 5.0301 | 20.1596 | 0 | 20.1596 | 0 | 0 | 0 | 0 | 0 | 0 | 0 | 0 | 0 | 0 | 49.9301 | 0 | 2.3494 | 55.0699 | 0 | 0 | 0
508 | 80.2575 | 0 | 80.2575 | 42.9 | 2 | 8.3493 | 5.8021 | 21.2061 | 0 | 21.2061 | 0 | 0 | 0 | 0 | 0 | 0 | 0 | 0 | 0 | 0 | 50.7021 | 0 | 2.4077 | 54.2979 | 0 | 0 | 0
509 | 78.5118 | 0 | 78.5118 | 42.9 | 2 | 8.2653 | 5.2918 | 20.0547 | 0 | 20.0547 | 0 | 0 | 0 | 0 | 0 | 0 | 0 | 0 | 0 | 0 | 50.1918 | 0 | 2.3554 | 54.8082 | 0 | 0 | 0
510 | 81.6204 | 0 | 81.6204 | 42.9 | 2 | 8.7449 | 8.2046 | 19.7709 | 0 | 19.7709 | 0 | 0 | 0 | 0 | 0 | 0 | 0 | 0 | 0 | 0 | 53.1046 | 0 | 2.4486 | 51.8954 | 0 | 0 | 0
511 | 79.9163 | 0 | 79.9163 | 42.9 | 2 | 0 | 4 | 18.7291 | 14.1403 | 18.7291 | 14.1403 | 0 | 0 | 1.853 | 0 | 0 | 0 | 1.853 | 0 | 1.6677 | 48.9 | 0 | 2.3975 | 62.752 | 0 | 0 | 0
512 | 78.5325 | 0 | 78.5325 | 42.9 | 2 | 7.1054e-15 | 4 | 19.138 | 26.2987 | 19.138 | 26.2987 | 0 | 0 | 12 | 0 | 3.8042 | 0 | 15.8042 | 0 | 15.975 | 48.9 | 0 | 2.356 | 60.7794 | 0 | 0 | 0
513 | 77.1341 | 0 | 77.1341 | 42.9 | 2 | 7.1054e-15 | 4 | 18.1577 | 38.2897 | 18.1577 | 32.0764 | 0 | 6.2134 | 12 | 0 | 10 | 0 | 22 | 0 | 35.9946 | 48.9 | 0 | 2.314 | 59.0249 | 0 | 1.4211e-14 | 0
514 | 76.726 | 0 | 76.726 | 42.9 | 2 | 0 | 4 | 18.7084 | 45.0808 | 18.7084 | 29.0064 | 0 | 16.0744 | 12 | 0 | 7.8889 | 0 | 19.8889 | 0 | 54.0677 | 48.9 | 0 | 2.3018 | 57.9291 | 0 | 3.5527e-15 | 0
515 | 77.8292 | 0 | 77.8292 | 42.9 | 2 | 0 | 4 | 17.4888 | 48.4166 | 17.4888 | 23.4404 | 0 | 24.9762 | 12 | 0 | 0 | 0 | 12 | 0 | 64.8677 | 48.9 | 0 | 2.3349 | 67.7859 | 0 | 0 | 0
516 | 76.5422 | 0 | 76.5422 | 42.9 | 2 | 1.4211e-14 | 4 | 17.8037 | 48.9013 | 17.8037 | 13.3188 | 0 | 35.5825 | 3.4803 | 0 | 0 | 0 | 3.4803 | 0 | 68 | 48.9 | 0 | 2.2963 | 67.4909 | 0 | 4.885e-15 | 0
517 | 75.1523 | 0 | 75.1523 | 42.9 | 2 | 0 | 4 | 18.926 | 46.3255 | 18.926 | 7.3263 | 0 | 38.9992 | 0 | 0 | 0 | 0 | 0 | 0 | 68 | 48.9 | 0 | 2.2546 | 79.4999 | 0 | 0 | 0
518 | 77.2735 | 0 | 77.2735 | 42.9 | 2 | 0 | 4 | 17.861 | 42.7408 | 17.861 | 10.5126 | 0 | 32.2282 | 0 | 7.1054e-15 | 0 | 0 | 0 | 7.1054e-15 | 68 | 48.9 | 0 | 2.3182 | 80.4572 | 0 | 0 | 0
519 | 72.9634 | 0 | 72.9634 | 42.9 | 2 | 0 | 4 | 16.6768 | 34.9423 | 16.6768 | 7.3866 | 0 | 27.5556 | 7.8949e-15 | 0 | 0 | 0 | 7.8949e-15 | 0 | 68 | 48.9 | 0 | 2.1889 | 81.1179 | 0 | 6.3159e-15 | 0
520 | 78.4196 | 0 | 78.4196 | 42.9 | 2 | 0 | 4 | 19.828 | 26.166 | 19.828 | 9.6915 | 0 | 16.4745 | 0 | 1.4211e-14 | 0 | 0 | 0 | 1.4211e-14 | 68 | 48.9 | 0 | 2.3526 | 82.6846 | 0 | 1.4211e-14 | 0
521 | 84.2192 | 0 | 84.2192 | 42.9 | 2 | 0 | 4 | 17.3715 | 13.2226 | 17.3715 | 13.2226 | 0 | 0 | 0 | 4.7251 | 0 | 0 | 0 | 4.7251 | 62.7499 | 48.9 | 0 | 2.5266 | 80.957 | 0 | 0 | 0
522 | 87.3834 | 0 | 87.3834 | 42.9 | 2 | 0 | 4 | 19.429 | 6.5695e-15 | 19.429 | 6.5695e-15 | 0 | 0 | 0 | 12 | 0 | 7.0544 | 0 | 19.0544 | 41.765 | 48.9 | 0 | 2.6215 | 68.6537 | 0 | 1.4211e-14 | 0
523 | 91.9118 | 0 | 91.9118 | 42.9 | 2 | 1.7907 | 4 | 19.221 | 0 | 19.221 | 0 | 0 | 0 | 0 | 12 | 0 | 10 | 0 | 22 | 17.5852 | 48.9 | 0 | 2.7574 | 64.587 | 0 | 0 | 0
524 | 98.2394 | 0 | 98.2394 | 42.9 | 2 | 10.8749 | 7.7543 | 21.3255 | 0 | 21.3255 | 0 | 0 | 0 | 0 | 12 | 0 | 1.3847 | 0 | 13.3847 | 2.7499 | 52.6543 | 0 | 2.9472 | 52.3457 | 0 | 0 | 0
525 | 93.3066 | 0 | 93.3066 | 47.6152 | 2 | 10.2246 | 10 | 20.9918 | 0 | 20.9918 | 0 | 0 | 0 | 0 | 2.4749 | 0 | 0 | 0 | 2.4749 | 0 | 59.6152 | 0 | 2.7992 | 45.3848 | 0 | 0 | 0
526 | 88.1138 | 0 | 88.1138 | 44.0862 | 2 | 9.2359 | 10 | 22.7917 | 0 | 22.7917 | 0 | 0 | 0 | 0 | 0 | 0 | 0 | 0 | 0 | 0 | 56.0862 | 0 | 2.6434 | 48.9138 | 0 | 0 | -1.4211e-14
527 | 85.6844 | 0 | 85.6844 | 43.6163 | 2 | 9.1585 | 10 | 20.9096 | 0 | 20.9096 | 0 | 0 | 0 | 0 | 0 | 0 | 0 | 0 | 0 | 0 | 55.6163 | 0 | 2.5705 | 49.3837 | 0 | 0 | 0
528 | 78.5473 | 0 | 78.5473 | 42.9 | 2 | 8.0235 | 4 | 21.6238 | 0 | 21.6238 | 0 | 0 | 0 | 0 | 0 | 0 | 0 | 0 | 0 | 0 | 48.9 | 0 | 2.3564 | 56.1249 | 0 | 0 | 0
529 | 78.5121 | 0 | 78.5121 | 42.9 | 2 | 8.1641 | 4.6773 | 20.7708 | 0 | 20.7708 | 0 | 0 | 0 | 0 | 0 | 0 | 0 | 0 | 0 | 0 | 49.5773 | 0 | 2.3554 | 55.4227 | 0 | 0 | 0
530 | 79.7718 | 0 | 79.7718 | 42.9 | 2 | 8.5736 | 7.1643 | 19.1339 | 0 | 19.1339 | 0 | 0 | 0 | 0 | 0 | 0 | 0 | 0 | 0 | 0 | 52.0643 | 0 | 2.3932 | 52.9357 | 0 | 0 | 0
531 | 79.1419 | 0 | 79.1419 | 42.9 | 2 | 8.355 | 5.8368 | 20.0501 | 0 | 20.0501 | 0 | 0 | 0 | 0 | 0 | 0 | 0 | 0 | 0 | 0 | 50.7368 | 0 | 2.3743 | 54.2632 | 0 | 0 | -1.4211e-14
532 | 78.0148 | 0 | 78.0148 | 42.9 | 2 | 8.5316 | 6.9094 | 17.6737 | 0 | 17.6737 | 0 | 0 | 0 | 0 | 0 | 0 | 0 | 0 | 0 | 0 | 51.8094 | 0 | 2.3404 | 53.1906 | 0 | 0 | 0
533 | 81.2951 | 0 | 81.2951 | 42.9 | 2 | 8.8547 | 8.8712 | 18.6692 | 0 | 18.6692 | 0 | 0 | 0 | 0 | 0 | 0 | 0 | 0 | 0 | 0 | 53.7712 | 0 | 2.4389 | 51.2288 | 0 | 0 | 0
534 | 81.3 | 0 | 81.3 | 43.6302 | 2 | 9.1608 | 10 | 16.5091 | 0 | 16.5091 | 0 | 0 | 0 | 0 | 0 | 0 | 0 | 0 | 0 | 0 | 55.6302 | 0 | 2.439 | 49.3698 | 0 | 0 | 0
535 | 78.9582 | 0 | 78.9582 | 42.9 | 2 | 1.4723 | 4 | 15.9347 | 12.6512 | 15.9347 | 12.6512 | 0 | 0 | 0 | 0 | 0 | 0 | 0 | 0 | 0 | 48.9 | 0 | 2.3687 | 61.7498 | 0 | 0 | 0
536 | 77.7119 | 0 | 77.7119 | 42.9 | 2 | 7.1054e-15 | 4 | 17.0939 | 29.1286 | 17.0939 | 29.1286 | 0 | 0 | 12 | 0 | 5.4106 | 0 | 17.4106 | 0 | 15.7883 | 48.9 | 0 | 2.3314 | 60.5523 | 0 | 0 | 0
537 | 78.7018 | 0 | 78.7018 | 42.9 | 2 | 0 | 4 | 17.403 | 37.2089 | 17.403 | 34.3987 | 0 | 2.8102 | 12 | 0 | 10 | 0 | 22 | 0 | 35.8079 | 48.9 | 0 | 2.3611 | 59.5061 | 0 | 0 | 0
538 | 76.8471 | 0 | 76.8471 | 42.9 | 2 | 7.1054e-15 | 4 | 16.6898 | 44.7554 | 16.6898 | 29.5398 | 0 | 15.2157 | 12 | 0 | 6.2824 | 0 | 18.2824 | 0 | 52.4 | 48.9 | 0 | 2.3054 | 58.2777 | 0 | 3.5527e-15 | 0
539 | 78.012 | 0 | 78.012 | 42.9 | 2 | 0 | 4 | 15.9524 | 52.0212 | 15.9524 | 25.1596 | 0 | 26.8616 | 12 | 0 | 0 | 0 | 12 | 0 | 63.2 | 48.9 | 0 | 2.3404 | 67.5193 | 0 | 0 | 0
540 | 78.7225 | 0 | 78.7225 | 42.9 | 2 | 0 | 4 | 15.6397 | 55 | 15.6397 | 19.5161 | 0 | 35.4839 | 5.3333 | 0 | 0 | 0 | 5.3333 | 0 | 68 | 48.9 | 0 | 2.3617 | 67.2428 | 0 | 0 | -1.7764e-15
541 | 77.202 | 0 | 77.202 | 42.9 | 2 | 0 | 4 | 15.8466 | 53.633 | 15.8466 | 12.4553 | 0 | 41.1776 | 0 | 7.1054e-15 | 0 | 0 | 0 | 7.1054e-15 | 68 | 48.9 | 0 | 2.3161 | 79.1919 | 0 | 0 | 0
542 | 75.7304 | 0 | 75.7304 | 42.9 | 2 | 0 | 4 | 16.1161 | 49.6826 | 16.1161 | 10.7142 | 0 | 38.9684 | 7.8949e-15 | 1.4211e-14 | 0 | 0 | 7.8949e-15 | 1.4211e-14 | 68 | 48.9 | 0 | 2.2719 | 79.5042 | 0 | 2.0527e-14 | 0
543 | 74.5855 | 0 | 74.5855 | 42.9 | 2 | 0 | 4 | 16.6515 | 32.6673 | 16.6515 | 9.034 | 0 | 23.6333 | 1.579e-14 | 0 | 0 | 0 | 1.579e-14 | 0 | 68 | 48.9 | 0 | 2.2376 | 81.6725 | 0 | 0 | -1.579e-15
544 | 80.6554 | 0 | 80.6554 | 42.9 | 2 | 0 | 4 | 17.6376 | 27.062 | 17.6376 | 14.1178 | 0 | 12.9442 | 0 | 0 | 0 | 0 | 0 | 0 | 68 | 48.9 | 0 | 2.4197 | 83.1838 | 0 | 0 | 0
545 | 81.2289 | 0 | 81.2289 | 42.9 | 2 | 7.1054e-15 | 4 | 19.0338 | 14.1931 | 19.0338 | 13.2951 | 0 | 0.89806 | 0 | 0 | 0 | 0 | 0 | 0 | 68 | 48.9 | 0 | 2.4369 | 84.887 | 0 | 0 | 0
546 | 88.4115 | 0 | 88.4115 | 42.9 | 2 | 0.40911 | 4 | 18.2399 | 6.2381e-15 | 18.2399 | 6.2381e-15 | 0 | 0 | 0 | 12 | 0 | 8.8625 | 0 | 20.8625 | 45.054 | 48.9 | 0 | 2.6523 | 66.75 | 0 | 0 | 0
547 | 90.2941 | 0 | 90.2941 | 42.9 | 2 | 1.7494 | 4 | 18.068 | 0 | 18.068 | 0 | 0 | 0 | 0 | 12 | 0 | 9.5766 | 0 | 21.5766 | 21.3333 | 48.9 | 0 | 2.7088 | 64.5626 | 0 | 0 | 0
548 | 98.9606 | 0 | 98.9606 | 44.0611 | 2 | 11.2078 | 10 | 19.6917 | 0 | 19.6917 | 0 | 0 | 0 | 0 | 12 | 0 | 0 | 0 | 12 | 8 | 56.0611 | 0 | 2.9688 | 48.9389 | 0 | 0 | 0
549 | 94.1544 | 0 | 94.1544 | 44.6574 | 2 | 10.5156 | 10 | 19.7814 | 0 | 19.7814 | 0 | 0 | 0 | 0 | 7.2 | 0 | 0 | 0 | 7.2 | 0 | 56.6574 | 0 | 2.8246 | 48.3426 | 0 | 0 | 0
550 | 90.3464 | 0 | 90.3464 | 48.1464 | 2 | 9.9045 | 10 | 20.2954 | 0 | 20.2954 | 0 | 0 | 0 | 0 | 0 | 0 | 0 | 0 | 0 | 0 | 60.1464 | 0 | 2.7104 | 44.8536 | 0 | 0 | 0
551 | 87.4027 | 0 | 87.4027 | 46.8157 | 2 | 9.6854 | 10 | 18.9016 | 0 | 18.9016 | 0 | 0 | 0 | 0 | 0 | 0 | 0 | 0 | 0 | 0 | 58.8157 | 0 | 2.6221 | 46.1843 | 0 | 0 | 0
552 | 76.6978 | 0 | 76.6978 | 42.9 | 2 | 7.4438 | 4 | 20.354 | 0 | 20.354 | 0 | 0 | 0 | 0 | 0 | 0 | 0 | 0 | 0 | 0 | 48.9 | 0 | 2.3009 | 56.6227 | 0 | 0 | 0
553 | 78.139 | 0 | 78.139 | 42.9 | 2 | 8.2608 | 5.2649 | 19.7134 | 0 | 19.7134 | 0 | 0 | 0 | 0 | 0 | 0 | 0 | 0 | 0 | 0 | 50.1649 | 0 | 2.3442 | 54.8351 | 0 | 0 | 0
554 | 77.8821 | 0 | 77.8821 | 42.9 | 2 | 8.2874 | 5.4263 | 19.2684 | 0 | 19.2684 | 0 | 0 | 0 | 0 | 0 | 0 | 0 | 0 | 0 | 0 | 50.3263 | 0 | 2.3365 | 54.6737 | 0 | 0 | 0
555 | 79.6205 | 0 | 79.6205 | 42.9 | 2 | 8.4363 | 6.3305 | 19.9538 | 0 | 19.9538 | 0 | 0 | 0 | 0 | 0 | 0 | 0 | 0 | 0 | 0 | 51.2305 | 0 | 2.3886 | 53.7695 | 0 | 0 | 0
556 | 79.8915 | 0 | 79.8915 | 42.9 | 2 | 8.7187 | 8.0454 | 18.2274 | 0 | 18.2274 | 0 | 0 | 0 | 0 | 0 | 0 | 0 | 0 | 0 | 0 | 52.9454 | 0 | 2.3967 | 52.0546 | 0 | 0 | 0
557 | 78.9335 | 0 | 78.9335 | 42.9 | 2 | 8.3858 | 6.0236 | 19.6242 | 0 | 19.6242 | 0 | 0 | 0 | 0 | 0 | 0 | 0 | 0 | 0 | 0 | 50.9236 | 0 | 2.368 | 54.0764 | 0 | 0 | 0
558 | 80.8402 | 0 | 80.8402 | 42.9 | 2 | 8.6498 | 7.6273 | 19.6631 | 0 | 19.6631 | 0 | 0 | 0 | 0 | 0 | 0 | 0 | 0 | 0 | 0 | 52.5273 | 0 | 2.4252 | 52.4727 | 0 | 0 | 0
559 | 79.7501 | 0 | 79.7501 | 42.9 | 2 | 1.8049 | 4 | 17.0073 | 12.0379 | 17.0073 | 12.0379 | 0 | 0 | 0 | 0 | 0 | 0 | 0 | 0 | 0 | 48.9 | 0 | 2.3925 | 61.4643 | 0 | 0 | 0
560 | 79.0084 | 0 | 79.0084 | 42.9 | 2 | 0 | 4 | 19.0292 | 22.1415 | 19.0292 | 22.1415 | 0 | 0 | 11.0623 | 0 | 0 | 0 | 11.0623 | 0 | 9.9561 | 48.9 | 0 | 2.3703 | 61.4499 | 0 | 0 | 0
561 | 80.0555 | 0 | 80.0555 | 42.9 | 2 | 7.1054e-15 | 4 | 17.5557 | 31.3424 | 17.5557 | 31.3424 | 0 | 0 | 12 | 0 | 5.7426 | 0 | 17.7426 | 0 | 26.0505 | 48.9 | 0 | 2.4017 | 60.5053 | 0 | 0 | 0
562 | 81.0643 | 0 | 81.0643 | 42.9 | 2 | 1.4211e-14 | 4 | 17.7478 | 37.1545 | 17.7478 | 36.4166 | 0 | 0.73797 | 12 | 0 | 10 | 0 | 22 | 0 | 46.0701 | 48.9 | 0 | 2.4319 | 59.7991 | 0 | 1.4211e-14 | 0
563 | 80.9173 | 0 | 80.9173 | 42.9 | 2 | 7.1054e-15 | 4 | 18.5311 | 47.0229 | 18.5311 | 31.4367 | 0 | 15.5862 | 12 | 0 | 5.9504 | 0 | 17.9504 | 0 | 62.3561 | 48.9 | 0 | 2.4275 | 58.2722 | 0 | 3.5527e-15 | 0
564 | 77.2135 | 0 | 77.2135 | 42.9 | 2 | 0 | 4 | 18.4831 | 43.9333 | 18.4831 | 16.1014 | 0 | 27.8319 | 6.271 | 0 | 0 | 0 | 6.271 | 0 | 68 | 48.9 | 0 | 2.3164 | 68.1922 | 0 | 1.1546e-14 | 0
565 | 76.8233 | 0 | 76.8233 | 42.9 | 2 | 0 | 4 | 18.2668 | 47.0733 | 18.2668 | 9.6566 | 0 | 37.4167 | 0 | 0 | 0 | 0 | 0 | 0 | 68 | 48.9 | 0 | 2.3047 | 79.7236 | 0 | 0 | 0
566 | 76.3839 | 0 | 76.3839 | 42.9 | 2 | 0 | 4 | 17.6852 | 39.481 | 17.6852 | 9.7988 | 0 | 29.6822 | 0 | 0 | 0 | 0 | 0 | 0 | 68 | 48.9 | 0 | 2.2915 | 80.8172 | 0 | 0 | 0
567 | 76.4931 | 0 | 76.4931 | 42.9 | 2 | 0 | 4 | 16.3944 | 31.9494 | 16.3944 | 11.1987 | 0 | 20.7507 | 0 | 0 | 0 | 0 | 0 | 0 | 68 | 48.9 | 0 | 2.2948 | 82.08 | 0 | 0 | 0
568 | 81.9529 | 0 | 81.9529 | 42.9 | 2 | 0 | 4 | 18.131 | 22.276 | 18.131 | 14.922 | 0 | 7.3541 | 0 | 0 | 0 | 0 | 0 | 0 | 68 | 48.9 | 0 | 2.4586 | 83.9742 | 0 | 0 | 0
569 | 86.2205 | 0 | 86.2205 | 42.9 | 2 | 0 | 4 | 17.6673 | 11.3454 | 17.6673 | 11.3454 | 0 | 0 | 0 | 8.3078 | 0 | 0 | 0 | 8.3078 | 58.7691 | 48.9 | 0 | 2.5866 | 77.8808 | 0 | 0 | 0
570 | 90.465 | 0 | 90.465 | 42.9 | 2 | 1.4236 | 4 | 18.1414 | 5.7664e-15 | 18.1414 | 5.7664e-15 | 0 | 0 | 0 | 12 | 0 | 10 | 0 | 22 | 34.5893 | 48.9 | 0 | 2.7139 | 64.9022 | 0 | 0 | 0
571 | 94.5669 | 0 | 94.5669 | 42.9 | 2 | 5.6868 | 4 | 19.541 | 0 | 19.541 | 0 | 0 | 0 | 0 | 12 | 0 | 8.4391 | 0 | 20.4391 | 12.1024 | 48.9 | 0 | 2.837 | 61.0211 | 0 | 0 | -1.4211e-14
572 | 97.2966 | 0 | 97.2966 | 44.9939 | 2 | 11.179 | 10 | 18.2315 | 0 | 18.2315 | 0 | 0 | 0 | 0 | 10.8922 | 0 | 0 | 0 | 10.8922 | 0 | 56.9939 | 0 | 2.9189 | 48.0061 | 0 | 0 | 0
573 | 93.7922 | 0 | 93.7922 | 51.952 | 2 | 10.5312 | 10 | 19.309 | 0 | 19.309 | 0 | 0 | 0 | 0 | 0 | 0 | 0 | 0 | 0 | 0 | 63.952 | 0 | 2.8138 | 41.048 | 0 | 0 | 0
574 | 91.5984 | 0 | 91.5984 | 50.0883 | 2 | 10.2243 | 10 | 19.2858 | 0 | 19.2858 | 0 | 0 | 0 | 0 | 0 | 0 | 0 | 0 | 0 | 0 | 62.0883 | 0 | 2.748 | 42.9117 | 0 | 0 | 0
575 | 88.3528 | 0 | 88.3528 | 48.0897 | 2 | 9.8952 | 10 | 18.3679 | 0 | 18.3679 | 0 | 0 | 0 | 0 | 0 | 0 | 0 | 0 | 0 | 0 | 60.0897 | 0 | 2.6506 | 44.9103 | 0 | 1.4211e-14 | 0
576 | 76.4728 | 0 | 76.4728 | 42.9 | 2 | 7.8112 | 4 | 19.7616 | 0 | 19.7616 | 0 | 0 | 0 | 0 | 0 | 0 | 0 | 0 | 0 | 0 | 48.9 | 0 | 2.2942 | 56.3072 | 0 | 0 | 0
577 | 77.6469 | 0 | 77.6469 | 42.9 | 2 | 7.7076 | 4 | 21.0393 | 0 | 21.0393 | 0 | 0 | 0 | 0 | 0 | 0 | 0 | 0 | 0 | 0 | 48.9 | 0 | 2.3294 | 56.3961 | 0 | 0 | 0
578 | 78.3256 | 0 | 78.3256 | 42.9 | 2 | 8.3083 | 5.5534 | 19.5639 | 0 | 19.5639 | 0 | 0 | 0 | 0 | 0 | 0 | 0 | 0 | 0 | 0 | 50.4534 | 0 | 2.3498 | 54.5466 | 0 | 0 | 0
579 | 80.4839 | 0 | 80.4839 | 42.9 | 2 | 8.4999 | 6.7167 | 20.3673 | 0 | 20.3673 | 0 | 0 | 0 | 0 | 0 | 0 | 0 | 0 | 0 | 0 | 51.6167 | 0 | 2.4145 | 53.3833 | 0 | 0 | 0
580 | 77.3035 | 0 | 77.3035 | 42.9 | 2 | 5.3518 | 4 | 23.0517 | 0 | 23.0517 | 0 | 0 | 0 | 0 | 0 | 0 | 0 | 0 | 0 | 0 | 48.9 | 0 | 2.3191 | 58.4188 | 0 | 0 | 0
581 | 78.7077 | 0 | 78.7077 | 42.9 | 2 | 8.3486 | 5.7979 | 19.6613 | 0 | 19.6613 | 0 | 0 | 0 | 0 | 0 | 0 | 0 | 0 | 0 | 0 | 50.6979 | 0 | 2.3612 | 54.3021 | 0 | 0 | 0
582 | 80.6677 | 0 | 80.6677 | 42.9 | 2 | 8.7122 | 8.0057 | 19.0498 | 0 | 19.0498 | 0 | 0 | 0 | 0 | 0 | 0 | 0 | 0 | 0 | 0 | 52.9057 | 0 | 2.42 | 52.0943 | 0 | 0 | 0
583 | 80.5305 | 0 | 80.5305 | 42.9 | 2 | 0.52995 | 4 | 18.8125 | 12.288 | 18.8125 | 12.288 | 0 | 0 | 0 | 0 | 0 | 0 | 0 | 0 | 0 | 48.9 | 0 | 2.4159 | 62.559 | 0 | 0 | 0
584 | 78.7502 | 0 | 78.7502 | 42.9 | 2 | 0 | 4 | 16.6628 | 23.5932 | 16.6628 | 23.5932 | 0 | 0 | 10.4058 | 0 | 0 | 0 | 10.4058 | 0 | 9.3652 | 48.9 | 0 | 2.3625 | 61.5427 | 0 | 0 | 0
585 | 76.5984 | 0 | 76.5984 | 42.9 | 2 | 0 | 4 | 18.9836 | 32.5617 | 18.9836 | 30.7148 | 0 | 1.8469 | 12 | 0 | 10 | 0 | 22 | 0 | 29.3848 | 48.9 | 0 | 2.298 | 59.6423 | 0 | 1.4211e-14 | 0
586 | 76.8747 | 0 | 76.8747 | 42.9 | 2 | 0 | 4 | 18.1364 | 40.1169 | 18.1364 | 31.8383 | 0 | 8.2786 | 12 | 0 | 10 | 0 | 22 | 0 | 49.4043 | 48.9 | 0 | 2.3062 | 58.7329 | 0 | 1.4211e-14 | 0
587 | 77.9418 | 0 | 77.9418 | 42.9 | 2 | 7.1054e-15 | 4 | 18.3558 | 46.5915 | 18.3558 | 24.3791 | 0 | 22.2124 | 12 | 0 | 1.693 | 0 | 13.693 | 0 | 61.7652 | 48.9 | 0 | 2.3383 | 57.9373 | 0 | 3.5527e-15 | 0
588 | 77.203 | 0 | 77.203 | 42.9 | 2 | 7.1054e-15 | 4 | 18.2694 | 46.7486 | 18.2694 | 16.9612 | 0 | 29.7875 | 6.9275 | 0 | 0 | 0 | 6.9275 | 0 | 68 | 48.9 | 0 | 2.3161 | 67.8228 | 0 | 0 | -4.4409e-15
589 | 75.0278 | 0 | 75.0278 | 42.9 | 2 | 0 | 4 | 16.0201 | 43.0832 | 16.0201 | 10.1078 | 0 | 32.9755 | 0 | 0 | 0 | 0 | 0 | 0 | 68 | 48.9 | 0 | 2.2508 | 80.3516 | 0 | 0 | 0
590 | 73.896 | 0 | 73.896 | 42.9 | 2 | 7.1054e-15 | 4 | 16.9497 | 42.4475 | 16.9497 | 8.0463 | 0 | 34.4012 | 0 | 0 | 0 | 0 | 0 | 0 | 68 | 48.9 | 0 | 2.2169 | 80.15 | 0 | 0 | 0
591 | 74.4835 | 0 | 74.4835 | 42.9 | 2 | 0 | 4 | 17.9846 | 32.4851 | 17.9846 | 7.5989 | 0 | 24.8862 | 0 | 0 | 0 | 0 | 0 | 0 | 68 | 48.9 | 0 | 2.2345 | 81.4953 | 0 | 0 | 0
592 | 79.226 | 0 | 79.226 | 42.9 | 2 | 7.1054e-15 | 4 | 17.8359 | 22.4092 | 17.8359 | 12.4901 | 0 | 9.9191 | 0 | 0 | 0 | 0 | 0 | 0 | 68 | 48.9 | 0 | 2.3768 | 83.6115 | 0 | 0 | 0
593 | 82.7488 | 0 | 82.7488 | 42.9 | 2 | 1.4845 | 4 | 16.7074 | 11.6337 | 16.7074 | 11.6337 | 0 | 0 | 0 | 4.0231 | 0 | 0 | 0 | 4.0231 | 63.5299 | 48.9 | 0 | 2.4825 | 80.2851 | 0 | 1.4211e-14 | 0
594 | 89.0884 | 0 | 89.0884 | 42.9 | 2 | 1.5674 | 4 | 18.5886 | 6.3777e-15 | 18.5886 | 6.3777e-15 | 0 | 0 | 0 | 12 | 0 | 8.0325 | 0 | 20.0325 | 41.4841 | 48.9 | 0 | 2.6727 | 66.4681 | 0 | 0 | 0
595 | 91.7682 | 0 | 91.7682 | 42.9 | 2 | 2.9195 | 4 | 17.9487 | 0 | 17.9487 | 0 | 0 | 0 | 0 | 12 | 0 | 10 | 0 | 22 | 17.3042 | 48.9 | 0 | 2.753 | 63.6178 | 0 | 0 | 0
596 | 97.8424 | 0 | 97.8424 | 43.5826 | 2 | 11.196 | 10 | 18.6573 | 0 | 18.6573 | 0 | 0 | 0 | 0 | 12 | 0 | 0.40658 | 0 | 12.4066 | 3.5299 | 55.5826 | 0 | 2.9353 | 49.4174 | 0 | 0 | 0
597 | 93.6877 | 0 | 93.6877 | 48.7869 | 2 | 10.5331 | 10 | 19.1908 | 0 | 19.1908 | 0 | 0 | 0 | 0 | 3.1769 | 0 | 0 | 0 | 3.1769 | 0 | 60.7869 | 0 | 2.8106 | 44.2131 | 0 | 0 | 0
598 | 89.6466 | 0 | 89.6466 | 48.3389 | 2 | 9.9362 | 10 | 19.3716 | 0 | 19.3716 | 0 | 0 | 0 | 0 | 0 | 0 | 0 | 0 | 0 | 0 | 60.3389 | 0 | 2.6894 | 44.6611 | 0 | 0 | 0
599 | 83.9106 | 0 | 83.9106 | 42.9 | 2 | 8.9636 | 9.5323 | 20.5148 | 0 | 20.5148 | 0 | 0 | 0 | 0 | 0 | 0 | 0 | 0 | 0 | 0 | 54.4323 | 0 | 2.5173 | 50.5677 | 0 | 0 | 0
600 | 74.2865 | 0 | 74.2865 | 42.9 | 2 | 7.9114 | 4 | 17.475 | 0 | 17.475 | 0 | 0 | 0 | 0 | 0 | 0 | 0 | 0 | 0 | 0 | 48.9 | 0 | 2.2286 | 56.2211 | 0 | 0 | 0
601 | 78.4149 | 0 | 78.4149 | 42.9 | 2 | 8.54 | 6.9601 | 18.0149 | 0 | 18.0149 | 0 | 0 | 0 | 0 | 0 | 0 | 0 | 0 | 0 | 0 | 51.8601 | 0 | 2.3524 | 53.1399 | 0 | 0 | 0
602 | 77.1454 | 0 | 77.1454 | 42.9 | 2 | 8.3608 | 5.872 | 18.0127 | 0 | 18.0127 | 0 | 0 | 0 | 0 | 0 | 0 | 0 | 0 | 0 | 0 | 50.772 | 0 | 2.3144 | 54.228 | 0 | 0 | 0
603 | 76.3959 | 0 | 76.3959 | 42.9 | 2 | 8.1159 | 4.3847 | 18.9954 | 0 | 18.9954 | 0 | 0 | 0 | 0 | 0 | 0 | 0 | 0 | 0 | 0 | 49.2847 | 0 | 2.2919 | 55.7153 | 0 | 0 | 0
604 | 76.9456 | 0 | 76.9456 | 42.9 | 2 | 8.3407 | 5.7498 | 17.955 | 0 | 17.955 | 0 | 0 | 0 | 0 | 0 | 0 | 0 | 0 | 0 | 0 | 50.6498 | 0 | 2.3084 | 54.3502 | 0 | 0 | 0
605 | 79.3758 | 0 | 79.3758 | 42.9 | 2 | 8.7513 | 8.2437 | 17.4807 | 0 | 17.4807 | 0 | 0 | 0 | 0 | 0 | 0 | 0 | 0 | 0 | 0 | 53.1437 | 0 | 2.3813 | 51.8563 | 0 | 0 | 0
606 | 78.0843 | 0 | 78.0843 | 42.9 | 2 | 8.5442 | 6.9858 | 17.6543 | 0 | 17.6543 | 0 | 0 | 0 | 0 | 0 | 0 | 0 | 0 | 0 | 0 | 51.8858 | 0 | 2.3425 | 53.1142 | 0 | 0 | -1.4211e-14
607 | 80.5318 | 0 | 80.5318 | 42.9 | 2 | 4.2768 | 4 | 17.5052 | 9.8499 | 17.5052 | 9.8499 | 0 | 0 | 0 | 0 | 0 | 0 | 0 | 0 | 0 | 48.9 | 0 | 2.416 | 59.3419 | 0 | 1.4211e-14 | 0
608 | 78.8969 | 0 | 78.8969 | 42.9 | 2 | 0 | 4 | 17.1367 | 20.304 | 17.1367 | 20.304 | 0 | 0 | 7.4438 | 0 | 0 | 0 | 7.4438 | 0 | 6.6994 | 48.9 | 0 | 2.3669 | 61.9615 | 0 | 0 | 0
609 | 77.6949 | 0 | 77.6949 | 42.9 | 2 | 0 | 4 | 16.5808 | 29.3623 | 16.5808 | 29.3623 | 0 | 0 | 12 | 0 | 5.1482 | 0 | 17.1482 | 0 | 22.2458 | 48.9 | 0 | 2.3308 | 60.5894 | 0 | 0 | 0
610 | 79.2593 | 0 | 79.2593 | 42.9 | 2 | 1.4211e-14 | 4 | 15.3604 | 39.3568 | 15.3604 | 36.9989 | 0 | 2.3579 | 12 | 0 | 10 | 0 | 22 | 0 | 42.2654 | 48.9 | 0 | 2.3778 | 59.57 | 0 | 0 | 0
611 | 75.2577 | 0 | 75.2577 | 42.9 | 2 | 7.1054e-15 | 4 | 15.8024 | 38.691 | 15.8024 | 29.1002 | 0 | 9.5908 | 12 | 0 | 6.5448 | 0 | 18.5448 | 0 | 59.0994 | 48.9 | 0 | 2.2577 | 59.0359 | 0 | 3.5527e-15 | 0
612 | 74.766 | 0 | 74.766 | 42.9 | 2 | 0 | 4 | 14.6026 | 40.971 | 14.6026 | 21.1529 | 0 | 19.818 | 9.8896 | 0 | 0 | 0 | 9.8896 | 0 | 68 | 48.9 | 0 | 2.243 | 68.8136 | 0 | 0 | 0
613 | 75.827 | 0 | 75.827 | 42.9 | 2 | 0 | 4 | 14.665 | 36.1005 | 14.665 | 12.262 | 0 | 23.8385 | 0 | 0 | 0 | 0 | 0 | 0 | 68 | 48.9 | 0 | 2.2748 | 81.6435 | 0 | 0 | 0
614 | 72.557 | 0 | 72.557 | 42.9 | 2 | 0 | 4 | 13.9084 | 33.4431 | 13.9084 | 9.7486 | 0 | 23.6945 | 0 | 0 | 0 | 0 | 0 | 0 | 68 | 48.9 | 0 | 2.1767 | 81.6638 | 0 | 0 | 0
615 | 72.9219 | 0 | 72.9219 | 42.9 | 2 | 7.1054e-15 | 4 | 15.5731 | 30.1064 | 15.5731 | 8.4488 | 0 | 21.6576 | 0 | 0 | 0 | 0 | 0 | 0 | 68 | 48.9 | 0 | 2.1877 | 81.9518 | 0 | 0 | 0
616 | 77.5532 | 0 | 77.5532 | 42.9 | 2 | 7.1054e-15 | 4 | 15.3618 | 22.4962 | 15.3618 | 13.2914 | 0 | 9.2048 | 0 | 0 | 0 | 0 | 0 | 0 | 68 | 48.9 | 0 | 2.3266 | 83.7125 | 0 | 0 | 0
617 | 83.9668 | 0 | 83.9668 | 42.9 | 2 | 1.8584 | 4 | 16.3725 | 11.1986 | 16.3725 | 11.1986 | 0 | 0 | 0 | 5.6373 | 0 | 0 | 0 | 5.6373 | 61.7364 | 48.9 | 0 | 2.519 | 78.5781 | 0 | 1.4211e-14 | 0
618 | 85.223 | 0 | 85.223 | 42.9 | 2 | 1.8459 | 4 | 15.7561 | 5.0361e-15 | 15.7561 | 5.0361e-15 | 0 | 0 | 0 | 12 | 0 | 6.721 | 0 | 18.721 | 41.1131 | 48.9 | 0 | 2.5567 | 67.3551 | 0 | 0 | 0
619 | 90.0728 | 0 | 90.0728 | 42.9 | 2 | 2.0275 | 4 | 17.487 | 0 | 17.487 | 0 | 0 | 0 | 0 | 12 | 0 | 9.6583 | 0 | 21.6583 | 17.3038 | 48.9 | 0 | 2.7022 | 64.677 | 0 | 0 | 0
620 | 96.0957 | 0 | 96.0957 | 42.9 | 2 | 11.1678 | 8.8583 | 17.1099 | 0 | 17.1099 | 0 | 0 | 0 | 0 | 12 | 0 | 2.0598 | 0 | 14.0598 | 1.7364 | 53.7583 | 0 | 2.8829 | 51.2417 | 0 | 0 | 0
621 | 91.1243 | 0 | 91.1243 | 49.5657 | 2 | 10.3956 | 10 | 17.6003 | 0 | 17.6003 | 0 | 0 | 0 | 0 | 1.5627 | 0 | 0 | 0 | 1.5627 | 0 | 61.5657 | 0 | 2.7337 | 43.4343 | 0 | 0 | 0
622 | 85.7943 | 0 | 85.7943 | 45.7628 | 2 | 9.512 | 10 | 18.5196 | 0 | 18.5196 | 0 | 0 | 0 | 0 | 0 | 0 | 0 | 0 | 0 | 0 | 57.7628 | 0 | 2.5738 | 47.2372 | 0 | 0 | 0
623 | 82.2957 | 0 | 82.2957 | 42.9 | 2 | 8.9748 | 9.6008 | 18.82 | 0 | 18.82 | 0 | 0 | 0 | 0 | 0 | 0 | 0 | 0 | 0 | 0 | 54.5008 | 0 | 2.4689 | 50.4992 | 0 | 0 | 0
624 | 76.332 | 0 | 76.332 | 42.9 | 2 | 8.8442 | 8.8073 | 13.7805 | 0 | 13.7805 | 0 | 0 | 0 | 0 | 0 | 0 | 0 | 0 | 0 | 0 | 53.7073 | 0 | 2.29 | 51.2927 | 0 | 0 | 0
625 | 75.2512 | 0 | 75.2512 | 42.9 | 2 | 8.5621 | 7.0947 | 14.6944 | 0 | 14.6944 | 0 | 0 | 0 | 0 | 0 | 0 | 0 | 0 | 0 | 0 | 51.9947 | 0 | 2.2575 | 53.0053 | 0 | 0 | 0
626 | 78.1709 | 0 | 78.1709 | 42.9 | 2 | 9.015 | 9.8445 | 14.4114 | 0 | 14.4114 | 0 | 0 | 0 | 0 | 0 | 0 | 0 | 0 | 0 | 0 | 54.7445 | 0 | 2.3451 | 50.2555 | 0 | 0 | 0
627 | 74.9217 | 0 | 74.9217 | 42.9 | 2 | 8.5304 | 6.9017 | 14.5897 | 0 | 14.5897 | 0 | 0 | 0 | 0 | 0 | 0 | 0 | 0 | 0 | 0 | 51.8017 | 0 | 2.2477 | 53.1983 | 0 | 0 | 0
628 | 77.932 | 0 | 77.932 | 44.0097 | 2 | 9.2233 | 10 | 12.699 | 0 | 12.699 | 0 | 0 | 0 | 0 | 0 | 0 | 0 | 0 | 0 | 0 | 56.0097 | 0 | 2.338 | 48.9903 | 0 | 0 | 0
629 | 76.8501 | 0 | 76.8501 | 42.9 | 2 | 8.8982 | 9.1357 | 13.9162 | 0 | 13.9162 | 0 | 0 | 0 | 0 | 0 | 0 | 0 | 0 | 0 | 0 | 54.0357 | 0 | 2.3055 | 50.9643 | 0 | 0 | 0
630 | 78.8265 | 0 | 78.8265 | 44.4315 | 2 | 9.2928 | 10 | 13.1022 | 0 | 13.1022 | 0 | 0 | 0 | 0 | 0 | 0 | 0 | 0 | 0 | 0 | 56.4315 | 0 | 2.3648 | 48.5685 | 0 | 0 | 0
631 | 78.8526 | 0 | 78.8526 | 42.9 | 2 | 2.9775 | 4 | 13.6339 | 13.3412 | 13.6339 | 13.3412 | 0 | 0 | 0 | 0 | 0 | 0 | 0 | 0 | 0 | 48.9 | 0 | 2.3656 | 60.4575 | 0 | 0 | 0
632 | 78.3665 | 0 | 78.3665 | 42.9 | 2 | 0 | 4 | 12.255 | 24.3977 | 12.255 | 24.3977 | 0 | 0 | 7.1862 | 0 | 0 | 0 | 7.1862 | 0 | 6.4676 | 48.9 | 0 | 2.351 | 61.9979 | 0 | 0 | 0
633 | 76.3915 | 0 | 76.3915 | 42.9 | 2 | 0 | 4 | 10.5951 | 32.6216 | 10.5951 | 32.6216 | 0 | 0 | 12 | 0 | 3.7252 | 0 | 15.7252 | 0 | 20.7021 | 48.9 | 0 | 2.2917 | 60.7906 | 0 | 0 | 0
634 | 75.7963 | 0 | 75.7963 | 42.9 | 2 | 7.1054e-15 | 4 | 11.6651 | 38.2218 | 11.6651 | 37.2312 | 0 | 0.99051 | 12 | 0 | 10 | 0 | 22 | 0 | 40.7216 | 48.9 | 0 | 2.2739 | 59.7633 | 0 | 1.4211e-14 | 0
635 | 73.7831 | 0 | 73.7831 | 42.9 | 2 | 0 | 4 | 12.4401 | 47.9593 | 12.4401 | 32.4109 | 0 | 15.5484 | 12 | 0 | 7.9678 | 0 | 19.9678 | 0 | 58.8676 | 48.9 | 0 | 2.2135 | 57.9923 | 0 | 3.5527e-15 | 0
636 | 74.3802 | 0 | 74.3802 | 42.9 | 2 | 1.4211e-14 | 4 | 11.4458 | 46.7964 | 11.4458 | 24.1815 | 0 | 22.6149 | 10.1471 | 0 | 0 | 0 | 10.1471 | 0 | 68 | 48.9 | 0 | 2.2314 | 68.3818 | 0 | 1.7764e-15 | 0
637 | 74.8869 | 0 | 74.8869 | 42.9 | 2 | 7.1054e-15 | 4 | 12.1029 | 44.4509 | 12.1029 | 13.884 | 0 | 30.5669 | 0 | 0 | 0 | 0 | 0 | 0 | 68 | 48.9 | 0 | 2.2466 | 80.6921 | 0 | 0 | 0
638 | 73.878 | 0 | 73.878 | 42.9 | 2 | 7.1054e-15 | 4 | 9.5443 | 40.5766 | 9.5443 | 15.4337 | 0 | 25.1429 | 0 | 0 | 0 | 0 | 0 | 0 | 68 | 48.9 | 0 | 2.2163 | 81.459 | 0 | 1.4211e-14 | 0
639 | 74.5902 | 0 | 74.5902 | 42.9 | 2 | 0 | 4 | 11.41 | 35.3019 | 11.41 | 14.2801 | 0 | 21.0218 | 0 | 0 | 0 | 0 | 0 | 0 | 68 | 48.9 | 0 | 2.2377 | 82.0417 | 0 | 0 | 0
640 | 78.972 | 0 | 78.972 | 42.9 | 2 | 0 | 4 | 11.8237 | 23.9124 | 11.8237 | 18.2483 | 0 | 5.6641 | 0 | 0 | 0 | 0 | 0 | 0 | 68 | 48.9 | 0 | 2.3692 | 84.2131 | 0 | 1.4211e-14 | 0
641 | 81.8011 | 0 | 81.8011 | 42.9 | 2 | 0.24821 | 4 | 12.4377 | 13.2678 | 12.4377 | 13.2678 | 0 | 0 | 0 | 6.9473 | 0 | 0 | 0 | 6.9473 | 60.2808 | 48.9 | 0 | 2.454 | 78.8358 | 0 | 0 | 0
642 | 86.9811 | 0 | 86.9811 | 42.9 | 2 | 2.927 | 4 | 13.1542 | 6.5188e-15 | 13.1542 | 6.5188e-15 | 0 | 0 | 0 | 12 | 0 | 10 | 0 | 22 | 36.1009 | 48.9 | 0 | 2.6094 | 63.6114 | 0 | 0 | 0
643 | 89.4822 | 0 | 89.4822 | 42.9 | 2 | 5.8012 | 4 | 14.342 | 0 | 14.342 | 0 | 0 | 0 | 0 | 12 | 0 | 8.4391 | 0 | 20.4391 | 13.6141 | 48.9 | 0 | 2.6845 | 60.9229 | 0 | 0 | 0
644 | 96.7842 | 0 | 96.7842 | 48.4109 | 2 | 11.9241 | 10 | 12.4492 | 0 | 12.4492 | 0 | 0 | 0 | 0 | 12 | 0 | 0 | 0 | 12 | 0.28077 | 60.4109 | 0 | 2.9035 | 44.5891 | 0 | 0 | 0
645 | 93.0793 | 0 | 93.0793 | 54.9992 | 2 | 11.0746 | 10 | 14.7528 | 0 | 14.7528 | 0 | 0 | 0 | 0 | 0.25269 | 0 | 0 | 0 | 0.25269 | 0 | 66.9992 | 0 | 2.7924 | 38.0008 | 0 | 0 | 0
646 | 86.003 | 0 | 86.003 | 49.4112 | 2 | 10.1128 | 10 | 14.479 | 0 | 14.479 | 0 | 0 | 0 | 0 | 0 | 0 | 0 | 0 | 0 | 0 | 61.4112 | 0 | 2.5801 | 43.5888 | 0 | 0 | 0
647 | 81.9894 | 0 | 81.9894 | 45.9747 | 2 | 9.5469 | 10 | 14.4678 | 0 | 14.4678 | 0 | 0 | 0 | 0 | 0 | 0 | 0 | 0 | 0 | 0 | 57.9747 | 0 | 2.4597 | 47.0253 | 0 | 0 | 0
648 | 72.4629 | 0 | 72.4629 | 42.9 | 2 | 6.045 | 4 | 17.5179 | 0 | 17.5179 | 0 | 0 | 0 | 0 | 0 | 0 | 0 | 0 | 0 | 0 | 48.9 | 0 | 2.1739 | 57.8237 | 0 | 0 | 0
649 | 75.0093 | 0 | 75.0093 | 42.9 | 2 | 8.1501 | 4.5923 | 17.3669 | 0 | 17.3669 | 0 | 0 | 0 | 0 | 0 | 0 | 0 | 0 | 0 | 0 | 49.4923 | 0 | 2.2503 | 55.5077 | 0 | 0 | 0
650 | 76.7967 | 0 | 76.7967 | 42.9 | 2 | 8.4902 | 6.6578 | 16.7487 | 0 | 16.7487 | 0 | 0 | 0 | 0 | 0 | 0 | 0 | 0 | 0 | 0 | 51.5578 | 0 | 2.3039 | 53.4422 | 0 | 1.4211e-14 | 0
651 | 76.3025 | 0 | 76.3025 | 42.9 | 2 | 8.1833 | 4.7943 | 18.425 | 0 | 18.425 | 0 | 0 | 0 | 0 | 0 | 0 | 0 | 0 | 0 | 0 | 49.6943 | 0 | 2.2891 | 55.3057 | 0 | 0 | 0
652 | 77.6544 | 0 | 77.6544 | 42.9 | 2 | 8.7825 | 8.4331 | 15.5388 | 0 | 15.5388 | 0 | 0 | 0 | 0 | 0 | 0 | 0 | 0 | 0 | 0 | 53.3331 | 0 | 2.3296 | 51.6669 | 0 | 0 | 0
653 | 75.5788 | 0 | 75.5788 | 42.9 | 2 | 8.4343 | 6.3182 | 15.9264 | 0 | 15.9264 | 0 | 0 | 0 | 0 | 0 | 0 | 0 | 0 | 0 | 0 | 51.2182 | 0 | 2.2674 | 53.7818 | 0 | 0 | 0
654 | 74.3144 | 0 | 74.3144 | 42.9 | 2 | 8.2999 | 5.5022 | 15.6124 | 0 | 15.6124 | 0 | 0 | 0 | 0 | 0 | 0 | 0 | 0 | 0 | 0 | 50.4022 | 0 | 2.2294 | 54.5978 | 0 | 0 | 0
655 | 75.9062 | 0 | 75.9062 | 42.9 | 2 | 2.2086 | 4 | 14.0541 | 10.7435 | 14.0541 | 10.7435 | 0 | 0 | 0 | 0 | 0 | 0 | 0 | 0 | 0 | 48.9 | 0 | 2.2772 | 61.1177 | 0 | 0 | 0
656 | 74.8568 | 0 | 74.8568 | 42.9 | 2 | 0 | 4 | 15.2213 | 22.585 | 15.2213 | 22.585 | 0 | 0 | 11.8496 | 0 | 0 | 0 | 11.8496 | 0 | 10.6646 | 48.9 | 0 | 2.2457 | 61.3386 | 0 | 0 | 0
657 | 74.1102 | 0 | 74.1102 | 42.9 | 2 | 0 | 4 | 15.0554 | 32.1671 | 15.0554 | 32.1548 | 0 | 0.012349 | 12 | 0 | 10 | 0 | 22 | 0 | 30.6841 | 48.9 | 0 | 2.2233 | 59.9016 | 0 | 0 | 0
658 | 73.3402 | 0 | 73.3402 | 42.9 | 2 | 7.1054e-15 | 4 | 15.5565 | 40.5684 | 15.5565 | 30.8837 | 0 | 9.6848 | 12 | 0 | 10 | 0 | 22 | 0 | 50.7037 | 48.9 | 0 | 2.2002 | 58.5341 | 0 | 0 | 0
659 | 75.0313 | 0 | 75.0313 | 42.9 | 2 | 0 | 4 | 13.8034 | 40.8857 | 13.8034 | 26.0209 | 0 | 14.8648 | 12 | 0 | 1.693 | 0 | 13.693 | 0 | 63.0646 | 48.9 | 0 | 2.2509 | 58.9762 | 0 | 3.5527e-15 | 0
660 | 72.8976 | 0 | 72.8976 | 42.9 | 2 | 0 | 4 | 14.2766 | 44.7718 | 14.2766 | 15.2048 | 0 | 29.567 | 5.4838 | 0 | 0 | 0 | 5.4838 | 0 | 68 | 48.9 | 0 | 2.1869 | 68.0581 | 0 | 3.5527e-15 | 0
661 | 72.076 | 0 | 72.076 | 42.9 | 2 | 0 | 4 | 14.6657 | 43.7375 | 14.6657 | 8.5103 | 0 | 35.2272 | 0 | 0 | 0 | 0 | 0 | 0 | 68 | 48.9 | 0 | 2.1623 | 80.0332 | 0 | 1.4211e-14 | 0
662 | 70.3175 | 0 | 70.3175 | 42.9 | 2 | 0 | 4 | 15.0262 | 38.1464 | 15.0262 | 6.3913 | 0 | 31.7551 | 0 | 0 | 0 | 0 | 0 | 0 | 68 | 48.9 | 0 | 2.1095 | 80.5241 | 0 | 0 | 0
663 | 71.1826 | 0 | 71.1826 | 42.9 | 2 | 0 | 4 | 14.1588 | 31.5797 | 14.1588 | 8.1238 | 0 | 23.4558 | 0 | 0 | 0 | 0 | 0 | 0 | 68 | 48.9 | 0 | 2.1355 | 81.6976 | 0 | 0 | 0
664 | 74.4691 | 0 | 74.4691 | 42.9 | 2 | 0 | 4 | 11.7865 | 23.5937 | 11.7865 | 13.7826 | 0 | 9.8111 | 0 | 7.1054e-15 | 0 | 0 | 0 | 7.1054e-15 | 68 | 48.9 | 0 | 2.2341 | 83.6268 | 0 | 1.4211e-14 | 0
665 | 78.5799 | 0 | 78.5799 | 42.9 | 2 | 0 | 4 | 14.2629 | 11.0216 | 14.2629 | 11.0216 | 0 | 0 | 0 | 4.3954 | 0 | 0 | 0 | 4.3954 | 63.1162 | 48.9 | 0 | 2.3574 | 81.2401 | 0 | 1.4211e-14 | 0
666 | 85.606 | 0 | 85.606 | 42.9 | 2 | 0 | 4 | 15.9363 | 5.6654e-15 | 15.9363 | 5.6654e-15 | 0 | 0 | 0 | 12 | 0 | 8.7697 | 0 | 20.7697 | 40.2708 | 48.9 | 0 | 2.5682 | 67.1809 | 0 | 0 | 0
667 | 91.1637 | 0 | 91.1637 | 42.9 | 2 | 4.512 | 4 | 16.0823 | 0 | 16.0823 | 0 | 0 | 0 | 0 | 12 | 0 | 9.6694 | 0 | 21.6694 | 16.4496 | 48.9 | 0 | 2.7349 | 62.2037 | 0 | 0 | 0
668 | 93.4446 | 0 | 93.4446 | 42.9 | 2 | 10.6261 | 7.6286 | 18.2899 | 0 | 18.2899 | 0 | 0 | 0 | 0 | 12 | 0 | 0 | 0 | 12 | 3.1162 | 52.5286 | 0 | 2.8033 | 52.4714 | 0 | 0 | -1.4211e-14
669 | 88.2507 | 0 | 88.2507 | 45.9066 | 2 | 9.9975 | 10 | 17.542 | 0 | 17.542 | 0 | 0 | 0 | 0 | 2.8046 | 0 | 0 | 0 | 2.8046 | 0 | 57.9066 | 0 | 2.6475 | 47.0934 | 0 | 0 | 0
670 | 84.9839 | 0 | 84.9839 | 45.7997 | 2 | 9.5181 | 10 | 17.6662 | 0 | 17.6662 | 0 | 0 | 0 | 0 | 0 | 0 | 0 | 0 | 0 | 0 | 57.7997 | 0 | 2.5495 | 47.2003 | 0 | 0 | 0
671 | 80.4143 | 0 | 80.4143 | 42.9 | 2 | 8.7969 | 8.5201 | 18.1974 | 0 | 18.1974 | 0 | 0 | 0 | 0 | 0 | 0 | 0 | 0 | 0 | 0 | 53.4201 | 0 | 2.4124 | 51.5799 | 0 | 0 | 0
672 | 76.083 | 0 | 76.083 | 42.9 | 2 | 6.0936 | 4 | 21.0894 | 0 | 21.0894 | 0 | 0 | 0 | 0 | 0 | 0 | 0 | 0 | 0 | 0 | 48.9 | 0 | 2.2825 | 57.7819 | 0 | 0 | 0
673 | 74.8882 | 0 | 74.8882 | 42.9 | 2 | 5.0984 | 4 | 20.8898 | 0 | 20.8898 | 0 | 0 | 0 | 0 | 0 | 0 | 0 | 0 | 0 | 0 | 48.9 | 0 | 2.2466 | 58.6365 | 0 | 0 | 0
674 | 77.1637 | 0 | 77.1637 | 42.9 | 2 | 8.1323 | 4.4847 | 19.6466 | 0 | 19.6466 | 0 | 0 | 0 | 0 | 0 | 0 | 0 | 0 | 0 | 0 | 49.3847 | 0 | 2.3149 | 55.6153 | 0 | 0 | 0
675 | 76.3392 | 0 | 76.3392 | 42.9 | 2 | 8.187 | 4.8164 | 18.4358 | 0 | 18.4358 | 0 | 0 | 0 | 0 | 0 | 0 | 0 | 0 | 0 | 0 | 49.7164 | 0 | 2.2902 | 55.2836 | 0 | 0 | 0
676 | 80.0341 | 0 | 80.0341 | 42.9 | 2 | 8.485 | 6.6261 | 20.0231 | 0 | 20.0231 | 0 | 0 | 0 | 0 | 0 | 0 | 0 | 0 | 0 | 0 | 51.5261 | 0 | 2.401 | 53.4739 | 0 | 0 | 0
677 | 79.337 | 0 | 79.337 | 42.9 | 2 | 8.5659 | 7.1175 | 18.7536 | 0 | 18.7536 | 0 | 0 | 0 | 0 | 0 | 0 | 0 | 0 | 0 | 0 | 52.0175 | 0 | 2.3801 | 52.9825 | 0 | 0 | 0
678 | 79.0722 | 0 | 79.0722 | 42.9 | 2 | 8.4643 | 6.5005 | 19.2074 | 0 | 19.2074 | 0 | 0 | 0 | 0 | 0 | 0 | 0 | 0 | 0 | 0 | 51.4005 | 0 | 2.3722 | 53.5995 | 0 | 0 | 0
679 | 78.5137 | 0 | 78.5137 | 42.9 | 2 | 0.51184 | 4 | 17.2093 | 11.8926 | 17.2093 | 11.8926 | 0 | 0 | 0 | 0 | 0 | 0 | 0 | 0 | 0 | 48.9 | 0 | 2.3554 | 62.5745 | 0 | 0 | 0
680 | 77.8585 | 0 | 77.8585 | 42.9 | 2 | 7.1054e-15 | 4 | 17.0591 | 21.0664 | 17.0591 | 21.0664 | 0 | 0 | 9.1671 | 0 | 0 | 0 | 9.1671 | 0 | 8.2504 | 48.9 | 0 | 2.3358 | 61.7178 | 0 | 0 | 0
681 | 75.9095 | 0 | 75.9095 | 42.9 | 2 | 0 | 4 | 17.3668 | 31.4308 | 17.3668 | 31.4308 | 0 | 0 | 12 | 0 | 9.7881 | 0 | 21.7881 | 0 | 28.0746 | 48.9 | 0 | 2.2773 | 59.9334 | 0 | 0 | 0
682 | 78.1094 | 0 | 78.1094 | 42.9 | 2 | 0 | 4 | 18.0872 | 41.9901 | 18.0872 | 33.1222 | 0 | 8.8679 | 12 | 0 | 10 | 0 | 22 | 0 | 48.0941 | 48.9 | 0 | 2.3433 | 58.6496 | 0 | 0 | 0
683 | 76.1764 | 0 | 76.1764 | 42.9 | 2 | 0 | 4 | 17.605 | 50.254 | 17.605 | 23.5763 | 0 | 26.6777 | 12 | 0 | 1.9049 | 0 | 13.9049 | 0 | 60.6504 | 48.9 | 0 | 2.2853 | 57.276 | 0 | 1.7764e-15 | 0
684 | 77.9038 | 0 | 77.9038 | 42.9 | 2 | 0 | 4 | 16.5226 | 45.5045 | 16.5226 | 20.6475 | 0 | 24.857 | 8.1663 | 0 | 0 | 0 | 8.1663 | 0 | 68 | 48.9 | 0 | 2.3371 | 68.3448 | 0 | 0 | -5.3291e-15
685 | 74.3573 | 0 | 74.3573 | 42.9 | 2 | 0 | 4 | 16.9352 | 46.899 | 16.9352 | 8.5221 | 0 | 38.3769 | 0 | 0 | 0 | 0 | 0 | 0 | 68 | 48.9 | 0 | 2.2307 | 79.5879 | 0 | 0 | 0
686 | 73.2415 | 0 | 73.2415 | 42.9 | 2 | 0 | 4 | 16.6113 | 42.2867 | 16.6113 | 7.7302 | 0 | 34.5565 | 0 | 0 | 0 | 0 | 0 | 0 | 68 | 48.9 | 0 | 2.1972 | 80.128 | 0 | 0 | 0
687 | 75.6488 | 0 | 75.6488 | 42.9 | 2 | 0 | 4 | 17.0133 | 34.3512 | 17.0133 | 9.7355 | 0 | 24.6157 | 0 | 0 | 0 | 0 | 0 | 0 | 68 | 48.9 | 0 | 2.2695 | 81.5336 | 0 | 0 | 0
688 | 77.4947 | 0 | 77.4947 | 42.9 | 2 | 0 | 4 | 18.5651 | 22.8109 | 18.5651 | 10.0296 | 0 | 12.7812 | 0 | 0 | 0 | 0 | 0 | 0 | 68 | 48.9 | 0 | 2.3248 | 83.2068 | 0 | 0 | 0
689 | 83.7559 | 0 | 83.7559 | 42.9 | 2 | 2.6592 | 4 | 16.942 | 12.3076 | 16.942 | 12.3076 | 0 | 0 | 0 | 2.9471 | 0 | 0 | 0 | 2.9471 | 64.7255 | 48.9 | 0 | 2.5127 | 80.2004 | 0 | 1.4211e-14 | 0
690 | 87.889 | 0 | 87.889 | 42.9 | 2 | 2.7796 | 4 | 18.4373 | 5.9017e-15 | 18.4373 | 5.9017e-15 | 0 | 0 | 0 | 12 | 0 | 5.7722 | 0 | 17.7722 | 45.1314 | 48.9 | 0 | 2.6367 | 67.3681 | 0 | 0 | 0
691 | 89.7753 | 0 | 89.7753 | 42.9 | 2 | 2.8602 | 4 | 19.0079 | 0 | 19.0079 | 0 | 0 | 0 | 0 | 12 | 0 | 7.0071 | 0 | 19.0071 | 24.1978 | 48.9 | 0 | 2.6933 | 66.2385 | 0 | 1.4211e-14 | 0
692 | 97.9291 | 0 | 97.9291 | 42.9 | 2 | 11.0987 | 4.8384 | 19.4322 | 0 | 19.4322 | 0 | 0 | 0 | 0 | 12 | 0 | 5.6598 | 0 | 17.6598 | 4.7255 | 49.7384 | 0 | 2.9379 | 55.2616 | 0 | 1.4211e-14 | 0
693 | 92.9033 | 0 | 92.9033 | 46.5672 | 2 | 10.3448 | 10 | 19.7384 | 0 | 19.7384 | 0 | 0 | 0 | 0 | 4.2529 | 0 | 8.1886e-16 | 0 | 4.2529 | 0 | 58.5672 | 0 | 2.7871 | 46.4328 | 0 | 0 | 0
694 | 90.0352 | 0 | 90.0352 | 48.7465 | 2 | 10.0033 | 10 | 19.2854 | 0 | 19.2854 | 0 | 0 | 0 | 0 | 0 | 0 | 0 | 0 | 0 | 0 | 60.7465 | 0 | 2.7011 | 44.2535 | 0 | 0 | 0
695 | 83.0095 | 0 | 83.0095 | 42.9 | 2 | 8.8654 | 8.9365 | 20.3075 | 0 | 20.3075 | 0 | 0 | 0 | 0 | 0 | 0 | 0 | 0 | 0 | 0 | 53.8365 | 0 | 2.4903 | 51.1635 | 0 | 0 | 0
696 | 79.469 | 0 | 79.469 | 42.9 | 2 | 8.2186 | 5.0087 | 21.3417 | 0 | 21.3417 | 0 | 0 | 0 | 0 | 0 | 0 | 0 | 0 | 0 | 0 | 49.9087 | 0 | 2.3841 | 55.0913 | 0 | 0 | 0
697 | 84.0857 | 0 | 84.0857 | 43.0988 | 2 | 9.0733 | 10 | 19.9135 | 0 | 19.9135 | 0 | 0 | 0 | 0 | 0 | 0 | 0 | 0 | 0 | 0 | 55.0988 | 0 | 2.5226 | 49.9012 | 0 | 0 | -1.4211e-14
698 | 82.0138 | 0 | 82.0138 | 42.9 | 2 | 8.9878 | 9.6799 | 18.4461 | 0 | 18.4461 | 0 | 0 | 0 | 0 | 0 | 0 | 0 | 0 | 0 | 0 | 54.5799 | 0 | 2.4604 | 50.4201 | 0 | 0 | 0
699 | 84.2863 | 0 | 84.2863 | 42.9 | 2 | 9.0331 | 9.9546 | 20.3986 | 0 | 20.3986 | 0 | 0 | 0 | 0 | 0 | 0 | 0 | 0 | 0 | 0 | 54.8546 | 0 | 2.5286 | 50.1454 | 0 | 0 | 0
700 | 84.8726 | 0 | 84.8726 | 43.6457 | 2 | 9.1634 | 10 | 20.0636 | 0 | 20.0636 | 0 | 0 | 0 | 0 | 0 | 0 | 0 | 0 | 0 | 0 | 55.6457 | 0 | 2.5462 | 49.3543 | 0 | 0 | 0
701 | 82.9984 | 0 | 82.9984 | 42.9 | 2 | 8.7091 | 7.9871 | 21.4022 | 0 | 21.4022 | 0 | 0 | 0 | 0 | 0 | 0 | 0 | 0 | 0 | 0 | 52.8871 | 0 | 2.49 | 52.1129 | 0 | 0 | 0
702 | 84.9407 | 0 | 84.9407 | 44.8869 | 2 | 9.3678 | 10 | 18.686 | 0 | 18.686 | 0 | 0 | 0 | 0 | 0 | 0 | 0 | 0 | 0 | 0 | 56.8869 | 0 | 2.5482 | 48.1131 | 0 | 0 | 0
703 | 83.6419 | 0 | 83.6419 | 42.9 | 2 | 4.2282 | 4 | 18.5237 | 11.99 | 18.5237 | 11.99 | 0 | 0 | 0 | 0 | 0 | 0 | 0 | 0 | 0 | 48.9 | 0 | 2.5093 | 59.3836 | 0 | 0 | 0
704 | 82.7217 | 0 | 82.7217 | 42.9 | 2 | 0 | 4 | 17.8932 | 23.3413 | 17.8932 | 23.3413 | 0 | 0 | 7.4128 | 0 | 0 | 0 | 7.4128 | 0 | 6.6715 | 48.9 | 0 | 2.4817 | 61.9659 | 0 | 0 | 0
705 | 83.4897 | 0 | 83.4897 | 42.9 | 2 | 0 | 4 | 16.7307 | 30.899 | 16.7307 | 30.899 | 0 | 0 | 12 | 0 | 1.04 | 0 | 13.04 | 0 | 18.4304 | 48.9 | 0 | 2.5047 | 61.1702 | 0 | 0 | 0
706 | 82.2451 | 0 | 82.2451 | 42.9 | 2 | 0 | 4 | 17.5259 | 38.4671 | 17.5259 | 37.8192 | 0 | 0.64785 | 12 | 0 | 10 | 0 | 22 | 0 | 38.4499 | 48.9 | 0 | 2.4674 | 59.8118 | 0 | 0 | 0
707 | 81.1713 | 0 | 81.1713 | 42.9 | 2 | 1.4211e-14 | 4 | 17.5406 | 40.5156 | 17.5406 | 36.7307 | 0 | 3.7849 | 12 | 0 | 10 | 0 | 22 | 0 | 58.4695 | 48.9 | 0 | 2.4351 | 59.3682 | 0 | 0 | 0
708 | 83.3149 | 0 | 83.3149 | 42.9 | 2 | 7.1054e-15 | 4 | 16.3213 | 46.215 | 16.3213 | 28.6672 | 0 | 17.5478 | 9.9205 | 0 | 0.65301 | 0 | 10.5735 | 0 | 68 | 48.9 | 0 | 2.4994 | 59.0379 | 0 | 0 | 0
709 | 80.3038 | 0 | 80.3038 | 42.9 | 2 | 0 | 4 | 16.9411 | 44.3939 | 16.9411 | 14.4627 | 0 | 29.9312 | 0 | 0 | 0 | 0 | 0 | 0 | 68 | 48.9 | 0 | 2.4091 | 80.782 | 0 | 0 | 0
710 | 77.6265 | 0 | 77.6265 | 42.9 | 2 | 0 | 4 | 17.8161 | 39.8877 | 17.8161 | 10.9104 | 0 | 28.9773 | 0 | 0 | 0 | 0 | 0 | 0 | 68 | 48.9 | 0 | 2.3288 | 80.9169 | 0 | 1.4211e-14 | 0
711 | 77.0861 | 0 | 77.0861 | 42.9 | 2 | 0 | 4 | 16.0171 | 30.1381 | 16.0171 | 12.169 | 0 | 17.969 | 0 | 7.1054e-15 | 0 | 0 | 0 | 7.1054e-15 | 68 | 48.9 | 0 | 2.3126 | 82.4733 | 0 | 0 | 0
712 | 85.2809 | 0 | 85.2809 | 42.9 | 2 | 0 | 4 | 19.2281 | 21.3284 | 19.2281 | 17.1528 | 0 | 4.1756 | 7.8949e-15 | 2.1316e-14 | 0 | 0 | 7.8949e-15 | 2.1316e-14 | 68 | 48.9 | 0 | 2.5584 | 84.4236 | 0 | 2.0527e-14 | 0
713 | 88.8407 | 0 | 88.8407 | 42.9 | 2 | 0 | 4 | 19.5801 | 11.8666 | 19.5801 | 11.8666 | 0 | 0 | 0 | 8.494 | 0 | 0 | 0 | 8.494 | 58.5622 | 48.9 | 0 | 2.6652 | 77.7209 | 0 | 0 | 0
714 | 90.3402 | 0 | 90.3402 | 42.9 | 2 | 0.4878 | 4 | 18.9524 | 5.3131e-15 | 18.9524 | 5.3131e-15 | 0 | 0 | 0 | 12 | 0 | 10 | 0 | 22 | 34.3823 | 48.9 | 0 | 2.7102 | 65.7057 | 0 | 0 | 0
715 | 96.882 | 0 | 96.882 | 42.9 | 2 | 8.0535 | 4 | 19.4894 | 0 | 19.4894 | 0 | 0 | 0 | 0 | 12 | 0 | 8.4391 | 0 | 20.4391 | 11.8955 | 48.9 | 0 | 2.9065 | 58.989 | 0 | 0 | 0
716 | 100.6652 | 0 | 100.6652 | 47.1498 | 2 | 11.5034 | 10 | 19.3062 | 0 | 19.3062 | 0 | 0 | 0 | 0 | 10.706 | 0 | 0 | 0 | 10.706 | 0 | 59.1498 | 0 | 3.02 | 45.8502 | 0 | 0 | 0
717 | 96.1572 | 0 | 96.1572 | 52.5323 | 2 | 10.6268 | 10 | 20.9981 | 0 | 20.9981 | 0 | 0 | 0 | 0 | 0 | 0 | 0 | 0 | 0 | 0 | 64.5323 | 0 | 2.8847 | 40.4677 | 0 | 0 | 0
718 | 92.3357 | 0 | 92.3357 | 51.1801 | 2 | 10.4041 | 10 | 18.7515 | 0 | 18.7515 | 0 | 0 | 0 | 0 | 0 | 0 | 0 | 0 | 0 | 0 | 63.1801 | 0 | 2.7701 | 41.8199 | 0 | 0 | -1.4211e-14
719 | 90.154 | 0 | 90.154 | 48.5933 | 2 | 9.9781 | 10 | 19.5826 | 0 | 19.5826 | 0 | 0 | 0 | 0 | 0 | 0 | 0 | 0 | 0 | 0 | 60.5933 | 0 | 2.7046 | 44.4067 | 0 | 0 | 0
720 | 76.2584 | 0 | 76.2584 | 42.9 | 2 | 7.9026 | 4 | 19.4558 | 0 | 19.4558 | 0 | 0 | 0 | 0 | 0 | 0 | 0 | 0 | 0 | 0 | 48.9 | 0 | 2.2878 | 56.2287 | 0 | 0 | 0
721 | 77.2648 | 0 | 77.2648 | 42.9 | 2 | 7.1805 | 4 | 21.1843 | 0 | 21.1843 | 0 | 0 | 0 | 0 | 0 | 0 | 0 | 0 | 0 | 0 | 48.9 | 0 | 2.3179 | 56.8487 | 0 | 0 | 0
722 | 76.8301 | 0 | 76.8301 | 42.9 | 2 | 7.2797 | 4 | 20.6503 | 0 | 20.6503 | 0 | 0 | 0 | 0 | 0 | 0 | 0 | 0 | 0 | 0 | 48.9 | 0 | 2.3049 | 56.7635 | 0 | 0 | 0
723 | 77.317 | 0 | 77.317 | 42.9 | 2 | 6.5645 | 4 | 21.8526 | 0 | 21.8526 | 0 | 0 | 0 | 0 | 0 | 0 | 0 | 0 | 0 | 0 | 48.9 | 0 | 2.3195 | 57.3777 | 0 | 0 | 0
724 | 79.2881 | 0 | 79.2881 | 42.9 | 2 | 8.3517 | 5.8166 | 20.2197 | 0 | 20.2197 | 0 | 0 | 0 | 0 | 0 | 0 | 0 | 0 | 0 | 0 | 50.7166 | 0 | 2.3786 | 54.2834 | 0 | 0 | -1.4211e-14
725 | 78.761 | 0 | 78.761 | 42.9 | 2 | 8.5363 | 6.938 | 18.3867 | 0 | 18.3867 | 0 | 0 | 0 | 0 | 0 | 0 | 0 | 0 | 0 | 0 | 51.838 | 0 | 2.3628 | 53.162 | 0 | 0 | 0
726 | 79.3059 | 0 | 79.3059 | 42.9 | 2 | 8.5074 | 6.7624 | 19.136 | 0 | 19.136 | 0 | 0 | 0 | 0 | 0 | 0 | 0 | 0 | 0 | 0 | 51.6624 | 0 | 2.3792 | 53.3376 | 0 | 0 | 0
727 | 78.5947 | 0 | 78.5947 | 42.9 | 2 | 0 | 4 | 17.865 | 12.9373 | 17.865 | 12.9373 | 0 | 0 | 1.1076 | 0 | 0 | 0 | 1.1076 | 0 | 0.99681 | 48.9 | 0 | 2.3578 | 62.8574 | 0 | 0 | 0
728 | 76.4109 | 0 | 76.4109 | 42.9 | 2 | 0 | 4 | 17.6605 | 25.0361 | 17.6605 | 25.0361 | 0 | 0 | 12 | 0 | 3.1857 | 0 | 15.1857 | 0 | 14.7339 | 48.9 | 0 | 2.2923 | 60.8669 | 0 | 0 | 0
729 | 77.948 | 0 | 77.948 | 42.9 | 2 | 0 | 4 | 17.5046 | 34.9832 | 17.5046 | 33.5434 | 0 | 1.4398 | 12 | 0 | 10 | 0 | 22 | 0 | 34.7534 | 48.9 | 0 | 2.3384 | 59.6998 | 0 | 0 | 0
730 | 77.6409 | 0 | 77.6409 | 42.9 | 2 | 0 | 4 | 17.3808 | 47.7385 | 17.3808 | 31.8674 | 0 | 15.871 | 12 | 0 | 8.5073 | 0 | 20.5073 | 0 | 53.3968 | 48.9 | 0 | 2.3292 | 57.8704 | 0 | 3.5527e-15 | 0
731 | 76.8228 | 0 | 76.8228 | 42.9 | 2 | 0 | 4 | 16.952 | 48.2227 | 16.952 | 22.9708 | 0 | 25.2519 | 12 | 0 | 0 | 0 | 12 | 0 | 64.1968 | 48.9 | 0 | 2.3047 | 67.7469 | 0 | 0 | 0
732 | 75.3328 | 0 | 75.3328 | 42.9 | 2 | 0 | 4 | 18.6307 | 51.762 | 18.6307 | 12.0279 | 0 | 39.7341 | 4.2258 | 0 | 0 | 0 | 4.2258 | 0 | 68 | 48.9 | 0 | 2.26 | 66.7985 | 0 | 1.7764e-15 | 0
733 | 75.3089 | 0 | 75.3089 | 42.9 | 2 | 0 | 4 | 18.6712 | 50.885 | 18.6712 | 7.7376 | 0 | 43.1474 | 0 | 0 | 0 | 0 | 0 | 0 | 68 | 48.9 | 0 | 2.2593 | 78.9134 | 0 | 1.4211e-14 | 0
734 | 76.2102 | 0 | 76.2102 | 42.9 | 2 | 0 | 4 | 18.6841 | 43.1759 | 18.6841 | 8.6261 | 0 | 34.5498 | 0 | 0 | 0 | 0 | 0 | 0 | 68 | 48.9 | 0 | 2.2863 | 80.129 | 0 | 0 | 0
735 | 73.2353 | 0 | 73.2353 | 42.9 | 2 | 0 | 4 | 20.7671 | 36.0026 | 20.7671 | 3.5683 | 0 | 32.4344 | 0 | 7.1054e-15 | 0 | 0 | 0 | 7.1054e-15 | 68 | 48.9 | 0 | 2.1971 | 80.4281 | 0 | 0 | 0
736 | 78.6186 | 0 | 78.6186 | 42.9 | 2 | 0 | 4 | 20.9689 | 23.6146 | 20.9689 | 8.7497 | 0 | 14.8649 | 7.8949e-15 | 0 | 0 | 0 | 7.8949e-15 | 0 | 68 | 48.9 | 0 | 2.3586 | 82.9122 | 0 | 6.3159e-15 | 0
737 | 81.8204 | 0 | 81.8204 | 42.9 | 2 | 0.25767 | 4 | 17.1537 | 13.6022 | 17.1537 | 13.6022 | 0 | 0 | 0 | 1.9068 | 0 | 0 | 0 | 1.9068 | 65.8813 | 48.9 | 0 | 2.4546 | 83.1555 | 0 | 0 | 0
738 | 86.3361 | 0 | 86.3361 | 42.9 | 2 | 0.3575 | 4 | 18.4392 | 6.1166e-15 | 18.4392 | 6.1166e-15 | 0 | 0 | 0 | 12 | 0 | 6.6394 | 0 | 18.6394 | 45.3466 | 48.9 | 0 | 2.5901 | 68.7031 | 0 | 0 | 0
739 | 89.2018 | 0 | 89.2018 | 42.9 | 2 | 0.50833 | 4 | 20.8714 | 0 | 20.8714 | 0 | 0 | 0 | 0 | 12 | 0 | 6.9221 | 0 | 18.9221 | 24.5052 | 48.9 | 0 | 2.6761 | 68.3309 | 0 | 0 | 0
740 | 95.4972 | 0 | 95.4972 | 42.9 | 2 | 10.7525 | 4 | 18.967 | 0 | 18.967 | 0 | 0 | 0 | 0 | 12 | 0 | 4.8777 | 0 | 16.8777 | 5.8813 | 48.9 | 0 | 2.8649 | 56.1681 | 0 | 0 | 0
741 | 90.2934 | 0 | 90.2934 | 43.0861 | 2 | 9.9429 | 10 | 19.9712 | 0 | 19.9712 | 0 | 0 | 0 | 0 | 5.2932 | 0 | 0 | 0 | 5.2932 | 0 | 55.0861 | 0 | 2.7088 | 49.9139 | 0 | 0 | 0
742 | 88.3566 | 0 | 88.3566 | 44.9852 | 2 | 9.3839 | 10 | 21.9876 | 0 | 21.9876 | 0 | 0 | 0 | 0 | 0 | 0 | 0 | 0 | 0 | 0 | 56.9852 | 0 | 2.6507 | 48.0148 | 0 | 0 | 0
743 | 85.4373 | 0 | 85.4373 | 43.2012 | 2 | 9.0902 | 10 | 21.146 | 0 | 21.146 | 0 | 0 | 0 | 0 | 0 | 0 | 0 | 0 | 0 | 0 | 55.2012 | 0 | 2.5631 | 49.7988 | 0 | 0 | 0
744 | 78.9875 | 0 | 78.9875 | 42.9 | 2 | 8.149 | 7.192 | 18.7464 | 0 | 18.7464 | 0 | 0 | 0 | 0 | 0 | 0 | 0 | 0 | 0 | 0 | 52.092 | 0 | 2.3696 | 52.908 | 0 | 0 | 0
745 | 80.1545 | 0 | 80.1545 | 42.9 | 2 | 8.4914 | 9.3805 | 17.3826 | 0 | 17.3826 | 0 | 0 | 0 | 0 | 0 | 0 | 0 | 0 | 0 | 0 | 54.2805 | 0 | 2.4046 | 50.7195 | 0 | 0 | 0
746 | 80.4594 | 0 | 80.4594 | 42.9 | 2 | 8.5253 | 9.5972 | 17.4369 | 0 | 17.4369 | 0 | 0 | 0 | 0 | 0 | 0 | 0 | 0 | 0 | 0 | 54.4972 | 0 | 2.4138 | 50.5028 | 0 | 0 | 0
747 | 77.8931 | 0 | 77.8931 | 42.9 | 2 | 8.3813 | 8.6767 | 15.9352 | 0 | 15.9352 | 0 | 0 | 0 | 0 | 0 | 0 | 0 | 0 | 0 | 0 | 53.5767 | 0 | 2.3368 | 51.4233 | 0 | 0 | 0
748 | 78.0242 | 0 | 78.0242 | 42.9 | 2 | 8.3784 | 8.6581 | 16.0878 | 0 | 16.0878 | 0 | 0 | 0 | 0 | 0 | 0 | 0 | 0 | 0 | 0 | 53.5581 | 0 | 2.3407 | 51.4419 | 0 | 0 | 0
749 | 79.4011 | 0 | 79.4011 | 42.9 | 2 | 8.5617 | 9.8298 | 16.1096 | 0 | 16.1096 | 0 | 0 | 0 | 0 | 0 | 0 | 0 | 0 | 0 | 0 | 54.7298 | 0 | 2.382 | 50.2702 | 0 | 0 | 0
750 | 78.2681 | 0 | 78.2681 | 42.9 | 2 | 8.4718 | 9.2555 | 15.6409 | 0 | 15.6409 | 0 | 0 | 0 | 0 | 0 | 0 | 0 | 0 | 0 | 0 | 54.1555 | 0 | 2.348 | 50.8445 | 0 | 0 | 0
751 | 78.9069 | 0 | 78.9069 | 42.9 | 2 | 3.8723 | 4 | 14.6817 | 11.4529 | 14.6817 | 11.4529 | 0 | 0 | 0 | 0 | 0 | 0 | 0 | 0 | 0 | 48.9 | 0 | 2.3672 | 59.3664 | 0 | 0 | 0
752 | 79.2146 | 0 | 79.2146 | 42.9 | 2 | 7.1054e-15 | 4 | 15.5061 | 22.8092 | 15.5061 | 22.8092 | 0 | 0 | 8.0007 | 0 | 0 | 0 | 8.0007 | 0 | 7.2006 | 48.9 | 0 | 2.3764 | 61.6326 | 0 | 0 | 0
753 | 79.075 | 0 | 79.075 | 42.9 | 2 | 0 | 4 | 14.6917 | 32.6639 | 14.6917 | 32.6639 | 0 | 0 | 12 | 0 | 5.1805 | 0 | 17.1805 | 0 | 22.7768 | 48.9 | 0 | 2.3723 | 60.3908 | 0 | 0 | 0
754 | 79.4912 | 0 | 79.4912 | 42.9 | 2 | 1.4211e-14 | 4 | 15.193 | 43.2333 | 15.193 | 37.3982 | 0 | 5.8351 | 12 | 0 | 10 | 0 | 22 | 0 | 42.7963 | 48.9 | 0 | 2.3847 | 58.9495 | 0 | 0 | -1.4211e-14
755 | 76.274 | 0 | 76.274 | 42.9 | 2 | 7.1054e-15 | 4 | 13.9172 | 44.2794 | 13.9172 | 31.9694 | 0 | 12.3099 | 12 | 0 | 6.5126 | 0 | 18.5126 | 0 | 59.6006 | 48.9 | 0 | 2.2882 | 58.5454 | 0 | 3.5527e-15 | 0
756 | 77.5668 | 0 | 77.5668 | 42.9 | 2 | 0 | 4 | 15.7635 | 45.3962 | 15.7635 | 22.236 | 0 | 23.1602 | 9.3327 | 0 | 0 | 0 | 9.3327 | 0 | 68 | 48.9 | 0 | 2.327 | 68.3195 | 0 | 0 | -3.5527e-15
757 | 75.8329 | 0 | 75.8329 | 42.9 | 2 | 0 | 4 | 13.7778 | 45.7498 | 13.7778 | 13.1551 | 0 | 32.5947 | 0 | 0 | 0 | 0 | 0 | 0 | 68 | 48.9 | 0 | 2.275 | 80.3057 | 0 | 0 | 0
758 | 73.688 | 0 | 73.688 | 42.9 | 2 | 0 | 4 | 16.3886 | 40.9397 | 16.3886 | 8.3994 | 0 | 32.5403 | 0 | 0 | 0 | 0 | 0 | 0 | 68 | 48.9 | 0 | 2.2106 | 80.313 | 0 | 0 | 0
759 | 73.4062 | 0 | 73.4062 | 42.9 | 2 | 0 | 4 | 15.0197 | 32.7351 | 15.0197 | 9.4865 | 0 | 23.2486 | 0 | 0 | 0 | 0 | 0 | 0 | 68 | 48.9 | 0 | 2.2022 | 81.57 | 0 | 0 | 0
760 | 77.9793 | 0 | 77.9793 | 42.9 | 2 | 0 | 4 | 16.5131 | 21.5921 | 16.5131 | 12.5661 | 0 | 9.026 | 0 | 0 | 0 | 0 | 0 | 0 | 68 | 48.9 | 0 | 2.3394 | 83.4939 | 0 | 0 | 0
761 | 81.9536 | 0 | 81.9536 | 42.9 | 2 | 4.5605 | 4 | 15.7931 | 12.7 | 15.7931 | 12.7 | 0 | 0 | 0 | 0 | 0 | 0 | 0 | 0 | 68 | 48.9 | 0 | 2.4586 | 80.7713 | 0 | 0 | 0
762 | 89.7241 | 0 | 89.7241 | 42.9 | 2 | 6.1535 | 4 | 18.2073 | 5.8129e-15 | 18.2073 | 5.8129e-15 | 0 | 0 | 0 | 12 | 0 | 4.4633 | 0 | 16.4633 | 49.8255 | 48.9 | 0 | 2.6917 | 65.1575 | 0 | 0 | 0
763 | 94.6787 | 0 | 94.6787 | 42.9 | 2 | 7.2212 | 4 | 16.5575 | 0 | 16.5575 | 0 | 0 | 0 | 0 | 12 | 0 | 10 | 0 | 22 | 25.6457 | 48.9 | 0 | 2.8404 | 59.4466 | 0 | 1.4211e-14 | 0
764 | 95.6617 | 0 | 95.6617 | 42.9 | 2 | 10.7525 | 7.8585 | 16.1749 | 0 | 16.1749 | 0 | 0 | 0 | 0 | 12 | 0 | 3.9758 | 0 | 15.9758 | 8 | 52.7585 | 0 | 2.8699 | 52.2415 | 0 | 0 | 0
765 | 95.7502 | 0 | 95.7502 | 48.0275 | 2 | 10.5168 | 10 | 18.0059 | 0 | 18.0059 | 0 | 0 | 0 | 0 | 7.2 | 0 | 0 | 0 | 7.2 | 0 | 60.0275 | 0 | 2.8725 | 44.9725 | 0 | 1.4211e-14 | 0
766 | 88.5944 | 0 | 88.5944 | 48.468 | 2 | 9.4593 | 10 | 18.667 | 0 | 18.667 | 0 | 0 | 0 | 0 | 0 | 0 | 0 | 0 | 0 | 0 | 60.468 | 0 | 2.6578 | 44.532 | 0 | 0 | 0
767 | 87.4102 | 0 | 87.4102 | 47.0326 | 2 | 9.2348 | 10 | 19.1428 | 0 | 19.1428 | 0 | 0 | 0 | 0 | 0 | 0 | 0 | 0 | 0 | 0 | 59.0326 | 0 | 2.6223 | 45.9674 | 0 | 0 | 0
768 | 80.779 | 0 | 80.779 | 43.3418 | 2 | 8.6574 | 10 | 16.7799 | 0 | 16.7799 | 0 | 0 | 0 | 0 | 0 | 0 | 0 | 0 | 0 | 0 | 55.3418 | 0 | 2.4234 | 49.6582 | 0 | 0 | 0
769 | 84.0332 | 0 | 84.0332 | 48.1493 | 2 | 9.4095 | 10 | 14.4744 | 0 | 14.4744 | 0 | 0 | 0 | 0 | 0 | 0 | 0 | 0 | 0 | 0 | 60.1493 | 0 | 2.521 | 44.8507 | 0 | 0 | 0
770 | 82.7107 | 0 | 82.7107 | 45.4593 | 2 | 8.9887 | 10 | 16.2627 | 0 | 16.2627 | 0 | 0 | 0 | 0 | 0 | 0 | 0 | 0 | 0 | 0 | 57.4593 | 0 | 2.4813 | 47.5407 | 0 | 0 | 0
771 | 84.3062 | 0 | 84.3062 | 48.4725 | 2 | 9.46 | 10 | 14.3737 | 0 | 14.3737 | 0 | 0 | 0 | 0 | 0 | 0 | 0 | 0 | 0 | 0 | 60.4725 | 0 | 2.5292 | 44.5275 | 0 | 0 | 0
772 | 83.5574 | 0 | 83.5574 | 48.1633 | 2 | 9.4117 | 10 | 13.9824 | 0 | 13.9824 | 0 | 0 | 0 | 0 | 0 | 0 | 0 | 0 | 0 | 0 | 60.1633 | 0 | 2.5067 | 44.8367 | 0 | 0 | 0
773 | 85.1727 | 0 | 85.1727 | 50.5079 | 2 | 9.7784 | 10 | 12.8863 | 0 | 12.8863 | 0 | 0 | 0 | 0 | 0 | 0 | 0 | 0 | 0 | 0 | 62.5079 | 0 | 2.5552 | 42.4921 | 0 | 0 | 0
774 | 84.3257 | 0 | 84.3257 | 48.7053 | 2 | 9.4965 | 10 | 14.1239 | 0 | 14.1239 | 0 | 0 | 0 | 0 | 0 | 0 | 0 | 0 | 0 | 0 | 60.7053 | 0 | 2.5298 | 44.2947 | 0 | 1.4211e-14 | 0
775 | 84.0132 | 0 | 84.0132 | 42.9 | 2 | 7.8257 | 5.125 | 14.0159 | 12.1466 | 14.0159 | 12.1466 | 0 | 0 | 0 | 0 | 0 | 0 | 0 | 0 | 0 | 50.025 | 0 | 2.5204 | 54.975 | 0 | 0 | 0
776 | 84.8911 | 0 | 84.8911 | 42.9 | 2 | 0 | 4 | 13.8779 | 24.1233 | 13.8779 | 24.1233 | 0 | 0 | 2.0102 | 0 | 0 | 0 | 2.0102 | 0 | 1.8091 | 48.9 | 0 | 2.5467 | 62.443 | 0 | 0 | 0
777 | 84.0666 | 0 | 84.0666 | 42.9 | 2 | 7.1054e-15 | 4 | 12.0061 | 36.0718 | 12.0061 | 36.0718 | 0 | 0 | 12 | 0 | 0.91122 | 0 | 12.9112 | 0 | 13.4492 | 48.9 | 0 | 2.522 | 60.9683 | 0 | 0 | 0
778 | 81.6984 | 0 | 81.6984 | 42.9 | 2 | 0 | 4 | 11.6524 | 41.6432 | 11.6524 | 41.6432 | 0 | 0 | 12 | 0 | 8.4972 | 0 | 20.4972 | 0 | 32.0833 | 48.9 | 0 | 2.451 | 59.9422 | 0 | 0 | 0
779 | 83.3232 | 0 | 83.3232 | 42.9 | 2 | 0 | 4 | 12.4369 | 45.4303 | 12.4369 | 43.9862 | 0 | 1.4441 | 12 | 0 | 10 | 0 | 22 | 0 | 52.1028 | 48.9 | 0 | 2.4997 | 59.5435 | 0 | 0 | 0
780 | 79.9123 | 0 | 79.9123 | 42.9 | 2 | 0 | 4 | 12.8302 | 53.9219 | 12.8302 | 32.4668 | 0 | 21.4552 | 12 | 0 | 2.2846 | 0 | 14.2846 | 0 | 65.0091 | 48.9 | 0 | 2.3974 | 57.8802 | 0 | 3.5527e-15 | 0
781 | 81.8102 | 0 | 81.8102 | 42.9 | 2 | 0 | 4 | 13.1974 | 46.2811 | 13.1974 | 23.0359 | 0 | 23.2451 | 3.3232 | 0 | 0 | 0 | 3.3232 | 0 | 68 | 48.9 | 0 | 2.4543 | 69.1209 | 0 | 7.9936e-15 | 0
782 | 78.3547 | 0 | 78.3547 | 42.9 | 2 | 0 | 4 | 13.3718 | 40.8938 | 13.3718 | 16.0829 | 0 | 24.8109 | 0 | 0 | 0 | 0 | 0 | 0 | 68 | 48.9 | 0 | 2.3506 | 81.3586 | 0 | 0 | 0
783 | 80.5293 | 0 | 80.5293 | 42.9 | 2 | 0 | 4 | 12.7709 | 33.4517 | 12.7709 | 18.8585 | 0 | 14.5932 | 0 | 0 | 0 | 0 | 0 | 0 | 68 | 48.9 | 0 | 2.4159 | 82.7408 | 0 | 0 | 0
784 | 82.1573 | 0 | 82.1573 | 42.9 | 2 | 0 | 4 | 13.8578 | 24.7251 | 13.8578 | 19.3994 | 0 | 5.3257 | 0 | 0 | 0 | 0 | 0 | 0 | 68 | 48.9 | 0 | 2.4647 | 83.9945 | 0 | 0 | 0
785 | 89.9023 | 0 | 89.9023 | 42.9 | 2 | 8.4098 | 4.5354 | 15.0132 | 12.7205 | 15.0132 | 12.7205 | 0 | 0 | 0 | 4.3235 | 0 | 0 | 0 | 4.3235 | 63.1961 | 49.4354 | 0 | 2.6971 | 73.2412 | 0 | 0 | -1.4211e-14
786 | 91.994 | 0 | 91.994 | 42.9 | 2 | 8.8829 | 4 | 14.2649 | 5.5554e-15 | 14.2649 | 5.5554e-15 | 0 | 0 | 0 | 12 | 0 | 7.9462 | 0 | 19.9462 | 41.2439 | 48.9 | 0 | 2.7598 | 59.7856 | 0 | 0 | 0
787 | 98.9916 | 0 | 98.9916 | 42.9 | 2 | 11.6465 | 7.5493 | 12.8958 | 0 | 12.8958 | 0 | 0 | 0 | 0 | 12 | 0 | 10 | 0 | 22 | 17.0641 | 52.4493 | 0 | 2.9697 | 52.5507 | 0 | 0 | 0
788 | 104.3469 | 0 | 104.3469 | 54.0711 | 2 | 12.2902 | 10 | 13.4927 | 0 | 13.4927 | 0 | 0 | 0 | 0 | 12 | 0 | 0.49285 | 0 | 12.4929 | 3.1961 | 66.0711 | 0 | 3.1304 | 38.9289 | 0 | 0 | 0
789 | 96.2042 | 0 | 96.2042 | 55 | 3.8247 | 11.2166 | 10 | 13.2864 | 0 | 13.2864 | 0 | 0 | 0 | 0 | 2.8765 | 0 | 0 | 0 | 2.8765 | 0 | 68.8247 | 0 | 2.8861 | 36.1753 | 0 | 0 | -1.4211e-14
790 | 92.9814 | 0 | 92.9814 | 55 | 3.4234 | 10.7038 | 10 | 13.8542 | 0 | 13.8542 | 0 | 0 | 0 | 0 | 0 | 0 | 0 | 0 | 0 | 0 | 68.4234 | 0 | 2.7894 | 36.5766 | 0 | 0 | 0
791 | 88.8664 | 0 | 88.8664 | 52.1476 | 2 | 10.0349 | 10 | 14.6839 | 0 | 14.6839 | 0 | 0 | 0 | 0 | 0 | 0 | 0 | 0 | 0 | 0 | 64.1476 | 0 | 2.666 | 40.8524 | 0 | 0 | 0
792 | 78.8978 | 0 | 78.8978 | 44.4737 | 2 | 8.8345 | 10 | 13.5896 | 0 | 13.5896 | 0 | 0 | 0 | 0 | 0 | 0 | 0 | 0 | 0 | 0 | 56.4737 | 0 | 2.3669 | 48.5263 | 0 | 0 | 0
793 | 82.1837 | 0 | 82.1837 | 46.876 | 2 | 9.2103 | 10 | 14.0974 | 0 | 14.0974 | 0 | 0 | 0 | 0 | 0 | 0 | 0 | 0 | 0 | 0 | 58.876 | 0 | 2.4655 | 46.124 | 0 | 0 | 0
794 | 80.2999 | 0 | 80.2999 | 45.6084 | 2 | 9.012 | 10 | 13.6796 | 0 | 13.6796 | 0 | 0 | 0 | 0 | 0 | 0 | 0 | 0 | 0 | 0 | 57.6084 | 0 | 2.409 | 47.3916 | 0 | 1.4211e-14 | 0
795 | 82.1555 | 0 | 82.1555 | 46.1815 | 2 | 9.1016 | 10 | 14.8724 | 0 | 14.8724 | 0 | 0 | 0 | 0 | 0 | 0 | 0 | 0 | 0 | 0 | 58.1815 | 0 | 2.4647 | 46.8185 | 0 | 0 | 0
796 | 80.3627 | 0 | 80.3627 | 44.5608 | 2 | 8.8481 | 10 | 14.9538 | 0 | 14.9538 | 0 | 0 | 0 | 0 | 0 | 0 | 0 | 0 | 0 | 0 | 56.5608 | 0 | 2.4109 | 48.4392 | 0 | 0 | 0
797 | 83.7332 | 0 | 83.7332 | 47.5531 | 2 | 9.3162 | 10 | 14.8638 | 0 | 14.8638 | 0 | 0 | 0 | 0 | 0 | 0 | 0 | 0 | 0 | 0 | 59.5531 | 0 | 2.512 | 45.4469 | 0 | 0 | 0
798 | 82.9063 | 0 | 82.9063 | 49.5347 | 2 | 9.6262 | 10 | 11.7454 | 0 | 11.7454 | 0 | 0 | 0 | 0 | 0 | 0 | 0 | 0 | 0 | 0 | 61.5347 | 0 | 2.4872 | 43.4653 | 0 | 0 | 0
799 | 83.5465 | 0 | 83.5465 | 42.9 | 2 | 8.4168 | 8.9035 | 11.7424 | 9.5837 | 11.7424 | 9.5837 | 0 | 0 | 0 | 0 | 0 | 0 | 0 | 0 | 0 | 53.8035 | 0 | 2.5064 | 51.1965 | 0 | 0 | 0
800 | 82.8199 | 0 | 82.8199 | 42.9 | 2 | 0.04842 | 4 | 12.1331 | 21.7384 | 12.1331 | 21.7384 | 0 | 0 | 0 | 0 | 0 | 0 | 0 | 0 | 0 | 48.9 | 0 | 2.4846 | 62.673 | 0 | 0 | 0
801 | 83.4046 | 0 | 83.4046 | 42.9 | 2 | 7.1054e-15 | 4 | 11.7592 | 30.4426 | 11.7592 | 30.4426 | 0 | 0 | 7.6972 | 0 | 0 | 0 | 7.6972 | 0 | 6.9275 | 48.9 | 0 | 2.5021 | 61.6737 | 0 | 0 | 0
802 | 82.5007 | 0 | 82.5007 | 42.9 | 2 | 0 | 4 | 11.4495 | 40.1108 | 11.4495 | 40.1108 | 0 | 0 | 12 | 0 | 5.9595 | 0 | 17.9595 | 0 | 23.2219 | 48.9 | 0 | 2.475 | 60.2854 | 0 | 0 | 0
803 | 78.1248 | 0 | 78.1248 | 42.9 | 2 | 7.1054e-15 | 4 | 10.5281 | 38.1248 | 10.5281 | 38.1248 | 0 | 0 | 12 | 0 | 7.428 | 0 | 19.428 | 0 | 40.8702 | 48.9 | 0 | 2.3437 | 60.0868 | 0 | 0 | 0
804 | 79.4846 | 0 | 79.4846 | 42.9 | 2 | 0 | 4 | 11.4723 | 42.174 | 11.4723 | 39.4178 | 0 | 2.7562 | 12 | 0 | 8.3055 | 0 | 20.3055 | 0 | 59.3275 | 48.9 | 0 | 2.3845 | 59.5952 | 0 | 7.1054e-15 | 0
805 | 76.9482 | 0 | 76.9482 | 42.9 | 2 | 7.1054e-15 | 4 | 11.5815 | 46.2802 | 11.5815 | 26.1028 | 0 | 20.1774 | 9.6361 | 0 | 0 | 0 | 9.6361 | 0 | 68 | 48.9 | 0 | 2.3084 | 68.6819 | 0 | 0 | 0
806 | 77.6801 | 0 | 77.6801 | 42.9 | 2 | 0 | 4 | 12.3477 | 39.8627 | 12.3477 | 16.4325 | 0 | 23.4303 | 0 | 0 | 0 | 0 | 0 | 0 | 68 | 48.9 | 0 | 2.3304 | 81.5454 | 0 | 0 | -1.4211e-14
807 | 77.5895 | 0 | 77.5895 | 42.9 | 2 | 0 | 4 | 12.3342 | 30.722 | 12.3342 | 16.3553 | 0 | 14.3667 | 0 | 0 | 0 | 0 | 0 | 0 | 68 | 48.9 | 0 | 2.3277 | 82.7714 | 0 | 0 | 0
808 | 80.5071 | 0 | 80.5071 | 42.9 | 2 | 0 | 4 | 11.8986 | 23.8493 | 11.8986 | 19.7085 | 0 | 4.1408 | 0 | 0 | 0 | 0 | 0 | 0 | 68 | 48.9 | 0 | 2.4152 | 84.1547 | 0 | 1.4211e-14 | 0
809 | 85.0304 | 0 | 85.0304 | 42.9 | 2 | 3.9403 | 4 | 13.175 | 11.1816 | 13.175 | 11.1816 | 0 | 0 | 0 | 7.8336 | 0 | 0 | 0 | 7.8336 | 59.296 | 48.9 | 0 | 2.5509 | 74.5337 | 0 | 0 | 0
810 | 89.5323 | 0 | 89.5323 | 42.9 | 2 | 6.6308 | 4 | 12.0015 | 5.6212e-15 | 12.0015 | 5.6212e-15 | 0 | 0 | 0 | 12 | 0 | 10 | 0 | 22 | 35.1162 | 48.9 | 0 | 2.686 | 59.9571 | 0 | 0 | 0
811 | 95.0082 | 0 | 95.0082 | 42.9 | 2 | 10.941 | 4.6006 | 14.1274 | 0 | 14.1274 | 0 | 0 | 0 | 0 | 12 | 0 | 8.4391 | 0 | 20.4391 | 12.6294 | 49.5006 | 0 | 2.8502 | 55.4994 | 0 | 1.4211e-14 | 0
812 | 100.3395 | 0 | 100.3395 | 50.9756 | 2 | 11.6297 | 10 | 14.3678 | 0 | 14.3678 | 0 | 0 | 0 | 0 | 11.3664 | 0 | 0 | 0 | 11.3664 | 0 | 62.9756 | 0 | 3.0102 | 42.0244 | 0 | 0 | 0
813 | 95.3156 | 0 | 95.3156 | 55 | 5.0347 | 10.9559 | 10 | 14.3251 | 0 | 14.3251 | 0 | 0 | 0 | 0 | 0 | 0 | 0 | 0 | 0 | 0 | 70.0347 | 0 | 2.8595 | 34.9653 | 0 | 0 | 0
814 | 92.0137 | 0 | 92.0137 | 55 | 2.1731 | 10.5082 | 10 | 14.3324 | 0 | 14.3324 | 0 | 0 | 0 | 0 | 0 | 0 | 0 | 0 | 0 | 0 | 67.1731 | 0 | 2.7604 | 37.8269 | 0 | 0 | 0
815 | 86.5071 | 0 | 86.5071 | 49.7594 | 2 | 9.6613 | 10 | 15.0864 | 0 | 15.0864 | 0 | 0 | 0 | 0 | 0 | 0 | 0 | 0 | 0 | 0 | 61.7594 | 0 | 2.5952 | 43.2406 | 0 | 1.4211e-14 | 0
816 | 78.4139 | 0 | 78.4139 | 43.055 | 2 | 8.6125 | 10 | 14.7463 | 0 | 14.7463 | 0 | 0 | 0 | 0 | 0 | 0 | 0 | 0 | 0 | 0 | 55.055 | 0 | 2.3524 | 49.945 | 0 | 0 | 0
817 | 82.1799 | 0 | 82.1799 | 45.1502 | 2 | 8.9403 | 10 | 16.0894 | 0 | 16.0894 | 0 | 0 | 0 | 0 | 0 | 0 | 0 | 0 | 0 | 0 | 57.1502 | 0 | 2.4654 | 47.8498 | 0 | 0 | 0
818 | 82.0371 | 0 | 82.0371 | 43.2745 | 2 | 8.6469 | 10 | 18.1158 | 0 | 18.1158 | 0 | 0 | 0 | 0 | 0 | 0 | 0 | 0 | 0 | 0 | 55.2745 | 0 | 2.4611 | 49.7255 | 0 | 0 | 0
819 | 80.8778 | 0 | 80.8778 | 43.5505 | 2 | 8.69 | 10 | 16.6372 | 0 | 16.6372 | 0 | 0 | 0 | 0 | 0 | 0 | 0 | 0 | 0 | 0 | 55.5505 | 0 | 2.4263 | 49.4495 | 0 | 0 | 0
820 | 80.5528 | 0 | 80.5528 | 43.9388 | 2 | 8.7508 | 10 | 15.8631 | 0 | 15.8631 | 0 | 0 | 0 | 0 | 0 | 0 | 0 | 0 | 0 | 0 | 55.9388 | 0 | 2.4166 | 49.0612 | 0 | 0 | 0
821 | 80.8805 | 0 | 80.8805 | 44.8158 | 2 | 8.888 | 10 | 15.1767 | 0 | 15.1767 | 0 | 0 | 0 | 0 | 0 | 0 | 0 | 0 | 0 | 0 | 56.8158 | 0 | 2.4264 | 48.1842 | 0 | 0 | 0
822 | 82.998 | 0 | 82.998 | 46.023 | 2 | 9.0768 | 10 | 15.8982 | 0 | 15.8982 | 0 | 0 | 0 | 0 | 0 | 0 | 0 | 0 | 0 | 0 | 58.023 | 0 | 2.4899 | 46.977 | 0 | 0 | 0
823 | 84.0436 | 0 | 84.0436 | 42.9 | 2 | 7.1406 | 4 | 15.244 | 12.7591 | 15.244 | 12.7591 | 0 | 0 | 0 | 0 | 0 | 0 | 0 | 0 | 0 | 48.9 | 0 | 2.5213 | 56.5403 | 0 | 0 | -1.4211e-14
824 | 84.6107 | 0 | 84.6107 | 42.9 | 2 | 7.1054e-15 | 4 | 14.4723 | 25.7807 | 14.4723 | 25.7807 | 0 | 0 | 4.5423 | 0 | 0 | 0 | 4.5423 | 0 | 4.0881 | 48.9 | 0 | 2.5383 | 62.1004 | 0 | 0 | 0
825 | 81.4827 | 0 | 81.4827 | 42.9 | 2 | 0 | 4 | 13.3314 | 40.6035 | 13.3314 | 40.6035 | 0 | 0 | 12 | 0 | 9.3523 | 0 | 21.3523 | 0 | 23.5105 | 48.9 | 0 | 2.4445 | 59.8265 | 0 | 0 | 0
826 | 79.8625 | 0 | 79.8625 | 42.9 | 2 | 0 | 4 | 14.2848 | 48.359 | 14.2848 | 38.6777 | 0 | 9.6813 | 12 | 0 | 10 | 0 | 22 | 0 | 43.53 | 48.9 | 0 | 2.3959 | 58.4292 | 0 | 0 | 0
827 | 80.1123 | 0 | 80.1123 | 42.9 | 2 | 7.1054e-15 | 4 | 13.3373 | 52.571 | 13.3373 | 32.2158 | 0 | 20.3551 | 12 | 0 | 2.3408 | 0 | 14.3408 | 0 | 56.4881 | 48.9 | 0 | 2.4034 | 58.0214 | 0 | 3.5527e-15 | 0
828 | 79.6885 | 0 | 79.6885 | 42.9 | 2 | 0 | 4 | 12.7537 | 54.789 | 12.7537 | 30.0348 | 0 | 24.7542 | 12 | 0 | 0 | 0 | 12 | 0 | 67.2881 | 48.9 | 0 | 2.3907 | 67.743 | 0 | 0 | -1.4211e-14
829 | 77.3875 | 0 | 77.3875 | 42.9 | 2 | 0 | 4 | 12.6136 | 49.199 | 12.6136 | 16.6649 | 0 | 32.5341 | 0.791 | 0 | 0 | 0 | 0.791 | 0 | 68 | 48.9 | 0 | 2.3216 | 68.2069 | 0 | 0 | -3.1086e-15
830 | 76.2617 | 0 | 76.2617 | 42.9 | 2 | 0 | 4 | 14.3131 | 41.4454 | 14.3131 | 13.0486 | 0 | 28.3967 | 0 | 0 | 0 | 0 | 0 | 0 | 68 | 48.9 | 0 | 2.2879 | 80.8736 | 0 | 1.4211e-14 | 0
831 | 77.3935 | 0 | 77.3935 | 42.9 | 2 | 0 | 4 | 13.8979 | 33.12 | 13.8979 | 14.5956 | 0 | 18.5244 | 0 | 0 | 0 | 0 | 0 | 0 | 68 | 48.9 | 0 | 2.3218 | 82.209 | 0 | 0 | 0
832 | 81.0462 | 0 | 81.0462 | 42.9 | 2 | 0 | 4 | 14.9082 | 26.5014 | 14.9082 | 17.238 | 0 | 9.2634 | 0 | 0 | 0 | 0 | 0 | 0 | 68 | 48.9 | 0 | 2.4314 | 83.4618 | 0 | 0 | 0
833 | 87.1509 | 0 | 87.1509 | 42.9 | 2 | 3.6179 | 4 | 14.8502 | 14.4083 | 14.8502 | 14.4083 | 0 | 0 | 0 | 5.3745 | 0 | 0 | 0 | 5.3745 | 62.0283 | 48.9 | 0 | 2.6145 | 76.9389 | 0 | 0 | 0
834 | 89.9994 | 0 | 89.9994 | 42.9 | 2 | 4.5222 | 4 | 14.5771 | 6.8781e-15 | 14.5771 | 6.8781e-15 | 0 | 0 | 0 | 12 | 0 | 10 | 0 | 22 | 37.8485 | 48.9 | 0 | 2.7 | 61.7804 | 0 | 0 | 0
835 | 94.1841 | 0 | 94.1841 | 42.9 | 2 | 8.6431 | 4 | 16.2019 | 0 | 16.2019 | 0 | 0 | 0 | 0 | 12 | 0 | 8.4391 | 0 | 20.4391 | 15.3617 | 48.9 | 0 | 2.8255 | 58.0058 | 0 | 0 | 0
836 | 98.4451 | 0 | 98.4451 | 45.781 | 2 | 10.9162 | 10 | 17.7478 | 0 | 17.7478 | 0 | 0 | 0 | 0 | 12 | 0 | 0 | 0 | 12 | 2.0283 | 57.781 | 0 | 2.9534 | 47.219 | 0 | 0 | 0
837 | 97.9848 | 0 | 97.9848 | 55 | 4.3788 | 11.1389 | 10 | 15.6417 | 0 | 15.6417 | 0 | 0 | 0 | 0 | 1.8255 | 0 | 0 | 0 | 1.8255 | 0 | 69.3788 | 0 | 2.9395 | 35.6212 | 0 | 0 | 0
838 | 92.4264 | 0 | 92.4264 | 52.7711 | 2 | 10.1325 | 10 | 17.5228 | 0 | 17.5228 | 0 | 0 | 0 | 0 | 0 | 0 | 0 | 0 | 0 | 0 | 64.7711 | 0 | 2.7728 | 40.2289 | 0 | 0 | 0
839 | 90.143 | 0 | 90.143 | 51.5774 | 2 | 9.9457 | 10 | 16.62 | 0 | 16.62 | 0 | 0 | 0 | 0 | 0 | 0 | 0 | 0 | 0 | 0 | 63.5774 | 0 | 2.7043 | 41.4226 | 0 | 1.4211e-14 | 0
840 | 77.1027 | 0 | 77.1027 | 42.9 | 2 | 8.3899 | 8.7317 | 15.0811 | 0 | 15.0811 | 0 | 0 | 0 | 0 | 0 | 0 | 0 | 0 | 0 | 0 | 53.6317 | 0 | 2.3131 | 51.3683 | 0 | 0 | 0
841 | 75.0375 | 0 | 75.0375 | 42.9 | 2 | 8.1524 | 7.2133 | 14.7719 | 0 | 14.7719 | 0 | 0 | 0 | 0 | 0 | 0 | 0 | 0 | 0 | 0 | 52.1133 | 0 | 2.2511 | 52.8867 | 0 | 0 | 0
842 | 78.4596 | 0 | 78.4596 | 43.9504 | 2 | 8.7526 | 10 | 13.7565 | 0 | 13.7565 | 0 | 0 | 0 | 0 | 0 | 0 | 0 | 0 | 0 | 0 | 55.9504 | 0 | 2.3538 | 49.0496 | 0 | 0 | 0
843 | 78.0718 | 0 | 78.0718 | 45.1992 | 2 | 8.948 | 10 | 11.9247 | 0 | 11.9247 | 0 | 0 | 0 | 0 | 0 | 0 | 0 | 0 | 0 | 0 | 57.1992 | 0 | 2.3422 | 47.8008 | 0 | 0 | 0
844 | 79.9994 | 0 | 79.9994 | 46.7858 | 2 | 9.1962 | 10 | 12.0175 | 0 | 12.0175 | 0 | 0 | 0 | 0 | 0 | 0 | 0 | 0 | 0 | 0 | 58.7858 | 0 | 2.4 | 46.2142 | 0 | 0 | 0
845 | 77.9733 | 0 | 77.9733 | 43.775 | 2 | 8.7252 | 10 | 13.4731 | 0 | 13.4731 | 0 | 0 | 0 | 0 | 0 | 0 | 0 | 0 | 0 | 0 | 55.775 | 0 | 2.3392 | 49.225 | 0 | 0 | 0
846 | 80.3212 | 0 | 80.3212 | 46.7519 | 2 | 9.1909 | 10 | 12.3784 | 0 | 12.3784 | 0 | 0 | 0 | 0 | 0 | 0 | 0 | 0 | 0 | 0 | 58.7519 | 0 | 2.4096 | 46.2481 | 0 | 0 | 0
847 | 80.8708 | 0 | 80.8708 | 42.9 | 2 | 6.0497 | 4 | 13.1103 | 12.8109 | 13.1103 | 12.8109 | 0 | 0 | 0 | 0 | 0 | 0 | 0 | 0 | 0 | 48.9 | 0 | 2.4261 | 57.4836 | 0 | 0 | -1.4211e-14
848 | 78.8019 | 0 | 78.8019 | 42.9 | 2 | 7.1054e-15 | 4 | 11.7482 | 24.1985 | 11.7482 | 24.1985 | 0 | 0 | 6.0447 | 0 | 0 | 0 | 6.0447 | 0 | 5.4403 | 48.9 | 0 | 2.3641 | 61.8972 | 0 | 0 | 0
849 | 79.3551 | 0 | 79.3551 | 42.9 | 2 | 0 | 4 | 9.8664 | 37.1836 | 9.8664 | 37.1836 | 0 | 0 | 12 | 0 | 4.595 | 0 | 16.595 | 0 | 20.4766 | 48.9 | 0 | 2.3807 | 60.47 | 0 | 0 | 0
850 | 75.8739 | 0 | 75.8739 | 42.9 | 2 | 7.1054e-15 | 4 | 12.5845 | 45.7256 | 12.5845 | 36.3894 | 0 | 9.3362 | 12 | 0 | 10 | 0 | 22 | 0 | 40.4961 | 48.9 | 0 | 2.2762 | 58.4759 | 0 | 0 | 0
851 | 75.2275 | 0 | 75.2275 | 42.9 | 2 | 7.1054e-15 | 4 | 10.8767 | 47.0417 | 10.8767 | 34.5489 | 0 | 12.4928 | 12 | 0 | 7.0981 | 0 | 19.0981 | 0 | 57.8403 | 48.9 | 0 | 2.2568 | 58.4415 | 0 | 3.5527e-15 | 0
852 | 75.7457 | 0 | 75.7457 | 42.9 | 2 | 7.1054e-15 | 4 | 11.7789 | 47.1818 | 11.7789 | 26.3554 | 0 | 20.8264 | 11.2886 | 0 | 0 | 0 | 11.2886 | 0 | 68 | 48.9 | 0 | 2.2724 | 68.3706 | 0 | 3.5527e-15 | 0
853 | 76.4162 | 0 | 76.4162 | 42.9 | 2 | 0 | 4 | 9.658 | 49.2058 | 9.658 | 17.8582 | 0 | 31.3476 | 0 | 0 | 0 | 0 | 0 | 0 | 68 | 48.9 | 0 | 2.2925 | 80.4744 | 0 | 0 | 0
854 | 74.3337 | 0 | 74.3337 | 42.9 | 2 | 0 | 4 | 9.9507 | 44.2785 | 9.9507 | 15.483 | 0 | 28.7955 | 0 | 0 | 0 | 0 | 0 | 0 | 68 | 48.9 | 0 | 2.23 | 80.8196 | 0 | 0 | 0
855 | 74.5778 | 0 | 74.5778 | 42.9 | 2 | 0 | 4 | 11.7231 | 39.0252 | 11.7231 | 13.9547 | 0 | 25.0705 | 0 | 0 | 0 | 0 | 0 | 0 | 68 | 48.9 | 0 | 2.2373 | 81.3235 | 0 | 1.4211e-14 | 0
856 | 77.4467 | 0 | 77.4467 | 42.9 | 2 | 0 | 4 | 11.5454 | 25.0517 | 11.5454 | 17.0013 | 0 | 8.0504 | 0 | 0 | 0 | 0 | 0 | 0 | 68 | 48.9 | 0 | 2.3234 | 83.6259 | 0 | 0 | 0
857 | 82.5873 | 0 | 82.5873 | 42.9 | 2 | 7.5427 | 4 | 12.7607 | 13.3838 | 12.7607 | 13.3838 | 0 | 0 | 0 | 0 | 0 | 0 | 0 | 0 | 68 | 48.9 | 0 | 2.4776 | 78.1925 | 0 | 0 | 0
858 | 87.067 | 0 | 87.067 | 42.9 | 2 | 10.079 | 4.4876 | 12.5588 | 6.8058e-15 | 12.5588 | 6.8058e-15 | 0 | 0 | 0 | 12 | 0 | 3.0416 | 0 | 15.0416 | 51.3676 | 49.3876 | 0 | 2.612 | 62.5708 | 0 | 0 | 0
859 | 91.6132 | 0 | 91.6132 | 42.9 | 2 | 10.5229 | 4.2578 | 13.8237 | 0 | 13.8237 | 0 | 0 | 0 | 0 | 12 | 0 | 6.1088 | 0 | 18.1088 | 31.4083 | 49.1578 | 0 | 2.7484 | 59.7334 | 0 | 0 | -1.4211e-14
860 | 96.761 | 0 | 96.761 | 42.9 | 2 | 10.7984 | 4.3942 | 16.9347 | 0 | 16.9347 | 0 | 0 | 0 | 0 | 12 | 0 | 7.7338 | 0 | 19.7338 | 9.6865 | 49.2942 | 0 | 2.9028 | 57.2607 | 0 | 0 | -1.4211e-14
861 | 94.4733 | 0 | 94.4733 | 49.009 | 2 | 10.9135 | 10 | 13.7958 | 0 | 13.7958 | 0 | 0 | 0 | 0 | 7.2 | 0 | 1.5549 | 0 | 8.7549 | 0 | 61.009 | 0 | 2.8342 | 43.991 | 0 | 0 | 0
862 | 89.6783 | 0 | 89.6783 | 53.6568 | 2 | 10.271 | 10 | 13.7505 | 0 | 13.7505 | 0 | 0 | 0 | 0 | 0 | 0 | 0 | 0 | 0 | 0 | 65.6568 | 0 | 2.6903 | 39.3432 | 0 | 0 | 0
863 | 85.5667 | 0 | 85.5667 | 50.3021 | 2 | 9.7462 | 10 | 13.5184 | 0 | 13.5184 | 0 | 0 | 0 | 0 | 0 | 0 | 0 | 0 | 0 | 0 | 62.3021 | 0 | 2.567 | 42.6979 | 0 | 0 | 0
864 | 83.229 | 0 | 83.229 | 48.745 | 2 | 9.5027 | 10 | 12.9814 | 0 | 12.9814 | 0 | 0 | 0 | 0 | 0 | 0 | 0 | 0 | 0 | 0 | 60.745 | 0 | 2.4969 | 44.255 | 0 | 0 | 0
865 | 84.2592 | 0 | 84.2592 | 49.8209 | 2 | 9.671 | 10 | 12.7673 | 0 | 12.7673 | 0 | 0 | 0 | 0 | 0 | 0 | 0 | 0 | 0 | 0 | 61.8209 | 0 | 2.5278 | 43.1791 | 0 | 0 | -1.4211e-14
866 | 82.8688 | 0 | 82.8688 | 48.5462 | 2 | 9.4716 | 10 | 12.851 | 0 | 12.851 | 0 | 0 | 0 | 0 | 0 | 0 | 0 | 0 | 0 | 0 | 60.5462 | 0 | 2.4861 | 44.4538 | 0 | 0 | 0
867 | 83.3688 | 0 | 83.3688 | 49.3411 | 2 | 9.5959 | 10 | 12.4318 | 0 | 12.4318 | 0 | 0 | 0 | 0 | 0 | 0 | 0 | 0 | 0 | 0 | 61.3411 | 0 | 2.5011 | 43.6589 | 0 | 0 | 0
868 | 82.8773 | 0 | 82.8773 | 49.1442 | 2 | 9.5651 | 10 | 12.168 | 0 | 12.168 | 0 | 0 | 0 | 0 | 0 | 0 | 0 | 0 | 0 | 0 | 61.1442 | 0 | 2.4863 | 43.8558 | 0 | 0 | 0
869 | 83.4874 | 0 | 83.4874 | 50.6514 | 2 | 9.8009 | 10 | 11.0352 | 0 | 11.0352 | 0 | 0 | 0 | 0 | 0 | 0 | 0 | 0 | 0 | 0 | 62.6514 | 0 | 2.5046 | 42.3486 | 0 | 0 | 0
870 | 84.731 | 0 | 84.731 | 50.8926 | 2 | 9.8386 | 10 | 11.9998 | 0 | 11.9998 | 0 | 0 | 0 | 0 | 0 | 0 | 0 | 0 | 0 | 0 | 62.8926 | 0 | 2.5419 | 42.1074 | 0 | 0 | 0
871 | 83.725 | 0 | 83.725 | 42.9 | 2 | 8.4584 | 9.1696 | 10.1421 | 11.055 | 10.1421 | 11.055 | 0 | 0 | 0 | 0 | 0 | 0 | 0 | 0 | 0 | 54.0696 | 0 | 2.5118 | 50.9304 | 0 | 0 | 0
872 | 86.2091 | 0 | 86.2091 | 42.9 | 2 | 4.3296 | 4 | 11.0742 | 21.9053 | 11.0742 | 21.9053 | 0 | 0 | 0 | 0 | 0 | 0 | 0 | 0 | 0 | 48.9 | 0 | 2.5863 | 58.9709 | 0 | 1.4211e-14 | 0
873 | 82.9462 | 0 | 82.9462 | 42.9 | 2 | 7.1054e-15 | 4 | 12.5172 | 30.4965 | 12.5172 | 30.4965 | 0 | 0 | 8.9674 | 0 | 0 | 0 | 8.9674 | 0 | 8.0707 | 48.9 | 0 | 2.4884 | 61.5018 | 0 | 0 | 0
874 | 84.6151 | 0 | 84.6151 | 42.9 | 2 | 0 | 4 | 10.5667 | 38.6799 | 10.5667 | 38.6799 | 0 | 0 | 12 | 0 | 1.5315 | 0 | 13.5315 | 0 | 20.2826 | 48.9 | 0 | 2.5385 | 60.8844 | 0 | 0 | 0
875 | 84.3119 | 0 | 84.3119 | 42.9 | 2 | 0 | 4 | 9.239 | 42.8438 | 9.239 | 42.8438 | 0 | 0 | 12 | 0 | 4.6709 | 0 | 16.6709 | 0 | 35.389 | 48.9 | 0 | 2.5294 | 60.4597 | 0 | 0 | 0
876 | 82.9121 | 0 | 82.9121 | 42.9 | 2 | 7.1054e-15 | 4 | 9.7326 | 41.3166 | 9.7326 | 41.3166 | 0 | 0 | 12 | 0 | 5.037 | 0 | 17.037 | 0 | 50.8329 | 48.9 | 0 | 2.4874 | 60.4102 | 0 | 0 | 0
877 | 80.2312 | 0 | 80.2312 | 42.9 | 2 | 0 | 4 | 10.3341 | 44.2626 | 10.3341 | 39.363 | 0 | 4.8996 | 8.3659 | 0 | 10 | 0 | 18.3659 | 0 | 67.5818 | 48.9 | 0 | 2.4069 | 59.5677 | 0 | 0 | 0
878 | 81.5301 | 0 | 81.5301 | 42.9 | 2 | 7.1054e-15 | 4 | 10.4852 | 41.8105 | 10.4852 | 22.5985 | 0 | 19.212 | 0 | 0 | 0.45362 | 0 | 0.45362 | 0 | 68 | 48.9 | 0 | 2.4459 | 72.0546 | 0 | 2.6645e-15 | 0
879 | 82.2865 | 0 | 82.2865 | 42.9 | 2 | 0 | 4 | 11.2903 | 29.4056 | 11.2903 | 22.0962 | 0 | 7.3094 | 0 | 0 | 0 | 0 | 0 | 0 | 68 | 48.9 | 0 | 2.4686 | 83.7261 | 0 | 1.4211e-14 | 0
880 | 82.6927 | 0 | 82.6927 | 42.9 | 2 | 1.6709 | 4 | 12.148 | 19.9738 | 12.148 | 19.9738 | 0 | 0 | 0 | 0 | 0 | 0 | 0 | 0 | 68 | 48.9 | 0 | 2.4808 | 83.27 | 0 | 0 | 0
881 | 88.3769 | 0 | 88.3769 | 42.9 | 2 | 6.7441 | 4 | 10.7268 | 11.9968 | 10.7268 | 11.9968 | 0 | 0 | 0 | 10.0092 | 0 | 0 | 0 | 10.0092 | 56.8787 | 48.9 | 0 | 2.6513 | 70.2279 | 0 | 0 | -1.4211e-14
882 | 92.0081 | 0 | 92.0081 | 42.9 | 2 | 8.7443 | 4 | 12.3638 | 5.3168e-15 | 12.3638 | 5.3168e-15 | 0 | 0 | 0 | 12 | 0 | 10 | 0 | 22 | 32.6989 | 48.9 | 0 | 2.7602 | 58.1295 | 0 | 0 | 0
883 | 99.1048 | 0 | 99.1048 | 43.3764 | 2 | 11.8602 | 10 | 11.4292 | 0 | 11.4292 | 0 | 0 | 0 | 0 | 12 | 0 | 8.4391 | 0 | 20.4391 | 10.2121 | 55.3764 | 0 | 2.9731 | 49.6236 | 0 | 0 | -1.4211e-14
884 | 101.3942 | 0 | 101.3942 | 55 | 2.7959 | 12.0434 | 10 | 12.3639 | 0 | 12.3639 | 0 | 0 | 0 | 0 | 9.1908 | 0 | 0 | 0 | 9.1908 | 0 | 67.7959 | 0 | 3.0418 | 37.2041 | 0 | 0 | 0
885 | 98.1517 | 0 | 98.1517 | 55 | 8.8226 | 11.5485 | 10 | 12.7806 | 0 | 12.7806 | 0 | 0 | 0 | 0 | 0 | 0 | 0 | 0 | 0 | 0 | 73.8226 | 0 | 2.9446 | 31.1774 | 0 | 0 | 0
886 | 93.4294 | 0 | 93.4294 | 55 | 4.099 | 10.8095 | 10 | 13.5209 | 0 | 13.5209 | 0 | 0 | 0 | 0 | 0 | 0 | 0 | 0 | 0 | 0 | 69.099 | 0 | 2.8029 | 35.901 | 0 | 0 | 0
887 | 92.9722 | 0 | 92.9722 | 55 | 3.1632 | 10.6631 | 10 | 14.1458 | 0 | 14.1458 | 0 | 0 | 0 | 0 | 0 | 0 | 0 | 0 | 0 | 0 | 68.1632 | 0 | 2.7892 | 36.8368 | 0 | 0 | 0
888 | 76.8739 | 0 | 76.8739 | 44.2744 | 2 | 8.8033 | 10 | 11.7962 | 0 | 11.7962 | 0 | 0 | 0 | 0 | 0 | 0 | 0 | 0 | 0 | 0 | 56.2744 | 0 | 2.3062 | 48.7256 | 0 | 0 | 0
889 | 77.7856 | 0 | 77.7856 | 44.9924 | 2 | 8.9156 | 10 | 11.8776 | 0 | 11.8776 | 0 | 0 | 0 | 0 | 0 | 0 | 0 | 0 | 0 | 0 | 56.9924 | 0 | 2.3336 | 48.0076 | 0 | 0 | 0
890 | 77.0519 | 0 | 77.0519 | 44.1202 | 2 | 8.7792 | 10 | 12.1525 | 0 | 12.1525 | 0 | 0 | 0 | 0 | 0 | 0 | 0 | 0 | 0 | 0 | 56.1202 | 0 | 2.3116 | 48.8798 | 0 | 0 | 0
891 | 79.5529 | 0 | 79.5529 | 46.5619 | 2 | 9.1611 | 10 | 11.8299 | 0 | 11.8299 | 0 | 0 | 0 | 0 | 0 | 0 | 0 | 0 | 0 | 0 | 58.5619 | 0 | 2.3866 | 46.4381 | 0 | 0 | 0
892 | 77.7625 | 0 | 77.7625 | 46.1596 | 2 | 9.0982 | 10 | 10.5047 | 0 | 10.5047 | 0 | 0 | 0 | 0 | 0 | 0 | 0 | 0 | 0 | 0 | 58.1596 | 0 | 2.3329 | 46.8404 | 0 | 0 | 0
893 | 79.102 | 0 | 79.102 | 49.332 | 2 | 9.5945 | 10 | 8.1756 | 0 | 8.1756 | 0 | 0 | 0 | 0 | 0 | 0 | 0 | 0 | 0 | 0 | 61.332 | 0 | 2.3731 | 43.668 | 0 | 0 | 0
894 | 79.095 | 0 | 79.095 | 48.1321 | 2 | 9.4068 | 10 | 9.5562 | 0 | 9.5562 | 0 | 0 | 0 | 0 | 0 | 0 | 0 | 0 | 0 | 0 | 60.1321 | 0 | 2.3728 | 44.8679 | 0 | 0 | 0
895 | 81.1352 | 0 | 81.1352 | 42.9 | 2 | 7.7752 | 4.8021 | 9.5486 | 14.1094 | 9.5486 | 14.1094 | 0 | 0 | 0 | 0 | 0 | 0 | 0 | 0 | 0 | 49.7021 | 0 | 2.4341 | 55.2979 | 0 | 0 | 0
896 | 78.9802 | 0 | 78.9802 | 42.9 | 2 | 7.1054e-15 | 4 | 9.163 | 26.4305 | 9.163 | 26.4305 | 0 | 0 | 5.5133 | 0 | 0 | 0 | 5.5133 | 0 | 4.962 | 48.9 | 0 | 2.3694 | 61.9691 | 0 | 0 | 0
897 | 78.4302 | 0 | 78.4302 | 42.9 | 2 | 0 | 4 | 9.3612 | 33.4618 | 9.3612 | 33.4618 | 0 | 0 | 12 | 0 | 1.2929 | 0 | 13.2929 | 0 | 16.9539 | 48.9 | 0 | 2.3529 | 60.9167 | 0 | 0 | 0
898 | 76.3518 | 0 | 76.3518 | 42.9 | 2 | 0 | 4 | 8.1689 | 46.2298 | 8.1689 | 41.2829 | 0 | 4.9469 | 12 | 0 | 10 | 0 | 22 | 0 | 36.9735 | 48.9 | 0 | 2.2906 | 59.0697 | 0 | 0 | 0
899 | 78.5312 | 0 | 78.5312 | 42.9 | 2 | 1.4211e-14 | 4 | 7.6727 | 53.3054 | 7.6727 | 43.9585 | 0 | 9.3468 | 12 | 0 | 10 | 0 | 22 | 0 | 56.993 | 48.9 | 0 | 2.3559 | 58.4745 | 0 | 1.4211e-14 | 0
900 | 74.8754 | 0 | 74.8754 | 42.9 | 2 | 0 | 4 | 8.6636 | 55 | 8.6636 | 29.532 | 0 | 25.468 | 11.82 | 0 | 0.40019 | 0 | 12.2202 | 0 | 68 | 48.9 | 0 | 2.2463 | 57.6167 | 0 | 5.3291e-15 | 0
901 | 76.0281 | 0 | 76.0281 | 42.9 | 2 | 0 | 4 | 7.4626 | 49.7738 | 7.4626 | 19.6655 | 0 | 30.1084 | 0 | 0 | 0 | 0 | 0 | 0 | 68 | 48.9 | 0 | 2.2808 | 80.642 | 0 | 0 | 0
902 | 73.3909 | 0 | 73.3909 | 42.9 | 2 | 0 | 4 | 9.0756 | 44.7303 | 9.0756 | 15.4153 | 0 | 29.3149 | 0 | 0 | 0 | 0 | 0 | 0 | 68 | 48.9 | 0 | 2.2017 | 80.7493 | 0 | 0 | 0
903 | 74.3866 | 0 | 74.3866 | 42.9 | 2 | 7.1054e-15 | 4 | 8.5116 | 36.5345 | 8.5116 | 16.9751 | 0 | 19.5594 | 0 | 0 | 0 | 0 | 0 | 0 | 68 | 48.9 | 0 | 2.2316 | 82.069 | 0 | 0 | 0
904 | 76.8502 | 0 | 76.8502 | 42.9 | 2 | 0 | 4 | 8.2872 | 25.4519 | 8.2872 | 19.6631 | 0 | 5.7888 | 0 | 0 | 0 | 0 | 0 | 0 | 68 | 48.9 | 0 | 2.3055 | 83.9318 | 0 | 0 | 0
905 | 81.3894 | 0 | 81.3894 | 42.9 | 2 | 7.5701 | 4 | 10.3629 | 14.5564 | 10.3629 | 14.5564 | 0 | 0 | 0 | 0 | 0 | 0 | 0 | 0 | 68 | 48.9 | 0 | 2.4417 | 78.1688 | 0 | 0 | 0
906 | 86.0342 | 0 | 86.0342 | 42.9 | 2 | 9.2351 | 4 | 9.6025 | 6.6994e-15 | 9.6025 | 6.6994e-15 | 0 | 0 | 0 | 12 | 0 | 6.2965 | 0 | 18.2965 | 47.8371 | 48.9 | 0 | 2.581 | 60.9076 | 0 | 0 | 0
907 | 91.3539 | 0 | 91.3539 | 42.9 | 2 | 9.6612 | 4 | 10.7927 | 0 | 10.7927 | 0 | 0 | 0 | 0 | 12 | 0 | 10 | 0 | 22 | 23.6573 | 48.9 | 0 | 2.7406 | 57.3366 | 0 | 0 | 0
908 | 95.7335 | 0 | 95.7335 | 45.8628 | 2 | 11.2642 | 10 | 12.4639 | 0 | 12.4639 | 0 | 0 | 0 | 0 | 12 | 0 | 2.1426 | 0 | 14.1426 | 8 | 57.8628 | 0 | 2.872 | 47.1372 | 0 | 0 | 0
909 | 92.1405 | 0 | 92.1405 | 51.0023 | 2 | 10.9821 | 10 | 10.9561 | 0 | 10.9561 | 0 | 0 | 0 | 0 | 7.2 | 0 | 4.0943e-16 | 0 | 7.2 | 0 | 63.0023 | 0 | 2.7642 | 41.9977 | 0 | 0 | 0
910 | 88.819 | 0 | 88.819 | 55 | 2.4159 | 10.5462 | 10 | 10.8568 | 0 | 10.8568 | 0 | 0 | 0 | 0 | 0 | 0 | 0 | 0 | 0 | 0 | 67.4159 | 0 | 2.6646 | 37.5841 | 0 | 0 | 0
911 | 85.7697 | 0 | 85.7697 | 52.9509 | 2 | 10.1606 | 10 | 10.6582 | 0 | 10.6582 | 0 | 0 | 0 | 0 | 0 | 0 | 0 | 0 | 0 | 0 | 64.9509 | 0 | 2.5731 | 40.0491 | 0 | 0 | -1.4211e-14
912 | 80.5481 | 0 | 80.5481 | 46.1875 | 2 | 9.1026 | 10 | 13.2581 | 0 | 13.2581 | 0 | 0 | 0 | 0 | 0 | 0 | 0 | 0 | 0 | 0 | 58.1875 | 0 | 2.4164 | 46.8125 | 0 | 0 | 0
913 | 81.5216 | 0 | 81.5216 | 46.8939 | 2 | 9.2131 | 10 | 13.4146 | 0 | 13.4146 | 0 | 0 | 0 | 0 | 0 | 0 | 0 | 0 | 0 | 0 | 58.8939 | 0 | 2.4456 | 46.1061 | 0 | 0 | 0
914 | 81.454 | 0 | 81.454 | 46.6641 | 2 | 9.1771 | 10 | 13.6127 | 0 | 13.6127 | 0 | 0 | 0 | 0 | 0 | 0 | 0 | 0 | 0 | 0 | 58.6641 | 0 | 2.4436 | 46.3359 | 0 | 0 | 0
915 | 81.9598 | 0 | 81.9598 | 48.1563 | 2 | 9.4106 | 10 | 12.393 | 0 | 12.393 | 0 | 0 | 0 | 0 | 0 | 0 | 0 | 0 | 0 | 0 | 60.1563 | 0 | 2.4588 | 44.8437 | 0 | 0 | 0
916 | 84.3105 | 0 | 84.3105 | 50.0129 | 2 | 9.701 | 10 | 12.5966 | 0 | 12.5966 | 0 | 0 | 0 | 0 | 0 | 0 | 0 | 0 | 0 | 0 | 62.0129 | 0 | 2.5293 | 42.9871 | 0 | 0 | 0
917 | 84.3138 | 0 | 84.3138 | 52.0588 | 2 | 10.0211 | 10 | 10.2339 | 0 | 10.2339 | 0 | 0 | 0 | 0 | 0 | 0 | 0 | 0 | 0 | 0 | 64.0588 | 0 | 2.5294 | 40.9412 | 0 | 0 | 0
918 | 82.3794 | 0 | 82.3794 | 47.6409 | 2 | 9.3299 | 10 | 13.4085 | 0 | 13.4085 | 0 | 0 | 0 | 0 | 0 | 0 | 0 | 0 | 0 | 0 | 59.6409 | 0 | 2.4714 | 45.3591 | 0 | 0 | 0
919 | 82.742 | 0 | 82.742 | 42.9 | 2 | 8.0969 | 6.859 | 9.3411 | 13.545 | 9.3411 | 13.545 | 0 | 0 | 0 | 0 | 0 | 0 | 0 | 0 | 0 | 51.759 | 0 | 2.4823 | 53.241 | 0 | 0 | 0
920 | 84.8992 | 0 | 84.8992 | 42.9 | 2 | 3.2393 | 4 | 9.4182 | 23.3417 | 9.4182 | 23.3417 | 0 | 0 | 0 | 0 | 0 | 0 | 0 | 0 | 0 | 48.9 | 0 | 2.547 | 59.9138 | 0 | 0 | 0
921 | 82.5273 | 0 | 82.5273 | 42.9 | 2 | 0 | 4 | 9.4786 | 30.0751 | 9.4786 | 30.0751 | 0 | 0 | 5.9264 | 0 | 0 | 0 | 5.9264 | 0 | 5.3337 | 48.9 | 0 | 2.4758 | 61.9132 | 0 | 0 | 0
922 | 84.4255 | 0 | 84.4255 | 42.9 | 2 | 0 | 4 | 10.0052 | 40.6642 | 10.0052 | 40.6642 | 0 | 0 | 12 | 0 | 3.1439 | 0 | 15.1439 | 0 | 19.0323 | 48.9 | 0 | 2.5328 | 60.6663 | 0 | 0 | 0
923 | 82.8549 | 0 | 82.8549 | 42.9 | 2 | 0 | 4 | 9.7532 | 44.674 | 9.7532 | 44.674 | 0 | 0 | 12 | 0 | 8.4723 | 0 | 20.4723 | 0 | 37.6434 | 48.9 | 0 | 2.4856 | 59.9455 | 0 | 0 | 0
924 | 82.5259 | 0 | 82.5259 | 42.9 | 2 | 7.1054e-15 | 4 | 8.2975 | 48.0306 | 8.2975 | 47.3283 | 0 | 0.70222 | 12 | 0 | 10 | 0 | 22 | 0 | 57.6629 | 48.9 | 0 | 2.4758 | 59.6439 | 0 | 0 | 0
925 | 81.137 | 0 | 81.137 | 42.9 | 2 | 7.1054e-15 | 4 | 8.8965 | 50.154 | 8.8965 | 34.8243 | 0 | 15.3297 | 11.407 | 0 | 0.076813 | 0 | 11.4838 | 0 | 68 | 48.9 | 0 | 2.4341 | 59.0877 | 0 | 1.7764e-14 | 0
926 | 81.1204 | 0 | 81.1204 | 42.9 | 2 | 0 | 4 | 9.7374 | 45.7896 | 9.7374 | 22.483 | 0 | 23.3065 | 0 | 0 | 0 | 0 | 0 | 0 | 68 | 48.9 | 0 | 2.4336 | 81.5621 | 0 | 0 | 0
927 | 78.87 | 0 | 78.87 | 42.9 | 2 | 0 | 4 | 12.9445 | 35.2846 | 12.9445 | 17.0255 | 0 | 18.2591 | 0 | 0 | 0 | 0 | 0 | 0 | 68 | 48.9 | 0 | 2.3661 | 82.2449 | 0 | 0 | 0
928 | 82.7134 | 0 | 82.7134 | 42.9 | 2 | 0.36416 | 4 | 9.4146 | 24.0347 | 9.4146 | 24.0347 | 0 | 0 | 0 | 0 | 0 | 0 | 0 | 0 | 68 | 48.9 | 0 | 2.4814 | 84.4 | 0 | 0 | 0
929 | 86.3445 | 0 | 86.3445 | 42.9 | 2 | 8.4163 | 5.1874 | 11.103 | 13.0244 | 11.103 | 13.0244 | 0 | 0 | 0 | 3.7133 | 0 | 0 | 0 | 3.7133 | 63.8741 | 50.0874 | 0 | 2.5903 | 73.1993 | 0 | 0 | 0
930 | 90.3177 | 0 | 90.3177 | 42.9 | 2 | 9.8059 | 4 | 12.4698 | 6.0733e-15 | 12.4698 | 6.0733e-15 | 0 | 0 | 0 | 12 | 0 | 7.1419 | 0 | 19.1419 | 42.7942 | 48.9 | 0 | 2.7095 | 59.6829 | 0 | 1.4211e-14 | 0
931 | 95.2153 | 0 | 95.2153 | 42.9 | 2 | 11.4212 | 6.1093 | 10.7847 | 0 | 10.7847 | 0 | 0 | 0 | 0 | 12 | 0 | 10 | 0 | 22 | 18.6144 | 51.0093 | 0 | 2.8565 | 53.9907 | 0 | 0 | 0
932 | 103.7062 | 0 | 103.7062 | 54.3387 | 2 | 12.4579 | 10 | 11.6124 | 0 | 11.6124 | 0 | 0 | 0 | 0 | 12 | 0 | 1.2972 | 0 | 13.2972 | 3.8741 | 66.3387 | 0 | 3.1112 | 38.6613 | 0 | 0 | 0
933 | 97.136 | 0 | 97.136 | 55 | 5.1043 | 11.5122 | 10 | 12.0329 | 0 | 12.0329 | 0 | 0 | 0 | 0 | 3.4867 | 0 | 0 | 0 | 3.4867 | 0 | 70.1043 | 0 | 2.9141 | 34.8957 | 0 | 0 | 0
934 | 94.9542 | 0 | 94.9542 | 55 | 6.6819 | 11.2136 | 10 | 12.0587 | 0 | 12.0587 | 0 | 0 | 0 | 0 | 0 | 0 | 0 | 0 | 0 | 0 | 71.6819 | 0 | 2.8486 | 33.3181 | 0 | 0 | 0
935 | 88.6024 | 0 | 88.6024 | 54.2834 | 2 | 10.3691 | 10 | 11.9499 | 0 | 11.9499 | 0 | 0 | 0 | 0 | 0 | 0 | 0 | 0 | 0 | 0 | 66.2834 | 0 | 2.6581 | 38.7166 | 0 | 0 | 0
936 | 82.9286 | 0 | 82.9286 | 47.266 | 2 | 9.2713 | 10 | 14.3913 | 0 | 14.3913 | 0 | 0 | 0 | 0 | 0 | 0 | 0 | 0 | 0 | 0 | 59.266 | 0 | 2.4879 | 45.734 | 0 | 0 | 0
937 | 83.9544 | 0 | 83.9544 | 48.4082 | 2 | 9.45 | 10 | 14.0962 | 0 | 14.0962 | 0 | 0 | 0 | 0 | 0 | 0 | 0 | 0 | 0 | 0 | 60.4082 | 0 | 2.5186 | 44.5918 | 0 | 0 | 0
938 | 82.9791 | 0 | 82.9791 | 48.1086 | 2 | 9.4031 | 10 | 13.4674 | 0 | 13.4674 | 0 | 0 | 0 | 0 | 0 | 0 | 0 | 0 | 0 | 0 | 60.1086 | 0 | 2.4894 | 44.8914 | 0 | 0 | 0
939 | 83.5806 | 0 | 83.5806 | 47.6807 | 2 | 9.3362 | 10 | 14.5638 | 0 | 14.5638 | 0 | 0 | 0 | 0 | 0 | 0 | 0 | 0 | 0 | 0 | 59.6807 | 0 | 2.5074 | 45.3193 | 0 | 0 | 0
940 | 85.1796 | 0 | 85.1796 | 49.7567 | 2 | 9.6609 | 10 | 13.7619 | 0 | 13.7619 | 0 | 0 | 0 | 0 | 0 | 0 | 0 | 0 | 0 | 0 | 61.7567 | 0 | 2.5554 | 43.2433 | 0 | 0 | 0
941 | 86.6498 | 0 | 86.6498 | 52.8034 | 2 | 10.1375 | 10 | 11.7089 | 0 | 11.7089 | 0 | 0 | 0 | 0 | 0 | 0 | 0 | 0 | 0 | 0 | 64.8034 | 0 | 2.5995 | 40.1966 | 0 | 0 | 0
942 | 84.7695 | 0 | 84.7695 | 50.7881 | 2 | 9.8223 | 10 | 12.1591 | 0 | 12.1591 | 0 | 0 | 0 | 0 | 0 | 0 | 0 | 0 | 0 | 0 | 62.7881 | 0 | 2.5431 | 42.2119 | 0 | 1.4211e-14 | 0
943 | 85.3438 | 0 | 85.3438 | 42.9 | 2 | 8.1868 | 7.4335 | 11.3124 | 13.5111 | 11.3124 | 13.5111 | 0 | 0 | 0 | 0 | 0 | 0 | 0 | 0 | 0 | 52.3335 | 0 | 2.5603 | 52.6665 | 0 | 0 | -1.4211e-14
944 | 84.8044 | 0 | 84.8044 | 42.9 | 2 | 1.4211e-14 | 4 | 10.4448 | 25.8067 | 10.4448 | 25.8067 | 0 | 0 | 0.34705 | 0 | 0 | 0 | 0.34705 | 0 | 0.31234 | 48.9 | 0 | 2.5441 | 62.6679 | 0 | 0 | 0
945 | 84.2806 | 0 | 84.2806 | 42.9 | 2 | 0 | 4 | 12.8649 | 35.1296 | 12.8649 | 35.1296 | 0 | 0 | 12 | 0 | 0.61403 | 0 | 12.614 | 0 | 11.6785 | 48.9 | 0 | 2.5284 | 61.0085 | 0 | 0 | 0
946 | 83.1493 | 0 | 83.1493 | 42.9 | 2 | 0 | 4 | 11.1433 | 43.01 | 11.1433 | 43.01 | 0 | 0 | 12 | 0 | 7.904 | 0 | 19.904 | 0 | 29.7656 | 48.9 | 0 | 2.4945 | 60.0224 | 0 | 0 | 0
947 | 83.2382 | 0 | 83.2382 | 42.9 | 2 | 0 | 4 | 9.3439 | 50.1259 | 9.3439 | 46.9943 | 0 | 3.1315 | 12 | 0 | 10 | 0 | 22 | 0 | 49.7852 | 48.9 | 0 | 2.4971 | 59.3152 | 0 | 0 | -1.4211e-14
948 | 82.9071 | 0 | 82.9071 | 42.9 | 2 | 7.1054e-15 | 4 | 9.4097 | 49.2743 | 9.4097 | 39.7724 | 0 | 9.502 | 12 | 0 | 3.175 | 0 | 15.175 | 0 | 63.5123 | 48.9 | 0 | 2.4872 | 59.3767 | 0 | 3.5527e-15 | 0
949 | 84.2041 | 0 | 84.2041 | 42.9 | 2 | 0 | 4 | 10.1539 | 53.0119 | 10.1539 | 30.1365 | 0 | 22.8755 | 4.9863 | 0 | 0 | 0 | 4.9863 | 0 | 68 | 48.9 | 0 | 2.5261 | 68.9459 | 0 | 1.2434e-14 | 0
950 | 81.7672 | 0 | 81.7672 | 42.9 | 2 | 0 | 4 | 11.8014 | 45.2438 | 11.8014 | 21.0658 | 0 | 24.178 | 0 | 0 | 0 | 0 | 0 | 0 | 68 | 48.9 | 0 | 2.453 | 81.4442 | 0 | 1.4211e-14 | 0
951 | 79.2633 | 0 | 79.2633 | 42.9 | 2 | 7.1054e-15 | 4 | 10.823 | 37.1274 | 10.823 | 19.5402 | 0 | 17.5872 | 0 | 0 | 0 | 0 | 0 | 0 | 68 | 48.9 | 0 | 2.3779 | 82.3358 | 0 | 0 | 0
952 | 83.1121 | 0 | 83.1121 | 42.9 | 2 | 7.1054e-15 | 4 | 12.1286 | 23.447 | 12.1286 | 22.0834 | 0 | 1.3636 | 0 | 0 | 0 | 0 | 0 | 0 | 68 | 48.9 | 0 | 2.4934 | 84.5304 | 0 | 0 | 0
953 | 91.1187 | 0 | 91.1187 | 42.9 | 2 | 6.2981 | 4 | 11.0136 | 13.035 | 11.0136 | 13.035 | 0 | 0 | 0 | 11.8719 | 0 | 0 | 0 | 11.8719 | 54.809 | 48.9 | 0 | 2.7336 | 69.0028 | 0 | 0 | 0
954 | 92.3513 | 0 | 92.3513 | 42.9 | 2 | 10.9716 | 4 | 10.4797 | 6.4801e-15 | 10.4797 | 6.4801e-15 | 0 | 0 | 0 | 12 | 0 | 10 | 0 | 22 | 30.6291 | 48.9 | 0 | 2.7705 | 56.2035 | 0 | 0 | -1.4211e-14
955 | 99.0135 | 0 | 99.0135 | 42.9 | 2 | 11.4981 | 8.1613 | 14.015 | 0 | 14.015 | 0 | 0 | 0 | 0 | 12 | 0 | 8.4391 | 0 | 20.4391 | 8.1423 | 53.0613 | 0 | 2.9704 | 51.9387 | 0 | 0 | 0
956 | 103.6694 | 0 | 103.6694 | 55 | 5.6453 | 12.1978 | 10 | 13.4982 | 0 | 13.4982 | 0 | 0 | 0 | 0 | 7.3281 | 0 | 0 | 0 | 7.3281 | 0 | 70.6453 | 0 | 3.1101 | 34.3547 | 0 | 0 | -1.4211e-14
957 | 98.5214 | 0 | 98.5214 | 55 | 7.1141 | 11.2812 | 10 | 15.1261 | 0 | 15.1261 | 0 | 0 | 0 | 0 | 0 | 0 | 0 | 0 | 0 | 0 | 72.1141 | 0 | 2.9556 | 32.8859 | 0 | 0 | 0
958 | 95.3541 | 0 | 95.3541 | 55 | 6.7425 | 11.2231 | 10 | 12.3885 | 0 | 12.3885 | 0 | 0 | 0 | 0 | 0 | 0 | 0 | 0 | 0 | 0 | 71.7425 | 0 | 2.8606 | 33.2575 | 0 | 0 | 0
959 | 91.166 | 0 | 91.166 | 54.925 | 2 | 10.4694 | 10 | 13.7716 | 0 | 13.7716 | 0 | 0 | 0 | 0 | 0 | 0 | 0 | 0 | 0 | 0 | 66.925 | 0 | 2.735 | 38.075 | 0 | 0 | 0
960 | 76.7134 | 0 | 76.7134 | 42.9 | 2 | 8.3213 | 8.2931 | 15.199 | 0 | 15.199 | 0 | 0 | 0 | 0 | 0 | 0 | 0 | 0 | 0 | 0 | 53.1931 | 0 | 2.3014 | 51.8069 | 0 | 0 | 0
961 | 80.6258 | 0 | 80.6258 | 44.6163 | 2 | 8.8568 | 10 | 15.1527 | 0 | 15.1527 | 0 | 0 | 0 | 0 | 0 | 0 | 0 | 0 | 0 | 0 | 56.6163 | 0 | 2.4188 | 48.3837 | 0 | 0 | 0
962 | 80.4456 | 0 | 80.4456 | 44.8851 | 2 | 8.8988 | 10 | 14.6616 | 0 | 14.6616 | 0 | 0 | 0 | 0 | 0 | 0 | 0 | 0 | 0 | 0 | 56.8851 | 0 | 2.4134 | 48.1149 | 0 | 0 | 0
963 | 78.9051 | 0 | 78.9051 | 44.415 | 2 | 8.8253 | 10 | 13.6648 | 0 | 13.6648 | 0 | 0 | 0 | 0 | 0 | 0 | 0 | 0 | 0 | 0 | 56.415 | 0 | 2.3672 | 48.585 | 0 | 0 | 0
964 | 80.4533 | 0 | 80.4533 | 45.7673 | 2 | 9.0368 | 10 | 13.6491 | 0 | 13.6491 | 0 | 0 | 0 | 0 | 0 | 0 | 0 | 0 | 0 | 0 | 57.7673 | 0 | 2.4136 | 47.2327 | 0 | 0 | 0
965 | 81.4478 | 0 | 81.4478 | 47.6212 | 2 | 9.3269 | 10 | 12.4998 | 0 | 12.4998 | 0 | 0 | 0 | 0 | 0 | 0 | 0 | 0 | 0 | 0 | 59.6212 | 0 | 2.4434 | 45.3788 | 0 | 0 | 0
966 | 81.101 | 0 | 81.101 | 48.0884 | 2 | 9.3999 | 10 | 11.6127 | 0 | 11.6127 | 0 | 0 | 0 | 0 | 0 | 0 | 0 | 0 | 0 | 0 | 60.0884 | 0 | 2.433 | 44.9116 | 0 | 0 | 0
967 | 80.8585 | 0 | 80.8585 | 42.9 | 2 | 7.6526 | 4.0185 | 10.2779 | 14.0095 | 10.2779 | 14.0095 | 0 | 0 | 0 | 0 | 0 | 0 | 0 | 0 | 0 | 48.9185 | 0 | 2.4258 | 56.0815 | 0 | 0 | -1.4211e-14
968 | 81.0619 | 0 | 81.0619 | 42.9 | 2 | 0 | 4 | 12.6369 | 28.2471 | 12.6369 | 28.2471 | 0 | 0 | 8.7221 | 0 | 0 | 0 | 8.7221 | 0 | 7.8499 | 48.9 | 0 | 2.4319 | 61.535 | 0 | 0 | 0
969 | 78.5632 | 0 | 78.5632 | 42.9 | 2 | 0 | 4 | 11.2775 | 39.3289 | 11.2775 | 39.3289 | 0 | 0 | 12 | 0 | 8.9432 | 0 | 20.9432 | 0 | 26.8951 | 48.9 | 0 | 2.3569 | 59.8818 | 0 | 0 | 0
970 | 79.8137 | 0 | 79.8137 | 42.9 | 2 | 0 | 4 | 9.8457 | 45.5478 | 9.8457 | 43.068 | 0 | 2.4798 | 12 | 0 | 10 | 0 | 22 | 0 | 46.9146 | 48.9 | 0 | 2.3944 | 59.4034 | 0 | 0 | 0
971 | 80.2722 | 0 | 80.2722 | 42.9 | 2 | 2.1316e-14 | 4 | 10.9595 | 50.8424 | 10.9595 | 35.1625 | 0 | 15.6799 | 12 | 0 | 2.7499 | 0 | 14.7499 | 0 | 60.2499 | 48.9 | 0 | 2.4082 | 58.5985 | 0 | 3.5527e-15 | 0
972 | 76.7736 | 0 | 76.7736 | 42.9 | 2 | 0 | 4 | 12.0189 | 51.6141 | 12.0189 | 24.466 | 0 | 27.1481 | 8.6113 | 0 | 0 | 0 | 8.6113 | 0 | 68 | 48.9 | 0 | 2.3032 | 67.8776 | 0 | 0 | -3.5527e-15
973 | 78.7838 | 0 | 78.7838 | 42.9 | 2 | 7.1054e-15 | 4 | 11.4914 | 52.127 | 11.4914 | 18.3924 | 0 | 33.7346 | 0 | 0 | 0 | 0 | 0 | 0 | 68 | 48.9 | 0 | 2.3635 | 80.1515 | 0 | 1.4211e-14 | 0
974 | 78.4499 | 0 | 78.4499 | 42.9 | 2 | 0 | 4 | 10.6907 | 43.458 | 10.6907 | 18.8591 | 0 | 24.5989 | 0 | 0 | 0 | 0 | 0 | 0 | 68 | 48.9 | 0 | 2.3535 | 81.3873 | 0 | 0 | 0
975 | 76.8447 | 0 | 76.8447 | 42.9 | 2 | 0 | 4 | 11.1991 | 36.1862 | 11.1991 | 16.7456 | 0 | 19.4406 | 0 | 0 | 0 | 0 | 0 | 0 | 68 | 48.9 | 0 | 2.3053 | 82.0851 | 0 | 1.4211e-14 | 0
976 | 81.2986 | 0 | 81.2986 | 42.9 | 2 | 1.4211e-14 | 4 | 10.0746 | 27.2512 | 10.0746 | 22.324 | 0 | 4.9272 | 0 | 0 | 0 | 0 | 0 | 0 | 68 | 48.9 | 0 | 2.439 | 84.0484 | 0 | 1.4211e-14 | 0
977 | 85.1709 | 0 | 85.1709 | 42.9 | 2 | 4.7023 | 4 | 11.7565 | 13.9583 | 11.7565 | 13.9583 | 0 | 0 | 0 | 5.8538 | 0 | 0 | 0 | 5.8538 | 61.4957 | 48.9 | 0 | 2.5551 | 75.5867 | 0 | 0 | 0
978 | 88.7564 | 0 | 88.7564 | 42.9 | 2 | 5.1638 | 4 | 12.6926 | 6.6263e-15 | 12.6926 | 6.6263e-15 | 0 | 0 | 0 | 12 | 0 | 10 | 0 | 22 | 37.3159 | 48.9 | 0 | 2.6627 | 61.2257 | 0 | 0 | 0
979 | 95.6833 | 0 | 95.6833 | 42.9 | 2 | 11.0435 | 5.2555 | 14.0453 | 0 | 14.0453 | 0 | 0 | 0 | 0 | 12 | 0 | 8.4391 | 0 | 20.4391 | 14.8291 | 50.1555 | 0 | 2.8705 | 54.8445 | 0 | 0 | 0
980 | 97.1099 | 0 | 97.1099 | 49.3351 | 2 | 11.4722 | 10 | 12.3027 | 0 | 12.3027 | 0 | 0 | 0 | 0 | 12 | 0 | 0 | 0 | 12 | 1.4957 | 61.3351 | 0 | 2.9133 | 43.6649 | 0 | 0 | 0
981 | 92.9094 | 0 | 92.9094 | 53.9095 | 2 | 10.5211 | 10 | 15.1327 | 0 | 15.1327 | 0 | 0 | 0 | 0 | 1.3462 | 0 | 0 | 0 | 1.3462 | 0 | 65.9095 | 0 | 2.7873 | 39.0905 | 0 | 0 | 0
982 | 90.8733 | 0 | 90.8733 | 55 | 2.1016 | 10.4971 | 10 | 13.2747 | 0 | 13.2747 | 0 | 0 | 0 | 0 | 0 | 0 | 0 | 0 | 0 | 0 | 67.1016 | 0 | 2.7262 | 37.8984 | 0 | 0 | 0
983 | 85.0871 | 0 | 85.0871 | 49.2282 | 2 | 9.5783 | 10 | 14.2806 | 0 | 14.2806 | 0 | 0 | 0 | 0 | 0 | 0 | 0 | 0 | 0 | 0 | 61.2282 | 0 | 2.5526 | 43.7718 | 0 | 0 | 0
984 | 80.1894 | 0 | 80.1894 | 44.1306 | 2 | 8.7808 | 10 | 15.2781 | 0 | 15.2781 | 0 | 0 | 0 | 0 | 0 | 0 | 0 | 0 | 0 | 0 | 56.1306 | 0 | 2.4057 | 48.8694 | 0 | 1.4211e-14 | 0
985 | 79.5714 | 0 | 79.5714 | 44.5192 | 2 | 8.8416 | 10 | 14.2106 | 0 | 14.2106 | 0 | 0 | 0 | 0 | 0 | 0 | 0 | 0 | 0 | 0 | 56.5192 | 0 | 2.3871 | 48.4808 | 0 | 0 | 0
986 | 81.4591 | 0 | 81.4591 | 45.8187 | 2 | 9.0449 | 10 | 14.5956 | 0 | 14.5956 | 0 | 0 | 0 | 0 | 0 | 0 | 0 | 0 | 0 | 0 | 57.8187 | 0 | 2.4438 | 47.1813 | 0 | 0 | 0
987 | 80.0112 | 0 | 80.0112 | 43.4712 | 2 | 8.6777 | 10 | 15.8623 | 0 | 15.8623 | 0 | 0 | 0 | 0 | 0 | 0 | 0 | 0 | 0 | 0 | 55.4712 | 0 | 2.4003 | 49.5288 | 0 | 1.4211e-14 | 0
988 | 81.2885 | 0 | 81.2885 | 45.5879 | 2 | 9.0088 | 10 | 14.6918 | 0 | 14.6918 | 0 | 0 | 0 | 0 | 0 | 0 | 0 | 0 | 0 | 0 | 57.5879 | 0 | 2.4387 | 47.4121 | 0 | 0 | 0
989 | 84.2806 | 0 | 84.2806 | 48.8209 | 2 | 9.5145 | 10 | 13.9452 | 0 | 13.9452 | 0 | 0 | 0 | 0 | 0 | 0 | 0 | 0 | 0 | 0 | 60.8209 | 0 | 2.5284 | 44.1791 | 0 | 0 | 0
990 | 80.9179 | 0 | 80.9179 | 46.7984 | 2 | 9.1981 | 10 | 12.9213 | 0 | 12.9213 | 0 | 0 | 0 | 0 | 0 | 0 | 0 | 0 | 0 | 0 | 58.7984 | 0 | 2.4275 | 46.2016 | 0 | 0 | 0
991 | 81.5542 | 0 | 81.5542 | 42.9 | 2 | 7.6841 | 4.2198 | 12.3297 | 12.4206 | 12.3297 | 12.4206 | 0 | 0 | 0 | 0 | 0 | 0 | 0 | 0 | 0 | 49.1198 | 0 | 2.4466 | 55.8802 | 0 | 0 | -1.4211e-14
992 | 79.8002 | 0 | 79.8002 | 42.9 | 2 | 7.1054e-15 | 4 | 12.2149 | 26.0367 | 12.2149 | 26.0367 | 0 | 0 | 7.3513 | 0 | 0 | 0 | 7.3513 | 0 | 6.6162 | 48.9 | 0 | 2.394 | 61.7204 | 0 | 0 | 0
993 | 80.4829 | 0 | 80.4829 | 42.9 | 2 | 1.4211e-14 | 4 | 13.4116 | 36.085 | 13.4116 | 36.085 | 0 | 0 | 12 | 0 | 5.9137 | 0 | 17.9137 | 0 | 22.8684 | 48.9 | 0 | 2.4145 | 60.2916 | 0 | 0 | 0
994 | 78.7402 | 0 | 78.7402 | 42.9 | 2 | 0 | 4 | 12.0751 | 47.0265 | 12.0751 | 39.7652 | 0 | 7.2613 | 12 | 0 | 10 | 0 | 22 | 0 | 42.8879 | 48.9 | 0 | 2.3622 | 58.7566 | 0 | 0 | 0
995 | 81.1684 | 0 | 81.1684 | 42.9 | 2 | 0 | 4 | 11.8164 | 49.9829 | 11.8164 | 38.2313 | 0 | 11.7515 | 12 | 0 | 5.7793 | 0 | 17.7793 | 0 | 59.0162 | 48.9 | 0 | 2.4351 | 58.7201 | 0 | 3.5527e-15 | 0
996 | 78.8405 | 0 | 78.8405 | 42.9 | 2 | 0 | 4 | 12.0317 | 55 | 12.0317 | 27.8908 | 0 | 27.1092 | 9.982 | 0 | 0 | 0 | 9.982 | 0 | 68 | 48.9 | 0 | 2.3652 | 67.6974 | 0 | 0 | -3.5527e-15
997 | 77.1682 | 0 | 77.1682 | 42.9 | 2 | 7.1054e-15 | 4 | 12.6922 | 50.0901 | 12.6922 | 15.576 | 0 | 34.514 | 0 | 0 | 0 | 0 | 0 | 0 | 68 | 48.9 | 0 | 2.315 | 80.046 | 0 | 0 | 0
998 | 77.1162 | 0 | 77.1162 | 42.9 | 2 | 0 | 4 | 11.1005 | 46.3688 | 11.1005 | 17.1157 | 0 | 29.2532 | 0 | 0 | 0 | 0 | 0 | 0 | 68 | 48.9 | 0 | 2.3135 | 80.7577 | 0 | 1.4211e-14 | 0
999 | 78.2777 | 0 | 78.2777 | 42.9 | 2 | 0 | 4 | 10.6056 | 35.9614 | 10.6056 | 18.7721 | 0 | 17.1893 | 0 | 0 | 0 | 0 | 0 | 0 | 68 | 48.9 | 0 | 2.3483 | 82.3896 | 0 | 0 | -1.4211e-14
1000 | 83.0179 | 0 | 83.0179 | 42.9 | 2 | 7.1054e-15 | 4 | 11.7659 | 25.0566 | 11.7659 | 22.352 | 0 | 2.7045 | 0 | 0 | 0 | 0 | 0 | 0 | 68 | 48.9 | 0 | 2.4905 | 84.349 | 0 | 0 | 0
1001 | 85.1248 | 0 | 85.1248 | 42.9 | 2 | 8.2127 | 4.8255 | 10.8705 | 13.5424 | 10.8705 | 13.5424 | 0 | 0 | 0 | 2.7737 | 0 | 0 | 0 | 2.7737 | 64.9182 | 49.7255 | 0 | 2.5537 | 74.5009 | 0 | 0 | 0
1002 | 91.6411 | 0 | 91.6411 | 42.9 | 2 | 9.2416 | 4 | 12.2818 | 6.1372e-15 | 12.2818 | 6.1372e-15 | 0 | 0 | 0 | 12 | 0 | 9.2177 | 0 | 21.2177 | 41.5868 | 48.9 | 0 | 2.7492 | 58.376 | 0 | 0 | -1.4211e-14
1003 | 94.757 | 0 | 94.757 | 42.9 | 2 | 11.0706 | 4.6468 | 12.9181 | 0 | 12.9181 | 0 | 0 | 0 | 0 | 12 | 0 | 9.2214 | 0 | 21.2214 | 18.2515 | 49.5468 | 0 | 2.8427 | 55.4532 | 0 | 0 | 0
1004 | 101.2115 | 0 | 101.2115 | 49.951 | 2 | 11.5685 | 10 | 15.692 | 0 | 15.692 | 0 | 0 | 0 | 0 | 12 | 0 | 0 | 0 | 12 | 4.9182 | 61.951 | 0 | 3.0363 | 43.049 | 0 | 0 | 0
1005 | 93.5648 | 0 | 93.5648 | 51.1302 | 2 | 10.5682 | 10 | 15.44 | 0 | 15.44 | 0 | 0 | 0 | 0 | 4.4263 | 0 | 0 | 0 | 4.4263 | 0 | 63.1302 | 0 | 2.8069 | 41.8698 | 0 | 0 | 0
1006 | 89.6137 | 0 | 89.6137 | 52.925 | 2 | 10.1565 | 10 | 14.5322 | 0 | 14.5322 | 0 | 0 | 0 | 0 | 0 | 0 | 0 | 0 | 0 | 0 | 64.925 | 0 | 2.6884 | 40.075 | 0 | 0 | 0
1007 | 85.9784 | 0 | 85.9784 | 50.7077 | 2 | 9.8097 | 10 | 13.4609 | 0 | 13.4609 | 0 | 0 | 0 | 0 | 0 | 0 | 0 | 0 | 0 | 0 | 62.7077 | 0 | 2.5794 | 42.2923 | 0 | 0 | 0
1008 | 77.6972 | 0 | 77.6972 | 46.1383 | 2 | 9.0949 | 10 | 10.4641 | 0 | 10.4641 | 0 | 0 | 0 | 0 | 0 | 0 | 0 | 0 | 0 | 0 | 58.1383 | 0 | 2.3309 | 46.8617 | 0 | 0 | 0
1009 | 80.1251 | 0 | 80.1251 | 47.2852 | 2 | 9.2743 | 10 | 11.5657 | 0 | 11.5657 | 0 | 0 | 0 | 0 | 0 | 0 | 0 | 0 | 0 | 0 | 59.2852 | 0 | 2.4038 | 45.7148 | 0 | 0 | 0
1010 | 81.2924 | 0 | 81.2924 | 48.5795 | 2 | 9.4768 | 10 | 11.2362 | 0 | 11.2362 | 0 | 0 | 0 | 0 | 0 | 0 | 0 | 0 | 0 | 0 | 60.5795 | 0 | 2.4388 | 44.4205 | 0 | 0 | 0
1011 | 80.7756 | 0 | 80.7756 | 48.7328 | 2 | 9.5008 | 10 | 10.542 | 0 | 10.542 | 0 | 0 | 0 | 0 | 0 | 0 | 0 | 0 | 0 | 0 | 60.7328 | 0 | 2.4233 | 44.2672 | 0 | 0 | 0
1012 | 79.4483 | 0 | 79.4483 | 47.8305 | 2 | 9.3596 | 10 | 10.2582 | 0 | 10.2582 | 0 | 0 | 0 | 0 | 0 | 0 | 0 | 0 | 0 | 0 | 59.8305 | 0 | 2.3834 | 45.1695 | 0 | 0 | 0
1013 | 81.4676 | 0 | 81.4676 | 50.7612 | 2 | 9.8181 | 10 | 8.8883 | 0 | 8.8883 | 0 | 0 | 0 | 0 | 0 | 0 | 0 | 0 | 0 | 0 | 62.7612 | 0 | 2.444 | 42.2388 | 0 | 0 | 0
1014 | 80.2804 | 0 | 80.2804 | 49.9469 | 2 | 9.6907 | 10 | 8.6428 | 0 | 8.6428 | 0 | 0 | 0 | 0 | 0 | 0 | 0 | 0 | 0 | 0 | 61.9469 | 0 | 2.4084 | 43.0531 | 0 | 0 | 0
1015 | 79.8237 | 0 | 79.8237 | 42.9 | 2 | 8.0856 | 6.7865 | 8.7255 | 11.3261 | 8.7255 | 11.3261 | 0 | 0 | 0 | 0 | 0 | 0 | 0 | 0 | 0 | 51.6865 | 0 | 2.3947 | 53.3135 | 0 | 0 | 0
1016 | 80.5614 | 0 | 80.5614 | 42.9 | 2 | 7.1054e-15 | 4 | 9.6559 | 23.4732 | 9.6559 | 23.4732 | 0 | 0 | 1.4677 | 0 | 0 | 0 | 1.4677 | 0 | 1.321 | 48.9 | 0 | 2.4168 | 62.5163 | 0 | 0 | 0
1017 | 80.6912 | 0 | 80.6912 | 42.9 | 2 | 0 | 4 | 7.8304 | 35.5615 | 7.8304 | 35.5615 | 0 | 0 | 11.6006 | 0 | 0 | 0 | 11.6006 | 0 | 11.7615 | 48.9 | 0 | 2.4207 | 61.1456 | 0 | 0 | 0
1018 | 81.2917 | 0 | 81.2917 | 42.9 | 2 | 7.1054e-15 | 4 | 7.1632 | 37.2877 | 7.1632 | 37.2877 | 0 | 0 | 12 | 0 | 0.059131 | 0 | 12.0591 | 0 | 22.616 | 48.9 | 0 | 2.4388 | 61.0836 | 0 | 0 | 0
1019 | 77.8224 | 0 | 77.8224 | 42.9 | 2 | 0 | 4 | 8.6039 | 43.3327 | 8.6039 | 42.3185 | 0 | 1.0142 | 12 | 0 | 10 | 0 | 22 | 0 | 42.6356 | 48.9 | 0 | 2.3347 | 59.6017 | 0 | 0 | 0
1020 | 76.7302 | 0 | 76.7302 | 42.9 | 2 | 0 | 4 | 8.3984 | 44.153 | 8.3984 | 41.4318 | 0 | 2.7212 | 12 | 0 | 10 | 0 | 22 | 0 | 62.6551 | 48.9 | 0 | 2.3019 | 59.3708 | 0 | 0 | -1.4211e-14
1021 | 76.5657 | 0 | 76.5657 | 42.9 | 2 | 7.1054e-15 | 4 | 8.0649 | 48.7764 | 8.0649 | 25.4997 | 0 | 23.2767 | 4.265 | 0 | 1.6339 | 0 | 5.8989 | 0 | 68 | 48.9 | 0 | 2.297 | 58.7682 | 0 | 0 | 0
1022 | 76.5999 | 0 | 76.5999 | 42.9 | 2 | 0 | 4 | 7.6665 | 37.9682 | 7.6665 | 20.0334 | 0 | 17.9348 | 0 | 0 | 0 | 0 | 0 | 0 | 68 | 48.9 | 0 | 2.298 | 82.2888 | 0 | 0 | 0
1023 | 75.8924 | 0 | 75.8924 | 42.9 | 2 | 7.1054e-15 | 4 | 7.131 | 33.3231 | 7.131 | 19.8614 | 0 | 13.4617 | 0 | 0 | 0 | 0 | 0 | 0 | 68 | 48.9 | 0 | 2.2768 | 82.8939 | 0 | 0 | 0
1024 | 81.8077 | 0 | 81.8077 | 42.9 | 2 | 1.4371 | 4 | 8.2345 | 23.2361 | 8.2345 | 23.2361 | 0 | 0 | 0 | 0 | 0 | 0 | 0 | 0 | 68 | 48.9 | 0 | 2.4542 | 83.4722 | 0 | 1.4211e-14 | 0
1025 | 84.0404 | 0 | 84.0404 | 42.9 | 2 | 8.873 | 4.6069 | 7.4393 | 11.0084 | 7.4393 | 11.0084 | 0 | 0 | 0 | 7.2129 | 0 | 0 | 0 | 7.2129 | 59.9857 | 49.5069 | 0 | 2.5212 | 70.2802 | 0 | 1.4211e-14 | 0
1026 | 91.5817 | 0 | 91.5817 | 42.9 | 2 | 9.4239 | 4 | 11.2579 | 5.6846e-15 | 11.2579 | 5.6846e-15 | 0 | 0 | 0 | 12 | 0 | 10 | 0 | 22 | 35.8059 | 48.9 | 0 | 2.7475 | 57.5418 | 0 | 0 | -1.4211e-14
1027 | 93.8313 | 0 | 93.8313 | 42.9 | 2 | 11.5546 | 8.5229 | 8.4148 | 0 | 8.4148 | 0 | 0 | 0 | 0 | 12 | 0 | 8.4391 | 0 | 20.4391 | 13.319 | 53.4229 | 0 | 2.8149 | 51.5771 | 0 | 0 | 0
1028 | 97.1039 | 0 | 97.1039 | 50.9287 | 2 | 11.7195 | 10 | 10.4686 | 0 | 10.4686 | 0 | 0 | 0 | 0 | 11.9871 | 0 | 0 | 0 | 11.9871 | 0 | 62.9287 | 0 | 2.9131 | 42.0713 | 0 | 1.4211e-14 | 0
1029 | 94.6822 | 0 | 94.6822 | 55 | 8.8608 | 11.5544 | 10 | 9.267 | 0 | 9.267 | 0 | 0 | 0 | 0 | 0 | 0 | 0 | 0 | 0 | 0 | 73.8608 | 0 | 2.8405 | 31.1392 | 0 | 0 | 0
1030 | 92.9564 | 0 | 92.9564 | 55 | 6.1271 | 11.1268 | 10 | 10.7026 | 0 | 10.7026 | 0 | 0 | 0 | 0 | 0 | 0 | 0 | 0 | 0 | 0 | 71.1271 | 0 | 2.7887 | 33.8729 | 0 | 0 | 0
1031 | 85.7992 | 0 | 85.7992 | 52.76 | 2 | 10.1307 | 10 | 10.9084 | 0 | 10.9084 | 0 | 0 | 0 | 0 | 0 | 0 | 0 | 0 | 0 | 0 | 64.76 | 0 | 2.574 | 40.24 | 0 | 0 | 0
1032 | 76.8042 | 0 | 76.8042 | 42.9 | 2 | 8.486 | 9.3463 | 14.0719 | 0 | 14.0719 | 0 | 0 | 0 | 0 | 0 | 0 | 0 | 0 | 0 | 0 | 54.2463 | 0 | 2.3041 | 50.7537 | 0 | 0 | 0
1033 | 77.3945 | 0 | 77.3945 | 44.2619 | 2 | 8.8013 | 10 | 12.3312 | 0 | 12.3312 | 0 | 0 | 0 | 0 | 0 | 0 | 0 | 0 | 0 | 0 | 56.2619 | 0 | 2.3218 | 48.7381 | 0 | 0 | 0
1034 | 80.3785 | 0 | 80.3785 | 47.8351 | 2 | 9.3603 | 10 | 11.183 | 0 | 11.183 | 0 | 0 | 0 | 0 | 0 | 0 | 0 | 0 | 0 | 0 | 59.8351 | 0 | 2.4114 | 45.1649 | 0 | 0 | 0
1035 | 82.2757 | 0 | 82.2757 | 47.8148 | 2 | 9.3571 | 10 | 13.1037 | 0 | 13.1037 | 0 | 0 | 0 | 0 | 0 | 0 | 0 | 0 | 0 | 0 | 59.8148 | 0 | 2.4683 | 45.1852 | 0 | 0 | 0
1036 | 81.9781 | 0 | 81.9781 | 47.9126 | 2 | 9.3724 | 10 | 12.693 | 0 | 12.693 | 0 | 0 | 0 | 0 | 0 | 0 | 0 | 0 | 0 | 0 | 59.9126 | 0 | 2.4593 | 45.0874 | 0 | 0 | 0
1037 | 82.582 | 0 | 82.582 | 49.4043 | 2 | 9.6058 | 10 | 11.5719 | 0 | 11.5719 | 0 | 0 | 0 | 0 | 0 | 0 | 0 | 0 | 0 | 0 | 61.4043 | 0 | 2.4775 | 43.5957 | 0 | 0 | 0
1038 | 83.3681 | 0 | 83.3681 | 50.9686 | 2 | 9.8505 | 10 | 10.549 | 0 | 10.549 | 0 | 0 | 0 | 0 | 0 | 0 | 0 | 0 | 0 | 0 | 62.9686 | 0 | 2.501 | 42.0314 | 0 | 0 | 0
1039 | 82.7561 | 0 | 82.7561 | 42.9 | 2 | 8.1898 | 7.4525 | 10.4259 | 11.788 | 10.4259 | 11.788 | 0 | 0 | 0 | 0 | 0 | 0 | 0 | 0 | 0 | 52.3525 | 0 | 2.4827 | 52.6475 | 0 | 0 | 0
1040 | 83.2739 | 0 | 83.2739 | 42.9 | 2 | 1.0934 | 4 | 10.3474 | 22.933 | 10.3474 | 22.933 | 0 | 0 | 0 | 0 | 0 | 0 | 0 | 0 | 0 | 48.9 | 0 | 2.4982 | 61.7694 | 0 | 0 | 0
1041 | 83.054 | 0 | 83.054 | 42.9 | 2 | 0 | 4 | 9.3539 | 34.1254 | 9.3539 | 34.1254 | 0 | 0 | 9.3253 | 0 | 0 | 0 | 9.3253 | 0 | 8.3928 | 48.9 | 0 | 2.4916 | 61.4534 | 0 | 0 | 0
1042 | 82.2741 | 0 | 82.2741 | 42.9 | 2 | 0 | 4 | 8.9454 | 37.0256 | 8.9454 | 37.0256 | 0 | 0 | 12 | 0 | 0.59692 | 0 | 12.5969 | 0 | 19.7431 | 48.9 | 0 | 2.4682 | 61.0109 | 0 | 0 | 0
1043 | 78.1289 | 0 | 78.1289 | 42.9 | 2 | 7.1054e-15 | 4 | 9.7968 | 45.593 | 9.7968 | 41.4321 | 0 | 4.1609 | 12 | 0 | 10 | 0 | 22 | 0 | 39.7627 | 48.9 | 0 | 2.3439 | 59.176 | 0 | 0 | 0
1044 | 80.3803 | 0 | 80.3803 | 42.9 | 2 | 7.1054e-15 | 4 | 9.574 | 48.8653 | 9.574 | 43.9062 | 0 | 4.9591 | 12 | 0 | 10 | 0 | 22 | 0 | 59.7822 | 48.9 | 0 | 2.4114 | 59.068 | 0 | 0 | 0
1045 | 76.313 | 0 | 76.313 | 42.9 | 2 | 1.4211e-14 | 4 | 9.7037 | 45.2341 | 9.7037 | 26.8134 | 0 | 18.4207 | 8.008 | 0 | 1.0961 | 0 | 9.1041 | 0 | 68 | 48.9 | 0 | 2.2894 | 58.9915 | 0 | 0 | -1.7764e-15
1046 | 76.62 | 0 | 76.62 | 42.9 | 2 | 0 | 4 | 9.8132 | 40.0963 | 9.8132 | 17.9068 | 0 | 22.1895 | 0 | 0 | 0 | 0 | 0 | 0 | 68 | 48.9 | 0 | 2.2986 | 81.7132 | 0 | 0 | 0
1047 | 77.4441 | 0 | 77.4441 | 42.9 | 2 | 0 | 4 | 9.3897 | 31.5048 | 9.3897 | 19.1544 | 0 | 12.3504 | 0 | 0 | 0 | 0 | 0 | 0 | 68 | 48.9 | 0 | 2.3233 | 83.0442 | 0 | 0 | 0
1048 | 80.8423 | 0 | 80.8423 | 42.9 | 2 | 0 | 4 | 11.353 | 23.9064 | 11.353 | 20.5893 | 0 | 3.3172 | 0 | 0 | 0 | 0 | 0 | 0 | 68 | 48.9 | 0 | 2.4253 | 84.2662 | 0 | 0 | 0
1049 | 84.9191 | 0 | 84.9191 | 42.9 | 2 | 8.5314 | 5.7611 | 10.4408 | 11.4108 | 10.4408 | 11.4108 | 0 | 0 | 0 | 3.875 | 0 | 0 | 0 | 3.875 | 63.6945 | 50.6611 | 0 | 2.5476 | 72.4639 | 0 | 0 | 0
1050 | 89.6126 | 0 | 89.6126 | 42.9 | 2 | 10.4169 | 4 | 11.9782 | 5.4034e-15 | 11.9782 | 5.4034e-15 | 0 | 0 | 0 | 12 | 0 | 6.3174 | 0 | 18.3174 | 43.5089 | 48.9 | 0 | 2.6884 | 59.8675 | 0 | 0 | -1.4211e-14
1051 | 94.4082 | 0 | 94.4082 | 42.9 | 2 | 11.1172 | 4.1661 | 12.2249 | 0 | 12.2249 | 0 | 0 | 0 | 0 | 12 | 0 | 10 | 0 | 22 | 19.3291 | 49.0661 | 0 | 2.8322 | 55.9339 | 0 | 0 | 0
1052 | 98.5765 | 0 | 98.5765 | 49.3615 | 2 | 11.8082 | 10 | 11.2851 | 0 | 11.2851 | 0 | 0 | 0 | 0 | 12 | 0 | 2.1217 | 0 | 14.1217 | 3.6945 | 61.3615 | 0 | 2.9573 | 43.6385 | 0 | 0 | 0
1053 | 97.0899 | 0 | 97.0899 | 55 | 3.1083 | 11.1747 | 10 | 14.4819 | 0 | 14.4819 | 0 | 0 | 0 | 0 | 3.325 | 0 | 0 | 0 | 3.325 | 0 | 68.1083 | 0 | 2.9127 | 36.8917 | 0 | 0 | 0
1054 | 91.542 | 0 | 91.542 | 55 | 3.3816 | 10.6973 | 10 | 12.4631 | 0 | 12.4631 | 0 | 0 | 0 | 0 | 0 | 0 | 0 | 0 | 0 | 0 | 68.3816 | 0 | 2.7463 | 36.6184 | 0 | 0 | 0
1055 | 86.4549 | 0 | 86.4549 | 52.1323 | 2 | 10.0326 | 10 | 12.29 | 0 | 12.29 | 0 | 0 | 0 | 0 | 0 | 0 | 0 | 0 | 0 | 0 | 64.1323 | 0 | 2.5936 | 40.8677 | 0 | 0 | 0
1056 | 80.4189 | 0 | 80.4189 | 44.6196 | 2 | 8.8573 | 10 | 14.942 | 0 | 14.942 | 0 | 0 | 0 | 0 | 0 | 0 | 0 | 0 | 0 | 0 | 56.6196 | 0 | 2.4126 | 48.3804 | 0 | 0 | 0
1057 | 83.8786 | 0 | 83.8786 | 47.7431 | 2 | 9.3459 | 10 | 14.7895 | 0 | 14.7895 | 0 | 0 | 0 | 0 | 0 | 0 | 0 | 0 | 0 | 0 | 59.7431 | 0 | 2.5164 | 45.2569 | 0 | 0 | 0
1058 | 84.1515 | 0 | 84.1515 | 49.1117 | 2 | 9.56 | 10 | 13.4798 | 0 | 13.4798 | 0 | 0 | 0 | 0 | 0 | 0 | 0 | 0 | 0 | 0 | 61.1117 | 0 | 2.5245 | 43.8883 | 0 | 0 | 0
1059 | 81.1594 | 0 | 81.1594 | 45.7034 | 2 | 9.0268 | 10 | 14.4292 | 0 | 14.4292 | 0 | 0 | 0 | 0 | 0 | 0 | 0 | 0 | 0 | 0 | 57.7034 | 0 | 2.4348 | 47.2966 | 0 | 0 | 0
1060 | 83.6141 | 0 | 83.6141 | 48.7969 | 2 | 9.5108 | 10 | 13.3064 | 0 | 13.3064 | 0 | 0 | 0 | 0 | 0 | 0 | 0 | 0 | 0 | 0 | 60.7969 | 0 | 2.5084 | 44.2031 | 0 | 0 | 0
1061 | 84.0182 | 0 | 84.0182 | 48.706 | 2 | 9.4965 | 10 | 13.8157 | 0 | 13.8157 | 0 | 0 | 0 | 0 | 0 | 0 | 0 | 0 | 0 | 0 | 60.706 | 0 | 2.5205 | 44.294 | 0 | 0 | 0
1062 | 84.5862 | 0 | 84.5862 | 49.4232 | 2 | 9.6088 | 10 | 13.5543 | 0 | 13.5543 | 0 | 0 | 0 | 0 | 0 | 0 | 0 | 0 | 0 | 0 | 61.4232 | 0 | 2.5376 | 43.5768 | 0 | 0 | 0
1063 | 82.1339 | 0 | 82.1339 | 42.9 | 2 | 8.0753 | 6.7209 | 11.3863 | 11.0515 | 11.3863 | 11.0515 | 0 | 0 | 0 | 0 | 0 | 0 | 0 | 0 | 0 | 51.6209 | 0 | 2.464 | 53.3791 | 0 | 0 | 0
1064 | 84.6619 | 0 | 84.6619 | 42.9 | 2 | 4.6252 | 4 | 10.1079 | 21.0288 | 10.1079 | 21.0288 | 0 | 0 | 0 | 0 | 0 | 0 | 0 | 0 | 0 | 48.9 | 0 | 2.5399 | 58.7154 | 0 | 0 | 0
1065 | 84.3275 | 0 | 84.3275 | 42.9 | 2 | 7.1054e-15 | 4 | 11.7256 | 29.7923 | 11.7256 | 29.7923 | 0 | 0 | 6.0903 | 0 | 0 | 0 | 6.0903 | 0 | 5.4813 | 48.9 | 0 | 2.5298 | 61.891 | 0 | 0 | 0
1066 | 84.5389 | 0 | 84.5389 | 42.9 | 2 | 0 | 4 | 10.4849 | 41.5516 | 10.4849 | 41.5516 | 0 | 0 | 12 | 0 | 4.3977 | 0 | 16.3977 | 0 | 20.3358 | 48.9 | 0 | 2.5362 | 60.4967 | 0 | 0 | 0
1067 | 83.4345 | 0 | 83.4345 | 42.9 | 2 | 0 | 4 | 10.4074 | 40.9743 | 10.4074 | 40.9743 | 0 | 0 | 12 | 0 | 4.8473 | 0 | 16.8473 | 0 | 35.6047 | 48.9 | 0 | 2.503 | 60.4359 | 0 | 0 | 0
1068 | 80.1259 | 0 | 80.1259 | 42.9 | 2 | 7.1054e-15 | 4 | 10.8939 | 45.2305 | 10.8939 | 42.3319 | 0 | 2.8986 | 12 | 0 | 10 | 0 | 22 | 0 | 55.6242 | 48.9 | 0 | 2.4038 | 59.3468 | 0 | 0 | 0
1069 | 80.9842 | 0 | 80.9842 | 42.9 | 2 | 7.1054e-15 | 4 | 13.352 | 39.6326 | 13.352 | 32.4233 | 0 | 7.2093 | 11.243 | 0 | 2.4481 | 0 | 13.6911 | 0 | 68 | 48.9 | 0 | 2.4295 | 59.8876 | 0 | 5.3291e-15 | 0
1070 | 78.5393 | 0 | 78.5393 | 42.9 | 2 | 7.1054e-15 | 4 | 10.4594 | 40.6269 | 10.4594 | 19.1799 | 0 | 21.447 | 0 | 0 | 0 | 0 | 0 | 0 | 68 | 48.9 | 0 | 2.3562 | 81.8137 | 0 | 0 | 0
1071 | 79.6494 | 0 | 79.6494 | 42.9 | 2 | 7.1054e-15 | 4 | 10.3507 | 29.6437 | 10.3507 | 20.3988 | 0 | 9.2449 | 0 | 0 | 0 | 0 | 0 | 0 | 68 | 48.9 | 0 | 2.3895 | 83.4643 | 0 | 0 | 0
1072 | 84.8806 | 0 | 84.8806 | 42.9 | 2 | 2.4867 | 4 | 12.3161 | 21.1778 | 12.3161 | 21.1778 | 0 | 0 | 0 | 0 | 0 | 0 | 0 | 0 | 68 | 48.9 | 0 | 2.5464 | 82.5645 | 0 | 0 | 0
1073 | 88.2467 | 0 | 88.2467 | 42.9 | 2 | 8.2109 | 4 | 11.4109 | 10.7824 | 11.4109 | 10.7824 | 0 | 0 | 0 | 8.9425 | 0 | 0 | 0 | 8.9425 | 58.0639 | 48.9 | 0 | 2.6474 | 69.8819 | 0 | 0 | -1.4211e-14
1074 | 92.5715 | 0 | 92.5715 | 42.9 | 2 | 8.8754 | 4 | 12.7961 | 5.1077e-15 | 12.7961 | 5.1077e-15 | 0 | 0 | 0 | 12 | 0 | 10 | 0 | 22 | 33.884 | 48.9 | 0 | 2.7771 | 58.0161 | 0 | 0 | 0
1075 | 95.4826 | 0 | 95.4826 | 42.9 | 2 | 11.1641 | 6.0268 | 12.9526 | 0 | 12.9526 | 0 | 0 | 0 | 0 | 12 | 0 | 8.4391 | 0 | 20.4391 | 11.3972 | 50.9268 | 0 | 2.8645 | 54.0732 | 0 | 0 | 0
1076 | 100.5725 | 0 | 100.5725 | 52.8472 | 2 | 11.749 | 10 | 13.7187 | 0 | 13.7187 | 0 | 0 | 0 | 0 | 10.2575 | 0 | 0 | 0 | 10.2575 | 0 | 64.8472 | 0 | 3.0172 | 40.1528 | 0 | 0 | 0
1077 | 98.0326 | 0 | 98.0326 | 55 | 8.6099 | 11.5152 | 10 | 12.9076 | 0 | 12.9076 | 0 | 0 | 0 | 0 | 0 | 0 | 0 | 0 | 0 | 0 | 73.6099 | 0 | 2.941 | 31.3901 | 0 | 0 | 0
1078 | 91.3589 | 0 | 91.3589 | 53.6482 | 2 | 10.2697 | 10 | 15.441 | 0 | 15.441 | 0 | 0 | 0 | 0 | 0 | 0 | 0 | 0 | 0 | 0 | 65.6482 | 0 | 2.7408 | 39.3518 | 0 | 0 | 0
1079 | 87.8205 | 0 | 87.8205 | 50.6507 | 2 | 9.8008 | 10 | 15.369 | 0 | 15.369 | 0 | 0 | 0 | 0 | 0 | 0 | 0 | 0 | 0 | 0 | 62.6507 | 0 | 2.6346 | 42.3493 | 0 | 0 | 0
1080 | 76.8003 | 0 | 76.8003 | 43.4568 | 2 | 8.6754 | 10 | 12.6681 | 0 | 12.6681 | 0 | 0 | 0 | 0 | 0 | 0 | 0 | 0 | 0 | 0 | 55.4568 | 0 | 2.304 | 49.5432 | 0 | 0 | 0
1081 | 75.8691 | 0 | 75.8691 | 42.9 | 2 | 8.2441 | 7.7998 | 14.9252 | 0 | 14.9252 | 0 | 0 | 0 | 0 | 0 | 0 | 0 | 0 | 0 | 0 | 52.6998 | 0 | 2.2761 | 52.3002 | 0 | 0 | 0
1082 | 78.0085 | 0 | 78.0085 | 42.9523 | 2 | 8.5965 | 10 | 14.4598 | 0 | 14.4598 | 0 | 0 | 0 | 0 | 0 | 0 | 0 | 0 | 0 | 0 | 54.9523 | 0 | 2.3403 | 50.0477 | 0 | 0 | 0
1083 | 80.949 | 0 | 80.949 | 46.7184 | 2 | 9.1856 | 10 | 13.045 | 0 | 13.045 | 0 | 0 | 0 | 0 | 0 | 0 | 0 | 0 | 0 | 0 | 58.7184 | 0 | 2.4285 | 46.2816 | 0 | 0 | 0
1084 | 81.9039 | 0 | 81.9039 | 47.3232 | 2 | 9.2802 | 10 | 13.3004 | 0 | 13.3004 | 0 | 0 | 0 | 0 | 0 | 0 | 0 | 0 | 0 | 0 | 59.3232 | 0 | 2.4571 | 45.6768 | 0 | 0 | 0
1085 | 79.9857 | 0 | 79.9857 | 44.8279 | 2 | 8.8899 | 10 | 14.2679 | 0 | 14.2679 | 0 | 0 | 0 | 0 | 0 | 0 | 0 | 0 | 0 | 0 | 56.8279 | 0 | 2.3996 | 48.1721 | 0 | 0 | 0
1086 | 79.7688 | 0 | 79.7688 | 47.7097 | 2 | 9.3407 | 10 | 10.7184 | 0 | 10.7184 | 0 | 0 | 0 | 0 | 0 | 0 | 0 | 0 | 0 | 0 | 59.7097 | 0 | 2.3931 | 45.2903 | 0 | 0 | 0
1087 | 78.9884 | 0 | 78.9884 | 42.9 | 2 | 5.9112 | 4 | 12.4752 | 11.7019 | 12.4752 | 11.7019 | 0 | 0 | 0 | 0 | 0 | 0 | 0 | 0 | 0 | 48.9 | 0 | 2.3697 | 57.6033 | 0 | 0 | -1.4211e-14
1088 | 79.2786 | 0 | 79.2786 | 42.9 | 2 | 0 | 4 | 10.5117 | 20.4079 | 10.5117 | 20.4079 | 0 | 0 | 0.54092 | 0 | 0 | 0 | 0.54092 | 0 | 0.48683 | 48.9 | 0 | 2.3784 | 62.6417 | 0 | 0 | 0
1089 | 78.9629 | 0 | 78.9629 | 42.9 | 2 | 0 | 4 | 10.3768 | 31.8668 | 10.3768 | 31.8668 | 0 | 0 | 12 | 0 | 0.18071 | 0 | 12.1807 | 0 | 11.4534 | 48.9 | 0 | 2.3689 | 61.0672 | 0 | 0 | 0
1090 | 78.3893 | 0 | 78.3893 | 42.9 | 2 | 0 | 4 | 11.3639 | 36.7628 | 11.3639 | 36.7628 | 0 | 0 | 12 | 0 | 6.6374 | 0 | 18.6374 | 0 | 28.3728 | 48.9 | 0 | 2.3517 | 60.1937 | 0 | 0 | 0
1091 | 79.2834 | 0 | 79.2834 | 42.9 | 2 | 0 | 4 | 10.7941 | 36.5181 | 10.7941 | 36.5181 | 0 | 0 | 12 | 0 | 4.9288 | 0 | 16.9288 | 0 | 43.7169 | 48.9 | 0 | 2.3785 | 60.4249 | 0 | 0 | 0
1092 | 77.3184 | 0 | 77.3184 | 42.9 | 2 | 7.1054e-15 | 4 | 12.4585 | 40.8752 | 12.4585 | 37.9061 | 0 | 2.9691 | 12 | 0 | 9.9461 | 0 | 21.9461 | 0 | 63.6868 | 48.9 | 0 | 2.3196 | 59.3445 | 0 | 7.1054e-15 | 0
1093 | 75.5566 | 0 | 75.5566 | 42.9 | 2 | 0 | 4 | 10.6591 | 37.5441 | 10.6591 | 20.7899 | 0 | 16.7542 | 4.7924 | 0 | 0 | 0 | 4.7924 | 0 | 68 | 48.9 | 0 | 2.2667 | 69.8002 | 0 | 6.2172e-15 | 0
1094 | 77.9398 | 0 | 77.9398 | 42.9 | 2 | 0 | 4 | 11.4748 | 34.2374 | 11.4748 | 17.565 | 0 | 16.6724 | 0 | 0 | 0 | 0 | 0 | 0 | 68 | 48.9 | 0 | 2.3382 | 82.4595 | 0 | 0 | 0
1095 | 75.5062 | 0 | 75.5062 | 42.9 | 2 | 7.1054e-15 | 4 | 10.5906 | 31.7256 | 10.5906 | 16.0156 | 0 | 15.71 | 0 | 0 | 0 | 0 | 0 | 0 | 68 | 48.9 | 0 | 2.2652 | 82.5897 | 0 | 0 | 0
1096 | 77.1219 | 0 | 77.1219 | 42.9 | 2 | 7.1054e-15 | 4 | 10.9077 | 23.0397 | 10.9077 | 17.3142 | 0 | 5.7255 | 0 | 0 | 0 | 0 | 0 | 0 | 68 | 48.9 | 0 | 2.3137 | 83.9404 | 0 | 0 | 0
1097 | 82.2152 | 0 | 82.2152 | 42.9 | 2 | 5.2938 | 4 | 13.2539 | 10.3933 | 13.2539 | 10.3933 | 0 | 0 | 0 | 4.3742 | 0 | 0 | 0 | 4.3742 | 63.1398 | 48.9 | 0 | 2.4665 | 76.3547 | 0 | 0 | 0
1098 | 86.7887 | 0 | 86.7887 | 42.9 | 2 | 5.3751 | 4 | 13.1344 | 5.1378e-15 | 13.1344 | 5.1378e-15 | 0 | 0 | 0 | 12 | 0 | 7.3792 | 0 | 19.3792 | 41.8025 | 48.9 | 0 | 2.6037 | 63.3092 | 0 | 0 | 0
1099 | 93.316 | 0 | 93.316 | 42.9 | 2 | 10.2429 | 4 | 12.1732 | 0 | 12.1732 | 0 | 0 | 0 | 0 | 12 | 0 | 10 | 0 | 22 | 17.6227 | 48.9 | 0 | 2.7995 | 56.8336 | 0 | 0 | 0
1100 | 98.4063 | 0 | 98.4063 | 48.7765 | 2 | 11.5506 | 10 | 13.0194 | 0 | 13.0194 | 0 | 0 | 0 | 0 | 12 | 0 | 1.0599 | 0 | 13.0599 | 3.1398 | 60.7765 | 0 | 2.9522 | 44.2235 | 0 | 0 | 0
1101 | 94.5102 | 0 | 94.5102 | 55 | 3.8424 | 11.2114 | 10 | 11.6305 | 0 | 11.6305 | 0 | 0 | 0 | 0 | 2.8258 | 0 | 0 | 0 | 2.8258 | 0 | 68.8424 | 0 | 2.8353 | 36.1576 | 0 | 0 | 0
1102 | 91.1315 | 0 | 91.1315 | 54.8158 | 2 | 10.4523 | 10 | 13.8633 | 0 | 13.8633 | 0 | 0 | 0 | 0 | 0 | 0 | 0 | 0 | 0 | 0 | 66.8158 | 0 | 2.7339 | 38.1842 | 0 | 0 | 0
1103 | 84.0244 | 0 | 84.0244 | 47.4935 | 2 | 9.3069 | 10 | 15.2239 | 0 | 15.2239 | 0 | 0 | 0 | 0 | 0 | 0 | 0 | 0 | 0 | 0 | 59.4935 | 0 | 2.5207 | 45.5065 | 0 | 0 | 0
1104 | 76.3304 | 0 | 76.3304 | 42.9 | 2 | 7.9154 | 5.6986 | 17.8165 | 0 | 17.8165 | 0 | 0 | 0 | 0 | 0 | 0 | 0 | 0 | 0 | 0 | 50.5986 | 0 | 2.2899 | 54.4014 | 0 | 0 | 0
1105 | 79.6514 | 0 | 79.6514 | 42.9 | 2 | 8.3665 | 8.5825 | 17.8024 | 0 | 17.8024 | 0 | 0 | 0 | 0 | 0 | 0 | 0 | 0 | 0 | 0 | 53.4825 | 0 | 2.3895 | 51.5175 | 0 | 0 | 0
1106 | 80.3367 | 0 | 80.3367 | 42.9 | 2 | 8.4434 | 9.0739 | 17.9193 | 0 | 17.9193 | 0 | 0 | 0 | 0 | 0 | 0 | 0 | 0 | 0 | 0 | 53.9739 | 0 | 2.4101 | 51.0261 | 0 | 0 | 0
1107 | 77.9273 | 0 | 77.9273 | 42.9 | 2 | 8.2309 | 7.7155 | 17.081 | 0 | 17.081 | 0 | 0 | 0 | 0 | 0 | 0 | 0 | 0 | 0 | 0 | 52.6155 | 0 | 2.3378 | 52.3845 | 0 | 0 | 0
1108 | 82.1108 | 0 | 82.1108 | 44.8074 | 2 | 8.8867 | 10 | 16.4167 | 0 | 16.4167 | 0 | 0 | 0 | 0 | 0 | 0 | 0 | 0 | 0 | 0 | 56.8074 | 0 | 2.4633 | 48.1926 | 0 | 1.4211e-14 | 0
1109 | 79.1543 | 0 | 79.1543 | 42.9 | 2 | 8.4879 | 9.3582 | 16.4082 | 0 | 16.4082 | 0 | 0 | 0 | 0 | 0 | 0 | 0 | 0 | 0 | 0 | 54.2582 | 0 | 2.3746 | 50.7418 | 0 | 0 | 0
1110 | 79.4635 | 0 | 79.4635 | 44.4504 | 2 | 8.8308 | 10 | 14.1823 | 0 | 14.1823 | 0 | 0 | 0 | 0 | 0 | 0 | 0 | 0 | 0 | 0 | 56.4504 | 0 | 2.3839 | 48.5496 | 0 | 0 | 0
1111 | 80.5629 | 0 | 80.5629 | 42.9 | 2 | 5.4998 | 4 | 14.808 | 11.3551 | 14.808 | 11.3551 | 0 | 0 | 0 | 0 | 0 | 0 | 0 | 0 | 0 | 48.9 | 0 | 2.4169 | 57.9591 | 0 | 0 | 0
1112 | 78.3914 | 0 | 78.3914 | 42.9 | 2 | 0 | 4 | 14.6717 | 20.786 | 14.6717 | 20.786 | 0 | 0 | 5.9663 | 0 | 0 | 0 | 5.9663 | 0 | 5.3696 | 48.9 | 0 | 2.3517 | 61.9078 | 0 | 0 | 0
1113 | 78.5725 | 0 | 78.5725 | 42.9 | 2 | 0 | 4 | 13.1978 | 26.9301 | 13.1978 | 26.9301 | 0 | 0 | 10.4554 | 0 | 0 | 0 | 10.4554 | 0 | 14.7794 | 48.9 | 0 | 2.3572 | 61.3005 | 0 | 0 | 0
1114 | 81.0953 | 0 | 81.0953 | 42.9 | 2 | 0 | 4 | 14.3578 | 36.0876 | 14.3578 | 36.0876 | 0 | 0 | 12 | 0 | 6.2501 | 0 | 18.2501 | 0 | 31.3418 | 48.9 | 0 | 2.4329 | 60.2461 | 0 | 0 | 0
1115 | 78.8613 | 0 | 78.8613 | 42.9 | 2 | 0 | 4 | 15.8433 | 42.9441 | 15.8433 | 36.118 | 0 | 6.8261 | 12 | 0 | 10 | 0 | 22 | 0 | 51.3613 | 48.9 | 0 | 2.3658 | 58.8155 | 0 | 0 | 0
1116 | 79.4387 | 0 | 79.4387 | 42.9 | 2 | 7.1054e-15 | 4 | 12.5326 | 41.5064 | 12.5326 | 35.4491 | 0 | 6.0572 | 12 | 0 | 5.4429 | 0 | 17.4429 | 0 | 67.1794 | 48.9 | 0 | 2.3832 | 59.5359 | 0 | 3.5527e-15 | 0
1117 | 78.5545 | 0 | 78.5545 | 42.9 | 2 | 7.1054e-15 | 4 | 14.016 | 40.6835 | 14.016 | 16.5502 | 0 | 24.1333 | 0.91173 | 0 | 0 | 0 | 0.91173 | 0 | 68 | 48.9 | 0 | 2.3566 | 69.327 | 0 | 3.2196e-15 | 0
1118 | 74.8243 | 0 | 74.8243 | 42.9 | 2 | 0 | 4 | 13.5596 | 32.3135 | 13.5596 | 12.3647 | 0 | 19.9488 | 0 | 0 | 0 | 0 | 0 | 0 | 68 | 48.9 | 0 | 2.2447 | 82.0163 | 0 | 0 | 0
1119 | 73.9699 | 0 | 73.9699 | 42.9 | 2 | 0 | 4 | 15.8974 | 31.5933 | 15.8974 | 9.1725 | 0 | 22.4208 | 0 | 0 | 0 | 0 | 0 | 0 | 68 | 48.9 | 0 | 2.2191 | 81.6819 | 0 | 0 | 0
1120 | 79.1033 | 0 | 79.1033 | 42.9 | 2 | 0 | 4 | 14.0862 | 20.6022 | 14.0862 | 16.1171 | 0 | 4.4852 | 0 | 0 | 0 | 0 | 0 | 0 | 68 | 48.9 | 0 | 2.3731 | 84.1082 | 0 | 0 | 0
1121 | 85.6174 | 0 | 85.6174 | 42.9 | 2 | 5.0667 | 4 | 13.3244 | 11.7732 | 13.3244 | 11.7732 | 0 | 0 | 0 | 6.553 | 0 | 0 | 0 | 6.553 | 60.7189 | 48.9 | 0 | 2.5685 | 74.667 | 0 | 0 | 0
1122 | 89.0294 | 0 | 89.0294 | 42.9 | 2 | 5.0932 | 4 | 13.3474 | 5.0421e-15 | 13.3474 | 5.0421e-15 | 0 | 0 | 0 | 12 | 0 | 9.6889 | 0 | 21.6889 | 36.8765 | 48.9 | 0 | 2.6709 | 61.5558 | 0 | 0 | 0
1123 | 93.9589 | 0 | 93.9589 | 42.9 | 2 | 9.61 | 4 | 14.6987 | 0 | 14.6987 | 0 | 0 | 0 | 0 | 12 | 0 | 8.7502 | 0 | 20.7502 | 14.0522 | 48.9 | 0 | 2.8188 | 57.2118 | 0 | 0 | 0
1124 | 97.4652 | 0 | 97.4652 | 45.5384 | 2 | 10.8782 | 10 | 17.0486 | 0 | 17.0486 | 0 | 0 | 0 | 0 | 12 | 0 | 0 | 0 | 12 | 0.71888 | 57.5384 | 0 | 2.924 | 47.4616 | 0 | 0 | 0
1125 | 95.5877 | 0 | 95.5877 | 55 | 2.3118 | 10.6311 | 10 | 16.9977 | 0 | 16.9977 | 0 | 0 | 0 | 0 | 0.64699 | 0 | 0 | 0 | 0.64699 | 0 | 67.3118 | 0 | 2.8676 | 37.6882 | 0 | 0 | 0
1126 | 88.932 | 0 | 88.932 | 50.1317 | 2 | 9.7196 | 10 | 17.0807 | 0 | 17.0807 | 0 | 0 | 0 | 0 | 0 | 0 | 0 | 0 | 0 | 0 | 62.1317 | 0 | 2.668 | 42.8683 | 0 | 0 | 0
1127 | 88.1828 | 0 | 88.1828 | 48.5562 | 2 | 9.4731 | 10 | 18.1535 | 0 | 18.1535 | 0 | 0 | 0 | 0 | 0 | 0 | 0 | 0 | 0 | 0 | 60.5562 | 0 | 2.6455 | 44.4438 | 0 | 0 | 0
1128 | 82.0309 | 0 | 82.0309 | 44.8556 | 2 | 8.8942 | 10 | 16.2811 | 0 | 16.2811 | 0 | 0 | 0 | 0 | 0 | 0 | 0 | 0 | 0 | 0 | 56.8556 | 0 | 2.4609 | 48.1444 | 0 | 0 | 0
1129 | 81.2016 | 0 | 81.2016 | 43.8433 | 2 | 8.7359 | 10 | 16.6225 | 0 | 16.6225 | 0 | 0 | 0 | 0 | 0 | 0 | 0 | 0 | 0 | 0 | 55.8433 | 0 | 2.436 | 49.1567 | 0 | 0 | 0
1130 | 81.753 | 0 | 81.753 | 45.001 | 2 | 8.917 | 10 | 15.835 | 0 | 15.835 | 0 | 0 | 0 | 0 | 0 | 0 | 0 | 0 | 0 | 0 | 57.001 | 0 | 2.4526 | 47.999 | 0 | 0 | 0
1131 | 80.9644 | 0 | 80.9644 | 44.5598 | 2 | 8.8479 | 10 | 15.5567 | 0 | 15.5567 | 0 | 0 | 0 | 0 | 0 | 0 | 0 | 0 | 0 | 0 | 56.5598 | 0 | 2.4289 | 48.4402 | 0 | 0 | 0
1132 | 84.1818 | 0 | 84.1818 | 47.1975 | 2 | 9.2606 | 10 | 15.7238 | 0 | 15.7238 | 0 | 0 | 0 | 0 | 0 | 0 | 0 | 0 | 0 | 0 | 59.1975 | 0 | 2.5255 | 45.8025 | 0 | 0 | -1.4211e-14
1133 | 83.4614 | 0 | 83.4614 | 49.1492 | 2 | 9.5659 | 10 | 12.7463 | 0 | 12.7463 | 0 | 0 | 0 | 0 | 0 | 0 | 0 | 0 | 0 | 0 | 61.1492 | 0 | 2.5038 | 43.8508 | 0 | 0 | 0
1134 | 83.6799 | 0 | 83.6799 | 49.1307 | 2 | 9.563 | 10 | 12.9862 | 0 | 12.9862 | 0 | 0 | 0 | 0 | 0 | 0 | 0 | 0 | 0 | 0 | 61.1307 | 0 | 2.5104 | 43.8693 | 0 | 0 | 0
1135 | 81.9861 | 0 | 81.9861 | 42.9 | 2 | 5.9261 | 4 | 12.7636 | 14.3964 | 12.7636 | 14.3964 | 0 | 0 | 0 | 0 | 0 | 0 | 0 | 0 | 0 | 48.9 | 0 | 2.4596 | 57.5904 | 0 | 0 | -1.4211e-14
1136 | 83.8731 | 0 | 83.8731 | 42.9 | 2 | 0 | 4 | 12.9886 | 28.743 | 12.9886 | 28.743 | 0 | 0 | 6.7585 | 0 | 0 | 0 | 6.7585 | 0 | 6.0826 | 48.9 | 0 | 2.5162 | 61.8006 | 0 | 0 | 0
1137 | 82.0661 | 0 | 82.0661 | 42.9 | 2 | 0 | 4 | 12.594 | 33.8294 | 12.594 | 33.8294 | 0 | 0 | 12 | 0 | 1.2573 | 0 | 13.2573 | 0 | 18.0418 | 48.9 | 0 | 2.462 | 60.9215 | 0 | 0 | 0
1138 | 84.0877 | 0 | 84.0877 | 42.9 | 2 | 7.1054e-15 | 4 | 12.2627 | 43.5452 | 12.2627 | 43.5452 | 0 | 0 | 12 | 0 | 8.6203 | 0 | 20.6203 | 0 | 36.7893 | 48.9 | 0 | 2.5226 | 59.9255 | 0 | 0 | 0
1139 | 80.0559 | 0 | 80.0559 | 42.9 | 2 | 0 | 4 | 11.8367 | 49.8671 | 11.8367 | 41.3192 | 0 | 8.5479 | 12 | 0 | 10 | 0 | 22 | 0 | 56.8089 | 48.9 | 0 | 2.4017 | 58.5826 | 0 | 0 | 0
1140 | 78.6053 | 0 | 78.6053 | 42.9 | 2 | 0 | 4 | 10.3384 | 52.1109 | 10.3384 | 31.7572 | 0 | 20.3538 | 10.5749 | 0 | 1.8155 | 0 | 12.3903 | 0 | 68 | 48.9 | 0 | 2.3582 | 58.2855 | 0 | 0 | 0
1141 | 77.9502 | 0 | 77.9502 | 42.9 | 2 | 0 | 4 | 14.4038 | 46.8245 | 14.4038 | 14.6463 | 0 | 32.1782 | 0 | 0 | 0 | 0 | 0 | 0 | 68 | 48.9 | 0 | 2.3385 | 80.362 | 0 | 0 | 0
1142 | 77.4198 | 0 | 77.4198 | 42.9 | 2 | 0 | 4 | 11.2958 | 41.0814 | 11.2958 | 17.224 | 0 | 23.8574 | 0 | 0 | 0 | 0 | 0 | 0 | 68 | 48.9 | 0 | 2.3226 | 81.4876 | 0 | 0 | 0
1143 | 80.1973 | 0 | 80.1973 | 42.9 | 2 | 7.1054e-15 | 4 | 12.3419 | 39.2996 | 12.3419 | 18.9554 | 0 | 20.3442 | 0 | 0 | 0 | 0 | 0 | 0 | 68 | 48.9 | 0 | 2.4059 | 81.9628 | 0 | 0 | 0
1144 | 81.2561 | 0 | 81.2561 | 42.9 | 2 | 7.1054e-15 | 4 | 12.5808 | 27.0629 | 12.5808 | 19.7753 | 0 | 7.2877 | 0 | 0 | 0 | 0 | 0 | 0 | 68 | 48.9 | 0 | 2.4377 | 83.7291 | 0 | 0 | 0
1145 | 87.0378 | 0 | 87.0378 | 42.9 | 2 | 6.7912 | 4 | 13.1724 | 12.7113 | 13.1724 | 12.7113 | 0 | 0 | 0 | 5.4628 | 0 | 0 | 0 | 5.4628 | 61.9303 | 48.9 | 0 | 2.6111 | 74.1185 | 0 | 0 | 0
1146 | 92.7732 | 0 | 92.7732 | 42.9 | 2 | 7.7851 | 4 | 14.0881 | 6.6137e-15 | 14.0881 | 6.6137e-15 | 0 | 0 | 0 | 12 | 0 | 10 | 0 | 22 | 37.7504 | 48.9 | 0 | 2.7832 | 58.9589 | 0 | 0 | 0
1147 | 96.4029 | 0 | 96.4029 | 42.9 | 2 | 11.1904 | 6.195 | 13.6784 | 0 | 13.6784 | 0 | 0 | 0 | 0 | 12 | 0 | 8.4391 | 0 | 20.4391 | 15.2636 | 51.095 | 0 | 2.8921 | 53.905 | 0 | 0 | 0
1148 | 100.6012 | 0 | 100.6012 | 50.1979 | 2 | 11.6072 | 10 | 14.7962 | 0 | 14.7962 | 0 | 0 | 0 | 0 | 12 | 0 | 0 | 0 | 12 | 1.9303 | 62.1979 | 0 | 3.018 | 42.8021 | 0 | 0 | 0
1149 | 97.7135 | 0 | 97.7135 | 55 | 5.1765 | 11.2498 | 10 | 14.5499 | 0 | 14.5499 | 0 | 0 | 0 | 0 | 1.7372 | 0 | 0 | 0 | 1.7372 | 0 | 70.1765 | 0 | 2.9314 | 34.8235 | 0 | 0 | 0
1150 | 93.6276 | 0 | 93.6276 | 55 | 3.0267 | 10.6418 | 10 | 14.9591 | 0 | 14.9591 | 0 | 0 | 0 | 0 | 0 | 0 | 0 | 0 | 0 | 0 | 68.0267 | 0 | 2.8088 | 36.9733 | 0 | 0 | 0
1151 | 89.6211 | 0 | 89.6211 | 51.736 | 2 | 9.9705 | 10 | 15.9145 | 0 | 15.9145 | 0 | 0 | 0 | 0 | 0 | 0 | 0 | 0 | 0 | 0 | 63.736 | 0 | 2.6886 | 41.264 | 0 | 0 | 0
1152 | 78.1562 | 0 | 78.1562 | 43.7477 | 2 | 8.7209 | 10 | 13.6876 | 0 | 13.6876 | 0 | 0 | 0 | 0 | 0 | 0 | 0 | 0 | 0 | 0 | 55.7477 | 0 | 2.3447 | 49.2523 | 0 | 0 | 0
1153 | 79.1343 | 0 | 79.1343 | 45.6699 | 2 | 9.0216 | 10 | 12.4428 | 0 | 12.4428 | 0 | 0 | 0 | 0 | 0 | 0 | 0 | 0 | 0 | 0 | 57.6699 | 0 | 2.374 | 47.3301 | 0 | 0 | -1.4211e-14
1154 | 81.1653 | 0 | 81.1653 | 46.97 | 2 | 9.225 | 10 | 12.9704 | 0 | 12.9704 | 0 | 0 | 0 | 0 | 0 | 0 | 0 | 0 | 0 | 0 | 58.97 | 0 | 2.435 | 46.03 | 0 | 0 | 0
1155 | 79.1947 | 0 | 79.1947 | 46.2877 | 2 | 9.1182 | 10 | 11.7888 | 0 | 11.7888 | 0 | 0 | 0 | 0 | 0 | 0 | 0 | 0 | 0 | 0 | 58.2877 | 0 | 2.3758 | 46.7123 | 0 | 0 | 0
1156 | 80.9446 | 0 | 80.9446 | 47.2508 | 2 | 9.2689 | 10 | 12.4249 | 0 | 12.4249 | 0 | 0 | 0 | 0 | 0 | 0 | 0 | 0 | 0 | 0 | 59.2508 | 0 | 2.4283 | 45.7492 | 0 | 0 | -1.4211e-14
1157 | 80.8052 | 0 | 80.8052 | 48.7213 | 2 | 9.499 | 10 | 10.5849 | 0 | 10.5849 | 0 | 0 | 0 | 0 | 0 | 0 | 0 | 0 | 0 | 0 | 60.7213 | 0 | 2.4242 | 44.2787 | 0 | 0 | 0
1158 | 81.545 | 0 | 81.545 | 48.497 | 2 | 9.4639 | 10 | 11.5841 | 0 | 11.5841 | 0 | 0 | 0 | 0 | 0 | 0 | 0 | 0 | 0 | 0 | 60.497 | 0 | 2.4463 | 44.503 | 0 | 0 | 0
1159 | 78.745 | 0 | 78.745 | 42.9 | 2 | 5.002 | 4 | 11.6461 | 13.1968 | 11.6461 | 13.1968 | 0 | 0 | 0 | 0 | 0 | 0 | 0 | 0 | 0 | 48.9 | 0 | 2.3623 | 58.3895 | 0 | 0 | 0
1160 | 81.3397 | 0 | 81.3397 | 42.9 | 2 | 7.1054e-15 | 4 | 9.8193 | 23.1253 | 9.8193 | 23.1253 | 0 | 0 | 0.50486 | 0 | 0 | 0 | 0.50486 | 0 | 0.45437 | 48.9 | 0 | 2.4402 | 62.6466 | 0 | 0 | 0
1161 | 78.0089 | 0 | 78.0089 | 42.9 | 2 | 0 | 4 | 11.4193 | 34.5777 | 11.4193 | 34.5777 | 0 | 0 | 12 | 0 | 4.888 | 0 | 16.888 | 0 | 15.7609 | 48.9 | 0 | 2.3403 | 60.4304 | 0 | 0 | 0
1162 | 79.7455 | 0 | 79.7455 | 42.9 | 2 | 0 | 4 | 9.7228 | 41.6777 | 9.7228 | 41.6777 | 0 | 0 | 12 | 0 | 8.555 | 0 | 20.555 | 0 | 34.4482 | 48.9 | 0 | 2.3924 | 59.9343 | 0 | 0 | 0
1163 | 78.0358 | 0 | 78.0358 | 42.9 | 2 | 7.1054e-15 | 4 | 7.7221 | 53.748 | 7.7221 | 41.6637 | 0 | 12.0843 | 12 | 0 | 8.2501 | 0 | 20.2501 | 0 | 52.8544 | 48.9 | 0 | 2.3411 | 58.3409 | 0 | 3.5527e-15 | 0
1164 | 76.278 | 0 | 76.278 | 42.9 | 2 | 0 | 4 | 9.5231 | 48.1275 | 9.5231 | 29.855 | 0 | 18.2726 | 12 | 0 | 0 | 0 | 12 | 0 | 63.6544 | 48.9 | 0 | 2.2883 | 68.6198 | 0 | 0 | 0
1165 | 76.1514 | 0 | 76.1514 | 42.9 | 2 | 0 | 4 | 8.4579 | 46.6923 | 8.4579 | 23.622 | 0 | 23.0703 | 4.8285 | 0 | 0 | 0 | 4.8285 | 0 | 68 | 48.9 | 0 | 2.2845 | 68.9409 | 0 | 4.4409e-15 | 0
1166 | 75.8336 | 0 | 75.8336 | 42.9 | 2 | 0 | 4 | 8.9473 | 42.9603 | 8.9473 | 17.9863 | 0 | 24.974 | 0 | 0 | 0 | 0 | 0 | 0 | 68 | 48.9 | 0 | 2.275 | 81.3366 | 0 | 0 | 0
1167 | 74.595 | 0 | 74.595 | 42.9 | 2 | 0 | 4 | 9.0195 | 36.1786 | 9.0195 | 16.6755 | 0 | 19.5031 | 0 | 0 | 0 | 0 | 0 | 0 | 68 | 48.9 | 0 | 2.2379 | 82.0766 | 0 | 0 | 0
1168 | 78.0609 | 0 | 78.0609 | 42.9 | 2 | 0 | 4 | 8.7766 | 24.2352 | 8.7766 | 20.3843 | 0 | 3.8508 | 0 | 0 | 0 | 0 | 0 | 0 | 68 | 48.9 | 0 | 2.3418 | 84.194 | 0 | 0 | 0
1169 | 82.1668 | 0 | 82.1668 | 42.9 | 2 | 7.6738 | 4 | 9.9183 | 12.2892 | 9.9183 | 12.2892 | 0 | 0 | 0 | 3.3856 | 0 | 0 | 0 | 3.3856 | 64.2382 | 48.9 | 0 | 2.465 | 75.1515 | 0 | 0 | 0
1170 | 89.1817 | 0 | 89.1817 | 42.9 | 2 | 7.8401 | 4 | 10.5949 | 5.1699e-15 | 10.5949 | 5.1699e-15 | 0 | 0 | 0 | 12 | 0 | 9.8467 | 0 | 21.8467 | 40.2246 | 48.9 | 0 | 2.6755 | 59.0439 | 0 | 0 | 0
1171 | 94.9957 | 0 | 94.9957 | 42.9 | 2 | 11.5786 | 8.5231 | 9.4015 | 0 | 9.4015 | 0 | 0 | 0 | 0 | 12 | 0 | 8.5924 | 0 | 20.5924 | 17.5715 | 53.4231 | 0 | 2.8499 | 51.5769 | 0 | 0 | 0
1172 | 98.8201 | 0 | 98.8201 | 51.3347 | 2 | 11.785 | 10 | 11.7004 | 0 | 11.7004 | 0 | 0 | 0 | 0 | 12 | 0 | 0 | 0 | 12 | 4.2382 | 63.3347 | 0 | 2.9646 | 41.6653 | 0 | 0 | 0
1173 | 92.41 | 0 | 92.41 | 55 | 2.1771 | 11.1056 | 10 | 10.3129 | 0 | 10.3129 | 0 | 0 | 0 | 0 | 3.8144 | 0 | 0 | 0 | 3.8144 | 0 | 67.1771 | 0 | 2.7723 | 37.8229 | 0 | 0 | 0
1174 | 91.7362 | 0 | 91.7362 | 54.5295 | 2 | 10.4076 | 10 | 14.7992 | 0 | 14.7992 | 0 | 0 | 0 | 0 | 0 | 0 | 0 | 0 | 0 | 0 | 66.5295 | 0 | 2.7521 | 38.4705 | 0 | 0 | 0
1175 | 86.0845 | 0 | 86.0845 | 52.1954 | 2 | 10.0424 | 10 | 11.8466 | 0 | 11.8466 | 0 | 0 | 0 | 0 | 0 | 0 | 0 | 0 | 0 | 0 | 64.1954 | 0 | 2.5825 | 40.8046 | 0 | 0 | 0
1176 | 75.0703 | 0 | 75.0703 | 42.9551 | 2 | 8.5969 | 10 | 11.5183 | 0 | 11.5183 | 0 | 0 | 0 | 0 | 0 | 0 | 0 | 0 | 0 | 0 | 54.9551 | 0 | 2.2521 | 50.0449 | 0 | 0 | 0
1177 | 77.9455 | 0 | 77.9455 | 46.2692 | 2 | 9.1154 | 10 | 10.561 | 0 | 10.561 | 0 | 0 | 0 | 0 | 0 | 0 | 0 | 0 | 0 | 0 | 58.2692 | 0 | 2.3384 | 46.7308 | 0 | 1.4211e-14 | 0
1178 | 78.4225 | 0 | 78.4225 | 46.2923 | 2 | 9.119 | 10 | 11.0112 | 0 | 11.0112 | 0 | 0 | 0 | 0 | 0 | 0 | 0 | 0 | 0 | 0 | 58.2923 | 0 | 2.3527 | 46.7077 | 0 | 0 | 0
1179 | 76.8376 | 0 | 76.8376 | 45.6683 | 2 | 9.0213 | 10 | 10.148 | 0 | 10.148 | 0 | 0 | 0 | 0 | 0 | 0 | 0 | 0 | 0 | 0 | 57.6683 | 0 | 2.3051 | 47.3317 | 0 | 0 | 0
1180 | 77.7578 | 0 | 77.7578 | 46.6833 | 2 | 9.1801 | 10 | 9.8944 | 0 | 9.8944 | 0 | 0 | 0 | 0 | 0 | 0 | 0 | 0 | 0 | 0 | 58.6833 | 0 | 2.3327 | 46.3167 | 0 | 0 | 0
1181 | 81.5979 | 0 | 81.5979 | 51.4002 | 2 | 9.918 | 10 | 8.2797 | 0 | 8.2797 | 0 | 0 | 0 | 0 | 0 | 0 | 0 | 0 | 0 | 0 | 63.4002 | 0 | 2.4479 | 41.5998 | 0 | 0 | 0
1182 | 80.7395 | 0 | 80.7395 | 49.6922 | 2 | 9.6508 | 10 | 9.3965 | 0 | 9.3965 | 0 | 0 | 0 | 0 | 0 | 0 | 0 | 0 | 0 | 0 | 61.6922 | 0 | 2.4222 | 43.3078 | 0 | 0 | 0
1183 | 80.286 | 0 | 80.286 | 42.9 | 2 | 7.908 | 5.6516 | 8.7031 | 13.1233 | 8.7031 | 13.1233 | 0 | 0 | 0 | 0 | 0 | 0 | 0 | 0 | 0 | 50.5516 | 0 | 2.4086 | 54.4484 | 0 | 0 | 0
1184 | 79.0345 | 0 | 79.0345 | 42.9 | 2 | 0 | 4 | 8.8777 | 24.4245 | 8.8777 | 24.4245 | 0 | 0 | 3.1677 | 0 | 0 | 0 | 3.1677 | 0 | 2.851 | 48.9 | 0 | 2.371 | 62.2864 | 0 | 0 | 0
1185 | 78.5826 | 0 | 78.5826 | 42.9 | 2 | 7.1054e-15 | 4 | 7.7989 | 37.6733 | 7.7989 | 37.6733 | 0 | 0 | 12 | 0 | 3.7896 | 0 | 15.7896 | 0 | 17.1448 | 48.9 | 0 | 2.3575 | 60.579 | 0 | 0 | 0
1186 | 78.6273 | 0 | 78.6273 | 42.9 | 2 | 1.4211e-14 | 4 | 7.4518 | 40.1737 | 7.4518 | 40.1737 | 0 | 0 | 12 | 0 | 5.8982 | 0 | 17.8982 | 0 | 33.3827 | 48.9 | 0 | 2.3588 | 60.2937 | 0 | 0 | 0
1187 | 78.707 | 0 | 78.707 | 42.9 | 2 | 7.1054e-15 | 4 | 7.7369 | 47.4063 | 7.7369 | 44.0701 | 0 | 3.3362 | 12 | 0 | 10 | 0 | 22 | 0 | 53.4022 | 48.9 | 0 | 2.3612 | 59.2876 | 0 | 0 | 0
1188 | 74.8021 | 0 | 74.8021 | 42.9 | 2 | 7.1054e-15 | 4 | 5.7456 | 49.6715 | 5.7456 | 34.1617 | 0 | 15.5098 | 12 | 0 | 2.0052 | 0 | 14.0052 | 0 | 66.051 | 48.9 | 0 | 2.2441 | 58.7223 | 0 | 5.3291e-15 | 0
1189 | 75.491 | 0 | 75.491 | 42.9 | 2 | 0 | 4 | 9.1395 | 48.5503 | 9.1395 | 19.6171 | 0 | 28.9332 | 2.1656 | 0 | 0 | 0 | 2.1656 | 0 | 68 | 48.9 | 0 | 2.2647 | 68.508 | 0 | 1.2879e-14 | 0
1190 | 74.7341 | 0 | 74.7341 | 42.9 | 2 | 7.1054e-15 | 4 | 6.8022 | 38.7986 | 6.8022 | 19.0318 | 0 | 19.7668 | 0 | 0 | 0 | 0 | 0 | 0 | 68 | 48.9 | 0 | 2.242 | 82.041 | 0 | 0 | 0
1191 | 75.317 | 0 | 75.317 | 42.9 | 2 | 0 | 4 | 8.4173 | 32.2183 | 8.4173 | 17.9997 | 0 | 14.2186 | 0 | 0 | 0 | 0 | 0 | 0 | 68 | 48.9 | 0 | 2.2595 | 82.7915 | 0 | 0 | 0
1192 | 78.0748 | 0 | 78.0748 | 42.9 | 2 | 0 | 4 | 9.313 | 25.9544 | 9.313 | 19.8618 | 0 | 6.0925 | 0 | 0 | 0 | 0 | 0 | 0 | 68 | 48.9 | 0 | 2.3422 | 83.8907 | 0 | 0 | 0
1193 | 84.793 | 0 | 84.793 | 42.9 | 2 | 8.0181 | 4 | 8.4379 | 12.4034 | 8.4379 | 12.4034 | 0 | 0 | 0 | 7.0337 | 0 | 0 | 0 | 7.0337 | 60.1848 | 48.9 | 0 | 2.5438 | 71.6992 | 0 | 0 | 0
1194 | 85.8902 | 0 | 85.8902 | 42.9 | 2 | 7.8983 | 4 | 11.3854 | 6.684e-15 | 11.3854 | 6.684e-15 | 0 | 0 | 0 | 12 | 0 | 5.7065 | 0 | 17.7065 | 40.6619 | 48.9 | 0 | 2.5767 | 62.5737 | 0 | 0 | 0
1195 | 90.979 | 0 | 90.979 | 42.9 | 2 | 10.5514 | 4 | 9.5277 | 0 | 9.5277 | 0 | 0 | 0 | 0 | 12 | 0 | 10 | 0 | 22 | 16.482 | 48.9 | 0 | 2.7294 | 56.5669 | 0 | 0 | 0
1196 | 96.1775 | 0 | 96.1775 | 46.5361 | 2 | 11.4618 | 10 | 11.4471 | 0 | 11.4471 | 0 | 0 | 0 | 0 | 12 | 0 | 2.7326 | 0 | 14.7326 | 0.1848 | 58.5361 | 0 | 2.8853 | 46.4639 | 0 | 1.4211e-14 | 0
1197 | 92.2484 | 0 | 92.2484 | 55 | 5.7247 | 11.0899 | 10 | 10.2675 | 0 | 10.2675 | 0 | 0 | 0 | 0 | 0.16632 | 0 | 0 | 0 | 0.16632 | 0 | 70.7247 | 0 | 2.7675 | 34.2753 | 0 | 0 | 0
1198 | 91.0264 | 0 | 91.0264 | 55 | 2.7108 | 10.5924 | 10 | 12.7232 | 0 | 12.7232 | 0 | 0 | 0 | 0 | 0 | 0 | 0 | 0 | 0 | 0 | 67.7108 | 0 | 2.7308 | 37.2892 | 0 | 0 | 0
1199 | 86.4389 | 0 | 86.4389 | 54.0452 | 2 | 10.3318 | 10 | 10.0619 | 0 | 10.0619 | 0 | 0 | 0 | 0 | 0 | 0 | 0 | 0 | 0 | 0 | 66.0452 | 0 | 2.5932 | 38.9548 | 0 | 0 | 0
1200 | 81.472 | 0 | 81.472 | 42.9 | 2 | 8.3895 | 8.729 | 19.4535 | 0 | 19.4535 | 0 | 0 | 0 | 0 | 0 | 0 | 0 | 0 | 0 | 0 | 53.629 | 0 | 2.4442 | 51.371 | 0 | 0 | 0
1201 | 84.0639 | 0 | 84.0639 | 45.8854 | 2 | 9.0553 | 10 | 17.1231 | 0 | 17.1231 | 0 | 0 | 0 | 0 | 0 | 0 | 0 | 0 | 0 | 0 | 57.8854 | 0 | 2.5219 | 47.1146 | 0 | 0 | 0
1202 | 85.7261 | 0 | 85.7261 | 44.6643 | 2 | 8.8643 | 10 | 20.1975 | 0 | 20.1975 | 0 | 0 | 0 | 0 | 0 | 0 | 0 | 0 | 0 | 0 | 56.6643 | 0 | 2.5718 | 48.3357 | 0 | 0 | 0
1203 | 85.0814 | 0 | 85.0814 | 45.8781 | 2 | 9.0542 | 10 | 18.1491 | 0 | 18.1491 | 0 | 0 | 0 | 0 | 0 | 0 | 0 | 0 | 0 | 0 | 57.8781 | 0 | 2.5524 | 47.1219 | 0 | 0 | 0
1204 | 88.0594 | 0 | 88.0594 | 48.3952 | 2 | 9.4479 | 10 | 18.2162 | 0 | 18.2162 | 0 | 0 | 0 | 0 | 0 | 0 | 0 | 0 | 0 | 0 | 60.3952 | 0 | 2.6418 | 44.6048 | 0 | 0 | 0
1205 | 85.9165 | 0 | 85.9165 | 46.4329 | 2 | 9.141 | 10 | 18.3427 | 0 | 18.3427 | 0 | 0 | 0 | 0 | 0 | 0 | 0 | 0 | 0 | 0 | 58.4329 | 0 | 2.5775 | 46.5671 | 0 | 0 | 0
1206 | 86.8478 | 0 | 86.8478 | 48.6868 | 2 | 9.4936 | 10 | 16.6674 | 0 | 16.6674 | 0 | 0 | 0 | 0 | 0 | 0 | 0 | 0 | 0 | 0 | 60.6868 | 0 | 2.6054 | 44.3132 | 0 | 1.4211e-14 | 0
1207 | 85.0151 | 0 | 85.0151 | 42.9 | 2 | 7.6107 | 4 | 16.2785 | 12.2259 | 16.2785 | 12.2259 | 0 | 0 | 0 | 0 | 0 | 0 | 0 | 0 | 0 | 48.9 | 0 | 2.5505 | 56.1337 | 0 | 0 | -1.4211e-14
1208 | 86.3851 | 0 | 86.3851 | 42.9 | 2 | 7.1054e-15 | 4 | 14.705 | 23.2981 | 14.705 | 23.2981 | 0 | 0 | 0.51788 | 0 | 0 | 0 | 0.51788 | 0 | 0.46609 | 48.9 | 0 | 2.5916 | 62.6448 | 0 | 0 | 0
1209 | 85.943 | 0 | 85.943 | 42.9 | 2 | 0 | 4 | 16.075 | 31.5369 | 16.075 | 31.5369 | 0 | 0 | 10.5688 | 0 | 0 | 0 | 10.5688 | 0 | 9.978 | 48.9 | 0 | 2.5783 | 61.2852 | 0 | 0 | 0
1210 | 86.2878 | 0 | 86.2878 | 42.9 | 2 | 0 | 4 | 14.1449 | 38.7014 | 14.1449 | 38.7014 | 0 | 0 | 12 | 0 | 3.4584 | 0 | 15.4584 | 0 | 23.9665 | 48.9 | 0 | 2.5886 | 60.6238 | 0 | 0 | 0
1211 | 86.5196 | 0 | 86.5196 | 42.9 | 2 | 0 | 4 | 15.1059 | 44.923 | 15.1059 | 44.5136 | 0 | 0.4094 | 12 | 0 | 10 | 0 | 22 | 0 | 43.9861 | 48.9 | 0 | 2.5956 | 59.6835 | 0 | 0 | 0
1212 | 84.8114 | 0 | 84.8114 | 42.9 | 2 | 0 | 4 | 14.7164 | 45.0692 | 14.7164 | 41.4296 | 0 | 3.6396 | 12 | 0 | 8.2346 | 0 | 20.2346 | 0 | 62.378 | 48.9 | 0 | 2.5443 | 59.4853 | 0 | 3.5527e-15 | 0
1213 | 81.9449 | 0 | 81.9449 | 42.9 | 2 | 0 | 4 | 15.2234 | 46.8263 | 15.2234 | 24.0682 | 0 | 22.7582 | 6.2466 | 0 | 0 | 0 | 6.2466 | 0 | 68 | 48.9 | 0 | 2.4583 | 68.7913 | 0 | 7.9936e-15 | 0
1214 | 80.911 | 0 | 80.911 | 42.9 | 2 | 0 | 4 | 15.233 | 37.9907 | 15.233 | 16.7779 | 0 | 21.2128 | 0 | 0 | 0 | 0 | 0 | 0 | 68 | 48.9 | 0 | 2.4273 | 81.8454 | 0 | 0 | 0
1215 | 81.1759 | 0 | 81.1759 | 42.9 | 2 | 0 | 4 | 15.5642 | 31.7917 | 15.5642 | 16.7117 | 0 | 15.08 | 0 | 0 | 0 | 0 | 0 | 0 | 68 | 48.9 | 0 | 2.4353 | 82.675 | 0 | 0 | -1.4211e-14
1216 | 84.8306 | 0 | 84.8306 | 42.9 | 2 | 0 | 4 | 16.0428 | 22.655 | 16.0428 | 19.8878 | 0 | 2.7671 | 0 | 0 | 0 | 0 | 0 | 0 | 68 | 48.9 | 0 | 2.5449 | 84.3406 | 0 | 0 | 0
1217 | 89.2285 | 0 | 89.2285 | 42.9 | 2 | 4.6657 | 4 | 16.9069 | 11.2451 | 16.9069 | 11.2451 | 0 | 0 | 0 | 7.5108 | 0 | 0 | 0 | 7.5108 | 59.6547 | 48.9 | 0 | 2.6769 | 74.1855 | 0 | 0 | 0
1218 | 96.4818 | 0 | 96.4818 | 42.9 | 2 | 8.2885 | 4 | 17.2933 | 6.1558e-15 | 17.2933 | 6.1558e-15 | 0 | 0 | 0 | 12 | 0 | 10 | 0 | 22 | 35.4748 | 48.9 | 0 | 2.8945 | 58.5236 | 0 | 0 | 0
1219 | 99.1737 | 0 | 99.1737 | 42.9 | 2 | 11.038 | 5.2202 | 17.5765 | 0 | 17.5765 | 0 | 0 | 0 | 0 | 12 | 0 | 8.4391 | 0 | 20.4391 | 12.988 | 50.1202 | 0 | 2.9752 | 54.8798 | 0 | 0 | 0
1220 | 105.1672 | 0 | 105.1672 | 51.3516 | 2 | 11.739 | 10 | 18.3874 | 0 | 18.3874 | 0 | 0 | 0 | 0 | 11.6892 | 0 | 0 | 0 | 11.6892 | 0 | 63.3516 | 0 | 3.155 | 41.6484 | 0 | 0 | 0
1221 | 101.2007 | 0 | 101.2007 | 55 | 6.1935 | 11.1372 | 10 | 18.87 | 0 | 18.87 | 0 | 0 | 0 | 0 | 0 | 0 | 0 | 0 | 0 | 0 | 71.1935 | 0 | 3.036 | 33.8065 | 0 | 0 | -1.4211e-14
1222 | 95.6688 | 0 | 95.6688 | 54.5995 | 2 | 10.4185 | 10 | 18.6508 | 0 | 18.6508 | 0 | 0 | 0 | 0 | 0 | 0 | 0 | 0 | 0 | 0 | 66.5995 | 0 | 2.8701 | 38.4005 | 0 | 0 | 0
1223 | 93.0567 | 0 | 93.0567 | 51.3478 | 2 | 9.9098 | 10 | 19.7991 | 0 | 19.7991 | 0 | 0 | 0 | 0 | 0 | 0 | 0 | 0 | 0 | 0 | 63.3478 | 0 | 2.7917 | 41.6522 | 0 | 1.4211e-14 | 0
1224 | 77.3518 | 0 | 77.3518 | 42.9 | 2 | 8.2792 | 8.0239 | 16.1487 | 0 | 16.1487 | 0 | 0 | 0 | 0 | 0 | 0 | 0 | 0 | 0 | 0 | 52.9239 | 0 | 2.3206 | 52.0761 | 0 | 0 | 0
1225 | 77.6705 | 0 | 77.6705 | 42.9 | 2 | 8.2162 | 7.6216 | 16.9327 | 0 | 16.9327 | 0 | 0 | 0 | 0 | 0 | 0 | 0 | 0 | 0 | 0 | 52.5216 | 0 | 2.3301 | 52.4784 | 0 | 0 | 0
1226 | 81.507 | 0 | 81.507 | 43.4806 | 2 | 8.6791 | 10 | 17.3473 | 0 | 17.3473 | 0 | 0 | 0 | 0 | 0 | 0 | 0 | 0 | 0 | 0 | 55.4806 | 0 | 2.4452 | 49.5194 | 0 | 0 | 0
1227 | 82.7264 | 0 | 82.7264 | 45.6251 | 2 | 9.0146 | 10 | 16.0867 | 0 | 16.0867 | 0 | 0 | 0 | 0 | 0 | 0 | 0 | 0 | 0 | 0 | 57.6251 | 0 | 2.4818 | 47.3749 | 0 | 0 | 0
1228 | 82.8344 | 0 | 82.8344 | 46.1738 | 2 | 9.1004 | 10 | 15.5601 | 0 | 15.5601 | 0 | 0 | 0 | 0 | 0 | 0 | 0 | 0 | 0 | 0 | 58.1738 | 0 | 2.485 | 46.8262 | 0 | 0 | 0
1229 | 79.6352 | 0 | 79.6352 | 42.9 | 2 | 8.3877 | 8.7175 | 17.6301 | 0 | 17.6301 | 0 | 0 | 0 | 0 | 0 | 0 | 0 | 0 | 0 | 0 | 53.6175 | 0 | 2.3891 | 51.3825 | 0 | 0 | 0
1230 | 82.172 | 0 | 82.172 | 43.4958 | 2 | 8.6815 | 10 | 17.9947 | 0 | 17.9947 | 0 | 0 | 0 | 0 | 0 | 0 | 0 | 0 | 0 | 0 | 55.4958 | 0 | 2.4652 | 49.5042 | 0 | 0 | 0
1231 | 82.943 | 0 | 82.943 | 42.9 | 2 | 6.3988 | 4 | 15.7626 | 11.8816 | 15.7626 | 11.8816 | 0 | 0 | 0 | 0 | 0 | 0 | 0 | 0 | 0 | 48.9 | 0 | 2.4883 | 57.1817 | 0 | 1.4211e-14 | 0
1232 | 81.5172 | 0 | 81.5172 | 42.9 | 2 | 0 | 4 | 15.3516 | 25.3454 | 15.3516 | 25.3454 | 0 | 0 | 8.0799 | 0 | 0 | 0 | 8.0799 | 0 | 7.2719 | 48.9 | 0 | 2.4455 | 61.6219 | 0 | 0 | 0
1233 | 79.2887 | 0 | 79.2887 | 42.9 | 2 | 0 | 4 | 12.3944 | 33.5782 | 12.3944 | 33.5782 | 0 | 0 | 12 | 0 | 3.5839 | 0 | 15.5839 | 0 | 21.376 | 48.9 | 0 | 2.3787 | 60.6068 | 0 | 0 | 0
1234 | 79.2416 | 0 | 79.2416 | 42.9 | 2 | 0 | 4 | 14.5972 | 43.9691 | 14.5972 | 37.7445 | 0 | 6.2246 | 12 | 0 | 10 | 0 | 22 | 0 | 41.3956 | 48.9 | 0 | 2.3772 | 58.8968 | 0 | 0 | 0
1235 | 79.7561 | 0 | 79.7561 | 42.9 | 2 | 7.1054e-15 | 4 | 12.7206 | 44.4814 | 12.7206 | 38.2446 | 0 | 6.2367 | 12 | 0 | 8.1092 | 0 | 20.1092 | 0 | 59.6719 | 48.9 | 0 | 2.3927 | 59.151 | 0 | 3.5527e-15 | 0
1236 | 78.2367 | 0 | 78.2367 | 42.9 | 2 | 0 | 4 | 14.6192 | 46.8749 | 14.6192 | 23.971 | 0 | 22.9039 | 9.2535 | 0 | 0 | 0 | 9.2535 | 0 | 68 | 48.9 | 0 | 2.3471 | 68.3648 | 0 | 8.8818e-15 | 0
1237 | 78.7171 | 0 | 78.7171 | 42.9 | 2 | 0 | 4 | 13.92 | 46.5319 | 13.92 | 15.897 | 0 | 30.6349 | 0 | 0 | 0 | 0 | 0 | 0 | 68 | 48.9 | 0 | 2.3615 | 80.5708 | 0 | 0 | -1.4211e-14
1238 | 78.5632 | 0 | 78.5632 | 42.9 | 2 | 7.1054e-15 | 4 | 12.84 | 44.8845 | 12.84 | 16.8232 | 0 | 28.0613 | 0 | 0 | 0 | 0 | 0 | 0 | 68 | 48.9 | 0 | 2.3569 | 80.9189 | 0 | 0 | 0
1239 | 76.6493 | 0 | 76.6493 | 42.9 | 2 | 0 | 4 | 13.343 | 35.8129 | 13.343 | 14.4063 | 0 | 21.4066 | 0 | 0 | 0 | 0 | 0 | 0 | 68 | 48.9 | 0 | 2.2995 | 81.8191 | 0 | 0 | 0
1240 | 79.4125 | 0 | 79.4125 | 42.9 | 2 | 7.1054e-15 | 4 | 13.3661 | 23.919 | 13.3661 | 17.1464 | 0 | 6.7727 | 0 | 0 | 0 | 0 | 0 | 0 | 68 | 48.9 | 0 | 2.3824 | 83.7987 | 0 | 0 | 0
1241 | 84.6582 | 0 | 84.6582 | 42.9 | 2 | 5.5737 | 4 | 13.8583 | 11.9762 | 13.8583 | 11.9762 | 0 | 0 | 0 | 4.35 | 0 | 0 | 0 | 4.35 | 63.1666 | 48.9 | 0 | 2.5397 | 76.1336 | 0 | 0 | 0
1242 | 90.8389 | 0 | 90.8389 | 42.9 | 2 | 5.5781 | 4 | 16.062 | 6.108e-15 | 16.062 | 6.108e-15 | 0 | 0 | 0 | 12 | 0 | 8.2988 | 0 | 20.2988 | 40.832 | 48.9 | 0 | 2.7252 | 62.3384 | 0 | 0 | 0
1243 | 95.3156 | 0 | 95.3156 | 42.9 | 2 | 8.2373 | 4 | 16.1783 | 0 | 16.1783 | 0 | 0 | 0 | 0 | 12 | 0 | 10 | 0 | 22 | 16.6522 | 48.9 | 0 | 2.8595 | 58.5679 | 0 | 0 | 0
1244 | 99.2071 | 0 | 99.2071 | 49.0971 | 2 | 11.4569 | 10 | 14.5128 | 0 | 14.5128 | 0 | 0 | 0 | 0 | 12 | 0 | 0.14031 | 0 | 12.1403 | 3.1666 | 61.0971 | 0 | 2.9762 | 43.9029 | 0 | 0 | 0
1245 | 94.8012 | 0 | 94.8012 | 53.576 | 2 | 10.7042 | 10 | 15.671 | 0 | 15.671 | 0 | 0 | 0 | 0 | 2.85 | 0 | 0 | 0 | 2.85 | 0 | 65.576 | 0 | 2.844 | 39.424 | 0 | 0 | 0
1246 | 89.1429 | 0 | 89.1429 | 49.7522 | 2 | 9.6602 | 10 | 17.7304 | 0 | 17.7304 | 0 | 0 | 0 | 0 | 0 | 0 | 0 | 0 | 0 | 0 | 61.7522 | 0 | 2.6743 | 43.2478 | 0 | 0 | 0
1247 | 87.7617 | 0 | 87.7617 | 48.6763 | 2 | 9.4919 | 10 | 17.5935 | 0 | 17.5935 | 0 | 0 | 0 | 0 | 0 | 0 | 0 | 0 | 0 | 0 | 60.6763 | 0 | 2.6329 | 44.3237 | 0 | 0 | 0
1248 | 79.0035 | 0 | 79.0035 | 45.2553 | 2 | 8.9567 | 10 | 12.7914 | 0 | 12.7914 | 0 | 0 | 0 | 0 | 0 | 0 | 0 | 0 | 0 | 0 | 57.2553 | 0 | 2.3701 | 47.7447 | 0 | 0 | 0
1249 | 76.8619 | 0 | 76.8619 | 43.6494 | 2 | 8.7055 | 10 | 12.507 | 0 | 12.507 | 0 | 0 | 0 | 0 | 0 | 0 | 0 | 0 | 0 | 0 | 55.6494 | 0 | 2.3059 | 49.3506 | 0 | 0 | 0
1250 | 80.2953 | 0 | 80.2953 | 47.2359 | 2 | 9.2666 | 10 | 11.7929 | 0 | 11.7929 | 0 | 0 | 0 | 0 | 0 | 0 | 0 | 0 | 0 | 0 | 59.2359 | 0 | 2.4089 | 45.7641 | 0 | 0 | 0
1251 | 78.8406 | 0 | 78.8406 | 45.9181 | 2 | 9.0604 | 10 | 11.8621 | 0 | 11.8621 | 0 | 0 | 0 | 0 | 0 | 0 | 0 | 0 | 0 | 0 | 57.9181 | 0 | 2.3652 | 47.0819 | 0 | 0 | 0
1252 | 77.9705 | 0 | 77.9705 | 45.0549 | 2 | 8.9254 | 10 | 11.9903 | 0 | 11.9903 | 0 | 0 | 0 | 0 | 0 | 0 | 0 | 0 | 0 | 0 | 57.0549 | 0 | 2.3391 | 47.9451 | 0 | 0 | 0
1253 | 82.0834 | 0 | 82.0834 | 49.167 | 2 | 9.5687 | 10 | 11.3477 | 0 | 11.3477 | 0 | 0 | 0 | 0 | 0 | 0 | 0 | 0 | 0 | 0 | 61.167 | 0 | 2.4625 | 43.833 | 0 | 0 | 0
1254 | 82.3126 | 0 | 82.3126 | 49.9553 | 2 | 9.692 | 10 | 10.6654 | 0 | 10.6654 | 0 | 0 | 0 | 0 | 0 | 0 | 0 | 0 | 0 | 0 | 61.9553 | 0 | 2.4694 | 43.0447 | 0 | 0 | 0
1255 | 79.9095 | 0 | 79.9095 | 42.9 | 2 | 6.8444 | 4 | 11.6795 | 12.4855 | 11.6795 | 12.4855 | 0 | 0 | 0 | 0 | 0 | 0 | 0 | 0 | 0 | 48.9 | 0 | 2.3973 | 56.7963 | 0 | 0 | 0
1256 | 79.6067 | 0 | 79.6067 | 42.9 | 2 | 7.1054e-15 | 4 | 12.1834 | 23.3125 | 12.1834 | 23.3125 | 0 | 0 | 4.7892 | 0 | 0 | 0 | 4.7892 | 0 | 4.3103 | 48.9 | 0 | 2.3882 | 62.067 | 0 | 0 | 0
1257 | 80.1473 | 0 | 80.1473 | 42.9 | 2 | 0 | 4 | 11.0854 | 34.6485 | 11.0854 | 34.6485 | 0 | 0 | 12 | 0 | 2.4866 | 0 | 14.4866 | 0 | 17.4028 | 48.9 | 0 | 2.4044 | 60.7552 | 0 | 0 | 0
1258 | 80.2078 | 0 | 80.2078 | 42.9 | 2 | 0 | 4 | 9.8318 | 39.2188 | 9.8318 | 39.2188 | 0 | 0 | 12 | 0 | 5.7428 | 0 | 17.7428 | 0 | 33.4974 | 48.9 | 0 | 2.4062 | 60.3147 | 0 | 0 | 0
1259 | 76.3151 | 0 | 76.3151 | 42.9 | 2 | 0 | 4 | 10.7706 | 48.7305 | 10.7706 | 38.6445 | 0 | 10.086 | 12 | 0 | 10 | 0 | 22 | 0 | 53.5169 | 48.9 | 0 | 2.2895 | 58.3745 | 0 | 0 | 0
1260 | 75.66 | 0 | 75.66 | 42.9 | 2 | 7.1054e-15 | 4 | 9.9586 | 49.9424 | 9.9586 | 32.2651 | 0 | 17.6773 | 12 | 0 | 3.4637 | 0 | 15.4637 | 0 | 67.5103 | 48.9 | 0 | 2.2698 | 58.2318 | 0 | 3.5527e-15 | 0
1261 | 74.5306 | 0 | 74.5306 | 42.9 | 2 | 0 | 4 | 12.1794 | 50.3512 | 12.1794 | 13.9953 | 0 | 36.3559 | 0.54415 | 0 | 0 | 0 | 0.54415 | 0 | 68 | 48.9 | 0 | 2.2359 | 67.7233 | 0 | 1.5765e-14 | 0
1262 | 77.2857 | 0 | 77.2857 | 42.9 | 2 | 0 | 4 | 10.3825 | 38.5374 | 10.3825 | 18.0033 | 0 | 20.5341 | 0 | 0 | 0 | 0 | 0 | 0 | 68 | 48.9 | 0 | 2.3186 | 81.9372 | 0 | 0 | 0
1263 | 73.6484 | 0 | 73.6484 | 42.9 | 2 | 7.1054e-15 | 4 | 8.9456 | 34.4324 | 8.9456 | 15.8028 | 0 | 18.6296 | 0 | 0 | 0 | 0 | 0 | 0 | 68 | 48.9 | 0 | 2.2095 | 82.1948 | 0 | 0 | 0
1264 | 81.6652 | 0 | 81.6652 | 42.9 | 2 | 7.1054e-15 | 4 | 10.2906 | 25.1946 | 10.2906 | 22.4746 | 0 | 2.72 | 0 | 0 | 0 | 0 | 0 | 0 | 68 | 48.9 | 0 | 2.45 | 84.3469 | 0 | 0 | 0
1265 | 82.9314 | 0 | 82.9314 | 42.9 | 2 | 4.398 | 4 | 10.7556 | 13.246 | 10.7556 | 13.246 | 0 | 0 | 0 | 5.6318 | 0 | 0 | 0 | 5.6318 | 61.7425 | 48.9 | 0 | 2.4879 | 76.0419 | 0 | 0 | 0
1266 | 86.3529 | 0 | 86.3529 | 42.9 | 2 | 5.3235 | 4 | 10.1294 | 6.2316e-15 | 10.1294 | 6.2316e-15 | 0 | 0 | 0 | 12 | 0 | 10 | 0 | 22 | 37.5626 | 48.9 | 0 | 2.5906 | 61.0875 | 0 | 0 | 0
1267 | 93.1242 | 0 | 93.1242 | 42.9 | 2 | 11.1539 | 5.9611 | 10.6701 | 0 | 10.6701 | 0 | 0 | 0 | 0 | 12 | 0 | 8.4391 | 0 | 20.4391 | 15.0758 | 50.8611 | 0 | 2.7937 | 54.1389 | 0 | 0 | 0
1268 | 98.7533 | 0 | 98.7533 | 51.1032 | 2 | 11.7488 | 10 | 11.9013 | 0 | 11.9013 | 0 | 0 | 0 | 0 | 12 | 0 | 0 | 0 | 12 | 1.7425 | 63.1032 | 0 | 2.9626 | 41.8968 | 0 | 0 | 0
1269 | 91.888 | 0 | 91.888 | 53.9756 | 2 | 10.5662 | 10 | 13.7779 | 0 | 13.7779 | 0 | 0 | 0 | 0 | 1.5682 | 0 | 0 | 0 | 1.5682 | 0 | 65.9756 | 0 | 2.7566 | 39.0244 | 0 | 0 | 0
1270 | 89.2129 | 0 | 89.2129 | 54.0736 | 2 | 10.3362 | 10 | 12.8031 | 0 | 12.8031 | 0 | 0 | 0 | 0 | 0 | 0 | 0 | 0 | 0 | 0 | 66.0736 | 0 | 2.6764 | 38.9264 | 0 | 0 | 0
1271 | 83.9327 | 0 | 83.9327 | 48.6766 | 2 | 9.492 | 10 | 13.7642 | 0 | 13.7642 | 0 | 0 | 0 | 0 | 0 | 0 | 0 | 0 | 0 | 0 | 60.6766 | 0 | 2.518 | 44.3234 | 0 | 0 | 0
1272 | 81.2295 | 0 | 81.2295 | 42.9 | 2 | 8.575 | 9.9151 | 17.8394 | 0 | 17.8394 | 0 | 0 | 0 | 0 | 0 | 0 | 0 | 0 | 0 | 0 | 54.8151 | 0 | 2.4369 | 50.1849 | 0 | 0 | 0
1273 | 79.7851 | 0 | 79.7851 | 43.6052 | 2 | 8.6986 | 10 | 15.4812 | 0 | 15.4812 | 0 | 0 | 0 | 0 | 0 | 0 | 0 | 0 | 0 | 0 | 55.6052 | 0 | 2.3936 | 49.3948 | 0 | 0 | 0
1274 | 84.395 | 0 | 84.395 | 46.2734 | 2 | 9.116 | 10 | 17.0056 | 0 | 17.0056 | 0 | 0 | 0 | 0 | 0 | 0 | 0 | 0 | 0 | 0 | 58.2734 | 0 | 2.5318 | 46.7266 | 0 | 0 | 0
1275 | 82.2378 | 0 | 82.2378 | 44.8516 | 2 | 8.8936 | 10 | 16.4926 | 0 | 16.4926 | 0 | 0 | 0 | 0 | 0 | 0 | 0 | 0 | 0 | 0 | 56.8516 | 0 | 2.4671 | 48.1484 | 0 | 0 | 0
1276 | 83.5412 | 0 | 83.5412 | 47.4963 | 2 | 9.3073 | 10 | 14.7376 | 0 | 14.7376 | 0 | 0 | 0 | 0 | 0 | 0 | 0 | 0 | 0 | 0 | 59.4963 | 0 | 2.5062 | 45.5037 | 0 | 0 | 0
1277 | 82.5513 | 0 | 82.5513 | 45.3255 | 2 | 8.9677 | 10 | 16.2581 | 0 | 16.2581 | 0 | 0 | 0 | 0 | 0 | 0 | 0 | 0 | 0 | 0 | 57.3255 | 0 | 2.4765 | 47.6745 | 0 | 1.4211e-14 | 0
1278 | 82.5015 | 0 | 82.5015 | 46.4313 | 2 | 9.1407 | 10 | 14.9295 | 0 | 14.9295 | 0 | 0 | 0 | 0 | 0 | 0 | 0 | 0 | 0 | 0 | 58.4313 | 0 | 2.475 | 46.5687 | 0 | 0 | 0
1279 | 81.566 | 0 | 81.566 | 42.9 | 2 | 7.1848 | 4 | 13.3464 | 12.1348 | 13.3464 | 12.1348 | 0 | 0 | 0 | 0 | 0 | 0 | 0 | 0 | 0 | 48.9 | 0 | 2.447 | 56.502 | 0 | 0 | 0
1280 | 84.5673 | 0 | 84.5673 | 42.9 | 2 | 0 | 4 | 12.5521 | 28.3841 | 12.5521 | 28.3841 | 0 | 0 | 5.2689 | 0 | 0 | 0 | 5.2689 | 0 | 4.7421 | 48.9 | 0 | 2.537 | 62.0021 | 0 | 0 | 0
1281 | 83.1792 | 0 | 83.1792 | 42.9 | 2 | 7.1054e-15 | 4 | 15.7699 | 36.8375 | 15.7699 | 36.8375 | 0 | 0 | 12 | 0 | 6.3282 | 0 | 18.3282 | 0 | 21.3764 | 48.9 | 0 | 2.4954 | 60.2356 | 0 | 1.4211e-14 | 0
1282 | 82.8333 | 0 | 82.8333 | 42.9 | 2 | 0 | 4 | 13.9311 | 44.1175 | 13.9311 | 42.0022 | 0 | 2.1153 | 12 | 0 | 10 | 0 | 22 | 0 | 41.3959 | 48.9 | 0 | 2.485 | 59.4527 | 0 | 0 | 0
1283 | 81.8123 | 0 | 81.8123 | 42.9 | 2 | 2.1316e-14 | 4 | 12.7801 | 50.637 | 12.7801 | 37.4971 | 0 | 13.1399 | 12 | 0 | 5.3648 | 0 | 17.3648 | 0 | 57.1421 | 48.9 | 0 | 2.4544 | 58.5884 | 0 | 3.5527e-15 | 0
1284 | 79.809 | 0 | 79.809 | 42.9 | 2 | 0 | 4 | 13.524 | 55 | 13.524 | 29.3849 | 0 | 25.6151 | 12 | 0 | 0 | 0 | 12 | 0 | 67.9421 | 48.9 | 0 | 2.3943 | 67.6266 | 0 | 0 | 0
1285 | 80.9649 | 0 | 80.9649 | 42.9 | 2 | 7.1054e-15 | 4 | 12.0923 | 53.5228 | 12.0923 | 20.0369 | 0 | 33.4859 | 0.064389 | 0 | 0 | 0 | 0.064389 | 0 | 68 | 48.9 | 0 | 2.4289 | 68.1764 | 0 | 4.7323e-15 | 0
1286 | 80.3423 | 0 | 80.3423 | 42.9 | 2 | 0 | 4 | 12.6128 | 45.762 | 12.6128 | 18.8295 | 0 | 26.9326 | 0 | 0 | 0 | 0 | 0 | 0 | 68 | 48.9 | 0 | 2.4103 | 81.0716 | 0 | 1.4211e-14 | 0
1287 | 77.6081 | 0 | 77.6081 | 42.9 | 2 | 0 | 4 | 14.8158 | 38.022 | 14.8158 | 13.8923 | 0 | 24.1296 | 0 | 0 | 0 | 0 | 0 | 0 | 68 | 48.9 | 0 | 2.3282 | 81.4508 | 0 | 0 | 0
1288 | 84.4737 | 0 | 84.4737 | 42.9 | 2 | 0 | 4 | 15.1637 | 29.6436 | 15.1637 | 20.4099 | 0 | 9.2337 | 0 | 0 | 0 | 0 | 0 | 0 | 68 | 48.9 | 0 | 2.5342 | 83.4658 | 0 | 0 | 0
1289 | 87.6174 | 0 | 87.6174 | 42.9 | 2 | 7.337 | 4 | 15.7744 | 13.9286 | 15.7744 | 13.9286 | 0 | 0 | 0 | 1.6774 | 0 | 0 | 0 | 1.6774 | 66.1362 | 48.9 | 0 | 2.6285 | 76.9199 | 0 | 0 | 0
1290 | 90.6327 | 0 | 90.6327 | 42.9 | 2 | 7.5049 | 4 | 15.1738 | 6.4977e-15 | 15.1738 | 6.4977e-15 | 0 | 0 | 0 | 12 | 0 | 7.054 | 0 | 19.054 | 45.1518 | 48.9 | 0 | 2.719 | 61.7487 | 0 | 0 | 0
1291 | 97.2584 | 0 | 97.2584 | 42.9 | 2 | 11.1034 | 4.0777 | 15.1772 | 0 | 15.1772 | 0 | 0 | 0 | 0 | 12 | 0 | 10 | 0 | 22 | 20.9719 | 48.9777 | 0 | 2.9178 | 56.0223 | 0 | 0 | 0
1292 | 100.2737 | 0 | 100.2737 | 47.9859 | 2 | 11.4778 | 10 | 15.4249 | 0 | 15.4249 | 0 | 0 | 0 | 0 | 12 | 0 | 1.3851 | 0 | 13.3851 | 6.1362 | 59.9859 | 0 | 3.0082 | 45.0141 | 0 | 0 | 0
1293 | 99.1287 | 0 | 99.1287 | 53.5456 | 2 | 11.1176 | 10 | 16.943 | 0 | 16.943 | 0 | 0 | 0 | 0 | 5.5226 | 0 | -2.0472e-16 | 0 | 5.5226 | 0 | 65.5456 | 0 | 2.9739 | 39.4544 | 0 | 0 | 0
1294 | 94.1662 | 0 | 94.1662 | 55 | 3.3449 | 10.6915 | 10 | 15.1298 | 0 | 15.1298 | 0 | 0 | 0 | 0 | 0 | 0 | 0 | 0 | 0 | 0 | 68.3449 | 0 | 2.825 | 36.6551 | 0 | 0 | -1.4211e-14
1295 | 90.166 | 0 | 90.166 | 51.485 | 2 | 9.9313 | 10 | 16.7497 | 0 | 16.7497 | 0 | 0 | 0 | 0 | 0 | 0 | 0 | 0 | 0 | 0 | 63.485 | 0 | 2.705 | 41.515 | 0 | 0 | 0
1296 | 79.764 | 0 | 79.764 | 44.145 | 2 | 8.783 | 10 | 14.836 | 0 | 14.836 | 0 | 0 | 0 | 0 | 0 | 0 | 0 | 0 | 0 | 0 | 56.145 | 0 | 2.3929 | 48.855 | 0 | 0 | 0
1297 | 82.8584 | 0 | 82.8584 | 46.5072 | 2 | 9.1526 | 10 | 15.1987 | 0 | 15.1987 | 0 | 0 | 0 | 0 | 0 | 0 | 0 | 0 | 0 | 0 | 58.5072 | 0 | 2.4858 | 46.4928 | 0 | 0 | 0
1298 | 81.5508 | 0 | 81.5508 | 44.808 | 2 | 8.8868 | 10 | 15.856 | 0 | 15.856 | 0 | 0 | 0 | 0 | 0 | 0 | 0 | 0 | 0 | 0 | 56.808 | 0 | 2.4465 | 48.192 | 0 | 0 | 0
1299 | 81.1738 | 0 | 81.1738 | 44.6201 | 2 | 8.8574 | 10 | 15.6963 | 0 | 15.6963 | 0 | 0 | 0 | 0 | 0 | 0 | 0 | 0 | 0 | 0 | 56.6201 | 0 | 2.4352 | 48.3799 | 0 | 0 | 0
1300 | 83.5404 | 0 | 83.5404 | 48.1161 | 2 | 9.4043 | 10 | 14.0201 | 0 | 14.0201 | 0 | 0 | 0 | 0 | 0 | 0 | 0 | 0 | 0 | 0 | 60.1161 | 0 | 2.5062 | 44.8839 | 0 | 0 | 0
1301 | 82.7502 | 0 | 82.7502 | 46.2743 | 2 | 9.1162 | 10 | 15.3597 | 0 | 15.3597 | 0 | 0 | 0 | 0 | 0 | 0 | 0 | 0 | 0 | 0 | 58.2743 | 0 | 2.4825 | 46.7257 | 0 | 0 | 0
1302 | 82.4451 | 0 | 82.4451 | 45.7655 | 2 | 9.0366 | 10 | 15.643 | 0 | 15.643 | 0 | 0 | 0 | 0 | 0 | 0 | 0 | 0 | 0 | 0 | 57.7655 | 0 | 2.4734 | 47.2345 | 0 | 0 | 0
1303 | 81.2409 | 0 | 81.2409 | 42.9 | 2 | 5.4349 | 4 | 14.6133 | 12.2926 | 14.6133 | 12.2926 | 0 | 0 | 0 | 0 | 0 | 0 | 0 | 0 | 0 | 48.9 | 0 | 2.4372 | 58.0152 | 0 | 0 | 0
1304 | 81.9929 | 0 | 81.9929 | 42.9 | 2 | 7.1054e-15 | 4 | 14.0827 | 23.5259 | 14.0827 | 23.5259 | 0 | 0 | 4.5157 | 0 | 0 | 0 | 4.5157 | 0 | 4.0641 | 48.9 | 0 | 2.4598 | 62.104 | 0 | 1.4211e-14 | 0
1305 | 80.5078 | 0 | 80.5078 | 42.9 | 2 | 0 | 4 | 15.1418 | 33.7522 | 15.1418 | 33.7522 | 0 | 0 | 12 | 0 | 5.2862 | 0 | 17.2862 | 0 | 19.7378 | 48.9 | 0 | 2.4152 | 60.3765 | 0 | 0 | 0
1306 | 81.8244 | 0 | 81.8244 | 42.9 | 2 | 7.1054e-15 | 4 | 12.2963 | 36.9906 | 12.2963 | 36.9906 | 0 | 0 | 12 | 0 | 4.3625 | 0 | 16.3625 | 0 | 34.5598 | 48.9 | 0 | 2.4547 | 60.5015 | 0 | 1.4211e-14 | 0
1307 | 82.0368 | 0 | 82.0368 | 42.9 | 2 | 0 | 4 | 14.0906 | 41.7296 | 14.0906 | 41.0462 | 0 | 0.68342 | 12 | 0 | 10 | 0 | 22 | 0 | 54.5794 | 48.9 | 0 | 2.4611 | 59.6464 | 0 | 0 | 0
1308 | 81.8581 | 0 | 81.8581 | 42.9 | 2 | 7.1054e-15 | 4 | 14.0206 | 42.8699 | 14.0206 | 32.9818 | 0 | 9.888 | 12 | 0 | 2.0443 | 0 | 14.0443 | 0 | 67.2641 | 48.9 | 0 | 2.4557 | 59.4775 | 0 | 3.5527e-15 | 0
1309 | 79.9621 | 0 | 79.9621 | 42.9 | 2 | 0 | 4 | 13.6938 | 39.5023 | 13.6938 | 18.1859 | 0 | 21.3164 | 0.81764 | 0 | 0 | 0 | 0.81764 | 0 | 68 | 48.9 | 0 | 2.3989 | 69.7207 | 0 | 1.1102e-14 | 0
1310 | 79.7665 | 0 | 79.7665 | 42.9 | 2 | 0 | 4 | 14.0807 | 38.3046 | 14.0807 | 16.7858 | 0 | 21.5188 | 0 | 0 | 0 | 0 | 0 | 0 | 68 | 48.9 | 0 | 2.393 | 81.804 | 0 | 0 | -1.4211e-14
1311 | 78.3892 | 0 | 78.3892 | 42.9 | 2 | 1.4211e-14 | 4 | 11.4912 | 34.0764 | 11.4912 | 17.9981 | 0 | 16.0783 | 0 | 0 | 0 | 0 | 0 | 0 | 68 | 48.9 | 0 | 2.3517 | 82.5399 | 0 | 0 | 0
1312 | 83.809 | 0 | 83.809 | 42.9 | 2 | 7.1054e-15 | 4 | 13.7016 | 23.8581 | 13.7016 | 21.2074 | 0 | 2.6507 | 0 | 0 | 0 | 0 | 0 | 0 | 68 | 48.9 | 0 | 2.5143 | 84.3563 | 0 | 0 | 0
1313 | 87.1215 | 0 | 87.1215 | 42.9 | 2 | 8.204 | 4 | 13.9532 | 11.2236 | 13.9532 | 11.2236 | 0 | 0 | 0 | 4.8407 | 0 | 0 | 0 | 4.8407 | 62.6215 | 48.9 | 0 | 2.6136 | 73.4348 | 0 | 0 | 0
1314 | 90.353 | 0 | 90.353 | 42.9 | 2 | 8.1311 | 4 | 14.51 | 5.2069e-15 | 14.51 | 5.2069e-15 | 0 | 0 | 0 | 12 | 0 | 6.812 | 0 | 18.812 | 41.8995 | 48.9 | 0 | 2.7106 | 61.4165 | 0 | 0 | 0
1315 | 97.6321 | 0 | 97.6321 | 42.9 | 2 | 11.2522 | 5.0291 | 14.4508 | 0 | 14.4508 | 0 | 0 | 0 | 0 | 12 | 0 | 10 | 0 | 22 | 17.7196 | 49.9291 | 0 | 2.929 | 55.0709 | 0 | 0 | 0
1316 | 101.0634 | 0 | 101.0634 | 47.6839 | 2 | 11.4684 | 10 | 16.284 | 0 | 16.284 | 0 | 0 | 0 | 0 | 12 | 0 | 1.6271 | 0 | 13.6271 | 2.6215 | 59.6839 | 0 | 3.0319 | 45.3161 | 0 | 0 | 0
1317 | 95.3909 | 0 | 95.3909 | 55 | 2.8351 | 10.9809 | 10 | 14.2156 | 0 | 14.2156 | 0 | 0 | 0 | 0 | 2.3593 | 0 | 0 | 0 | 2.3593 | -4.4409e-16 | 67.8351 | 0 | 2.8617 | 37.1649 | 0 | 0 | 0
1318 | 92.1374 | 0 | 92.1374 | 54.4901 | 2 | 10.4014 | 10 | 15.2459 | 0 | 15.2459 | 0 | 0 | 0 | 0 | -3.9968e-16 | 0 | 0 | 0 | -3.9968e-16 | 0 | 66.4901 | 0 | 2.7641 | 38.5099 | 0 | 0 | 0
1319 | 88.2581 | 0 | 88.2581 | 50.2044 | 2 | 9.731 | 10 | 16.3227 | 0 | 16.3227 | 0 | 0 | 0 | 0 | 0 | 0 | 0 | 0 | 0 | 0 | 62.2044 | 0 | 2.6477 | 42.7956 | 0 | 0 | -1.4211e-14
1320 | 78.1476 | 0 | 78.1476 | 43.7664 | 2 | 8.7238 | 10 | 13.6573 | 0 | 13.6573 | 0 | 0 | 0 | 0 | 0 | 0 | 0 | 0 | 0 | 0 | 55.7664 | 0 | 2.3444 | 49.2336 | 0 | 0 | 0
1321 | 80.5095 | 0 | 80.5095 | 44.737 | 2 | 8.8757 | 10 | 14.8968 | 0 | 14.8968 | 0 | 0 | 0 | 0 | 0 | 0 | 0 | 0 | 0 | 0 | 56.737 | 0 | 2.4153 | 48.263 | 0 | 0 | 0
1322 | 78.029 | 0 | 78.029 | 42.9 | 2 | 8.4298 | 8.9871 | 15.7121 | 0 | 15.7121 | 0 | 0 | 0 | 0 | 0 | 0 | 0 | 0 | 0 | 0 | 53.8871 | 0 | 2.3409 | 51.1129 | 0 | 0 | 0
1323 | 81.2094 | 0 | 81.2094 | 44.3421 | 2 | 8.8139 | 10 | 16.0535 | 0 | 16.0535 | 0 | 0 | 0 | 0 | 0 | 0 | 0 | 0 | 0 | 0 | 56.3421 | 0 | 2.4363 | 48.6579 | 0 | 0 | 0
1324 | 80.0533 | 0 | 80.0533 | 45.7021 | 2 | 9.0266 | 10 | 13.3246 | 0 | 13.3246 | 0 | 0 | 0 | 0 | 0 | 0 | 0 | 0 | 0 | 0 | 57.7021 | 0 | 2.4016 | 47.2979 | 0 | 0 | 0
1325 | 82.5997 | 0 | 82.5997 | 48.4284 | 2 | 9.4531 | 10 | 12.7182 | 0 | 12.7182 | 0 | 0 | 0 | 0 | 0 | 0 | 0 | 0 | 0 | 0 | 60.4284 | 0 | 2.478 | 44.5716 | 0 | 0 | 0
1326 | 82.5599 | 0 | 82.5599 | 48.0359 | 2 | 9.3917 | 10 | 13.1323 | 0 | 13.1323 | 0 | 0 | 0 | 0 | 0 | 0 | 0 | 0 | 0 | 0 | 60.0359 | 0 | 2.4768 | 44.9641 | 0 | 0 | 0
1327 | 82.9972 | 0 | 82.9972 | 42.9 | 2 | 7.9831 | 6.1311 | 13.2268 | 10.7562 | 13.2268 | 10.7562 | 0 | 0 | 0 | 0 | 0 | 0 | 0 | 0 | 0 | 51.0311 | 0 | 2.4899 | 53.9689 | 0 | 0 | -1.4211e-14
1328 | 78.6651 | 0 | 78.6651 | 42.9 | 2 | 7.1054e-15 | 4 | 11.1116 | 19.431 | 11.1116 | 19.431 | 0 | 0 | 0.77743 | 0 | 0 | 0 | 0.77743 | 0 | 0.69968 | 48.9 | 0 | 2.36 | 62.6097 | 0 | 0 | 0
1329 | 80.1177 | 0 | 80.1177 | 42.9 | 2 | 7.1054e-15 | 4 | 11.5741 | 29.162 | 11.5741 | 29.162 | 0 | 0 | 9.5185 | 0 | 0 | 0 | 9.5185 | 0 | 9.2663 | 48.9 | 0 | 2.4035 | 61.4273 | 0 | 0 | 0
1330 | 78.279 | 0 | 78.279 | 42.9 | 2 | 0 | 4 | 13.0385 | 34.5719 | 13.0385 | 34.5719 | 0 | 0 | 12 | 0 | 6.2314 | 0 | 18.2314 | 0 | 25.8113 | 48.9 | 0 | 2.3484 | 60.2487 | 0 | 0 | 0
1331 | 80.3998 | 0 | 80.3998 | 42.9 | 2 | 0 | 4 | 11.8933 | 39.4886 | 11.8933 | 39.4886 | 0 | 0 | 12 | 0 | 7.8821 | 0 | 19.8821 | 0 | 43.8783 | 48.9 | 0 | 2.412 | 60.0254 | 0 | 0 | 0
1332 | 79.717 | 0 | 79.717 | 42.9 | 2 | 7.1054e-15 | 4 | 11.2214 | 40.8441 | 11.2214 | 39.1753 | 0 | 1.6689 | 12 | 0 | 7.5796 | 0 | 19.5796 | 0 | 61.6663 | 48.9 | 0 | 2.3915 | 59.8405 | 0 | 3.5527e-15 | 0
1333 | 77.7913 | 0 | 77.7913 | 42.9 | 2 | 0 | 4 | 10.5439 | 40.4676 | 10.5439 | 25.3849 | 0 | 15.0827 | 7.0375 | 0 | 0 | 0 | 7.0375 | 0 | 68 | 48.9 | 0 | 2.3337 | 69.7226 | 0 | 1.1546e-14 | 0
1334 | 76.3116 | 0 | 76.3116 | 42.9 | 2 | 0 | 4 | 11.6306 | 35.0749 | 11.6306 | 15.781 | 0 | 19.2939 | 0 | 0 | 0 | 0 | 0 | 0 | 68 | 48.9 | 0 | 2.2893 | 82.1049 | 0 | 0 | 0
1335 | 77.7412 | 0 | 77.7412 | 42.9 | 2 | 7.1054e-15 | 4 | 12.1156 | 27.882 | 12.1156 | 16.7255 | 0 | 11.1565 | 0 | 0 | 0 | 0 | 0 | 0 | 68 | 48.9 | 0 | 2.3322 | 83.2057 | 0 | 0 | 0
1336 | 78.6925 | 0 | 78.6925 | 42.9 | 2 | 0 | 4 | 12.8219 | 22.7238 | 12.8219 | 16.9706 | 0 | 5.7532 | 0 | 0 | 0 | 0 | 0 | 0 | 68 | 48.9 | 0 | 2.3608 | 83.9366 | 0 | 1.4211e-14 | 0
1337 | 83.0264 | 0 | 83.0264 | 42.9 | 2 | 8.056 | 4 | 12.0644 | 10.7688 | 12.0644 | 10.7688 | 0 | 0 | 0 | 3.2372 | 0 | 0 | 0 | 3.2372 | 64.4031 | 48.9 | 0 | 2.4908 | 74.9493 | 0 | 1.4211e-14 | 0
1338 | 87.8793 | 0 | 87.8793 | 42.9 | 2 | 8.0895 | 4 | 13.181 | 5.4694e-15 | 13.181 | 5.4694e-15 | 0 | 0 | 0 | 12 | 0 | 5.7088 | 0 | 17.7088 | 44.8777 | 48.9 | 0 | 2.6364 | 62.4064 | 0 | 0 | 0
1339 | 94.397 | 0 | 94.397 | 42.9 | 2 | 10.6565 | 4 | 12.8405 | 0 | 12.8405 | 0 | 0 | 0 | 0 | 12 | 0 | 10 | 0 | 22 | 20.6978 | 48.9 | 0 | 2.8319 | 56.4759 | 0 | 0 | 0
1340 | 99.0235 | 0 | 99.0235 | 47.0039 | 2 | 11.5346 | 10 | 13.7547 | 0 | 13.7547 | 0 | 0 | 0 | 0 | 12 | 0 | 2.7303 | 0 | 14.7303 | 4.4031 | 59.0039 | 0 | 2.9707 | 45.9961 | 0 | 0 | 0
1341 | 96.4996 | 0 | 96.4996 | 55 | 4.8548 | 11.5477 | 10 | 11.1343 | 0 | 11.1343 | 0 | 0 | 0 | 0 | 3.9628 | 0 | 0 | 0 | 3.9628 | 0 | 69.8548 | 0 | 2.895 | 35.1452 | 0 | 0 | 0
1342 | 91.5906 | 0 | 91.5906 | 54.7535 | 2 | 10.4426 | 10 | 14.3944 | 0 | 14.3944 | 0 | 0 | 0 | 0 | 0 | 0 | 0 | 0 | 0 | 0 | 66.7535 | 0 | 2.7477 | 38.2465 | 0 | 0 | 0
1343 | 86.0626 | 0 | 86.0626 | 50.0648 | 2 | 9.7091 | 10 | 14.2886 | 0 | 14.2886 | 0 | 0 | 0 | 0 | 0 | 0 | 0 | 0 | 0 | 0 | 62.0648 | 0 | 2.5819 | 42.9352 | 0 | 0 | 0
1344 | 77.8902 | 0 | 77.8902 | 43.5804 | 2 | 8.6947 | 10 | 13.6151 | 0 | 13.6151 | 0 | 0 | 0 | 0 | 0 | 0 | 0 | 0 | 0 | 0 | 55.5804 | 0 | 2.3367 | 49.4196 | 0 | 0 | 0
1345 | 78.0395 | 0 | 78.0395 | 42.9 | 2 | 8.5023 | 9.4502 | 15.187 | 0 | 15.187 | 0 | 0 | 0 | 0 | 0 | 0 | 0 | 0 | 0 | 0 | 54.3502 | 0 | 2.3412 | 50.6498 | 0 | 0 | 0
1346 | 78.1344 | 0 | 78.1344 | 42.9616 | 2 | 8.5979 | 10 | 14.5749 | 0 | 14.5749 | 0 | 0 | 0 | 0 | 0 | 0 | 0 | 0 | 0 | 0 | 54.9616 | 0 | 2.344 | 50.0384 | 0 | 0 | 0
1347 | 78.8529 | 0 | 78.8529 | 44.2289 | 2 | 8.7962 | 10 | 13.8279 | 0 | 13.8279 | 0 | 0 | 0 | 0 | 0 | 0 | 0 | 0 | 0 | 0 | 56.2289 | 0 | 2.3656 | 48.7711 | 0 | 0 | 0
1348 | 81.3451 | 0 | 81.3451 | 46.4696 | 2 | 9.1467 | 10 | 13.7288 | 0 | 13.7288 | 0 | 0 | 0 | 0 | 0 | 0 | 0 | 0 | 0 | 0 | 58.4696 | 0 | 2.4404 | 46.5304 | 0 | 0 | 0
1349 | 82.1337 | 0 | 82.1337 | 47.294 | 2 | 9.2757 | 10 | 13.564 | 0 | 13.564 | 0 | 0 | 0 | 0 | 0 | 0 | 0 | 0 | 0 | 0 | 59.294 | 0 | 2.464 | 45.706 | 0 | 0 | 0
1350 | 82.0526 | 0 | 82.0526 | 48.0647 | 2 | 9.3962 | 10 | 12.5916 | 0 | 12.5916 | 0 | 0 | 0 | 0 | 0 | 0 | 0 | 0 | 0 | 0 | 60.0647 | 0 | 2.4616 | 44.9353 | 0 | 0 | 0
1351 | 82.1101 | 0 | 82.1101 | 42.9 | 2 | 8.019 | 6.3611 | 11.8795 | 10.9505 | 11.8795 | 10.9505 | 0 | 0 | 0 | 0 | 0 | 0 | 0 | 0 | 0 | 51.2611 | 0 | 2.4633 | 53.7389 | 0 | 0 | 0
1352 | 80.055 | 0 | 80.055 | 42.9 | 2 | 0.11114 | 4 | 12.0389 | 19.0049 | 12.0389 | 19.0049 | 0 | 0 | 0 | 0 | 0 | 0 | 0 | 0 | 0 | 48.9 | 0 | 2.4016 | 62.6188 | 0 | 0 | 0
1353 | 81.3637 | 0 | 81.3637 | 42.9 | 2 | 7.1054e-15 | 4 | 11.8622 | 27.4915 | 11.8622 | 27.4915 | 0 | 0 | 6.89 | 0 | 0 | 0 | 6.89 | 0 | 6.201 | 48.9 | 0 | 2.4409 | 61.7828 | 0 | 0 | 0
1354 | 77.5741 | 0 | 77.5741 | 42.9 | 2 | 0 | 4 | 11.8419 | 35.9322 | 11.8419 | 35.9322 | 0 | 0 | 12 | 0 | 7.1001 | 0 | 19.1001 | 0 | 23.547 | 48.9 | 0 | 2.3272 | 60.1311 | 0 | 0 | 0
1355 | 78.0477 | 0 | 78.0477 | 42.9 | 2 | 0 | 4 | 12.23 | 42.8764 | 12.23 | 38.9177 | 0 | 3.9587 | 12 | 0 | 10 | 0 | 22 | 0 | 43.5665 | 48.9 | 0 | 2.3414 | 59.2033 | 0 | 1.4211e-14 | 0
1356 | 79.066 | 0 | 79.066 | 42.9 | 2 | 0 | 4 | 10.6577 | 37.8431 | 10.6577 | 36.1013 | 0 | 1.7418 | 12 | 0 | 4.593 | 0 | 16.593 | 0 | 58.601 | 48.9 | 0 | 2.372 | 60.2347 | 0 | 3.5527e-15 | 0
1357 | 77.8843 | 0 | 77.8843 | 42.9 | 2 | 7.1054e-15 | 4 | 10.227 | 39.3617 | 10.227 | 29.2006 | 0 | 10.161 | 10.4433 | 0 | 0 | 0 | 10.4433 | 0 | 68 | 48.9 | 0 | 2.3365 | 69.9277 | 0 | 0 | -1.7764e-15
1358 | 76.4092 | 0 | 76.4092 | 42.9 | 2 | 0 | 4 | 10.5071 | 38.2168 | 10.5071 | 17.0021 | 0 | 21.2148 | 0 | 0 | 0 | 0 | 0 | 0 | 68 | 48.9 | 0 | 2.2923 | 81.8451 | 0 | 0 | 0
1359 | 73.7015 | 0 | 73.7015 | 42.9 | 2 | 0 | 4 | 12.8493 | 28.0564 | 12.8493 | 11.9522 | 0 | 16.1042 | 0 | 0 | 0 | 0 | 0 | 0 | 68 | 48.9 | 0 | 2.211 | 82.5364 | 0 | 0 | 0
1360 | 80.0028 | 0 | 80.0028 | 42.9 | 2 | 0 | 4 | 12.7437 | 20.1111 | 12.7437 | 18.359 | 0 | 1.7521 | 0 | 0 | 0 | 0 | 0 | 0 | 68 | 48.9 | 0 | 2.4001 | 84.4779 | 0 | 0 | 0
1361 | 83.4983 | 0 | 83.4983 | 42.9 | 2 | 4.3965 | 4 | 11.5923 | 10.9073 | 11.5923 | 10.9073 | 0 | 0 | 0 | 7.7021 | 0 | 0 | 0 | 7.7021 | 59.4421 | 48.9 | 0 | 2.5049 | 74.2529 | 0 | 0 | -1.4211e-14
1362 | 89.3454 | 0 | 89.3454 | 42.9 | 2 | 4.6564 | 4 | 13.789 | 4.8533e-15 | 13.789 | 4.8533e-15 | 0 | 0 | 0 | 12 | 0 | 10 | 0 | 22 | 35.2623 | 48.9 | 0 | 2.6804 | 61.6643 | 0 | 0 | 0
1363 | 92.0685 | 0 | 92.0685 | 42.9 | 2 | 8.9884 | 4 | 13.741 | 0 | 13.741 | 0 | 0 | 0 | 0 | 12 | 0 | 8.4391 | 0 | 20.4391 | 12.7755 | 48.9 | 0 | 2.7621 | 57.7072 | 0 | 0 | 0
1364 | 96.0969 | 0 | 96.0969 | 49.0136 | 2 | 11.3434 | 10 | 12.2421 | 0 | 12.2421 | 0 | 0 | 0 | 0 | 11.4979 | 0 | 0 | 0 | 11.4979 | 0 | 61.0136 | 0 | 2.8829 | 43.9864 | 0 | 0 | 0
1365 | 93.7569 | 0 | 93.7569 | 55 | 4.6526 | 10.8961 | 10 | 13.2082 | 0 | 13.2082 | 0 | 0 | 0 | 0 | 0 | 0 | 0 | 0 | 0 | 0 | 69.6526 | 0 | 2.8127 | 35.3474 | 0 | 0 | 0
1366 | 91.0321 | 0 | 91.0321 | 54.0876 | 2 | 10.3384 | 10 | 14.6061 | 0 | 14.6061 | 0 | 0 | 0 | 0 | 0 | 0 | 0 | 0 | 0 | 0 | 66.0876 | 0 | 2.731 | 38.9124 | 0 | 0 | 0
1367 | 88.3618 | 0 | 88.3618 | 52.1662 | 2 | 10.0378 | 10 | 14.1578 | 0 | 14.1578 | 0 | 0 | 0 | 0 | 0 | 0 | 0 | 0 | 0 | 0 | 64.1662 | 0 | 2.6509 | 40.8338 | 0 | 0 | 0
1368 | 77.8563 | 0 | 77.8563 | 42.9 | 2 | 8.4116 | 8.8706 | 15.6742 | 0 | 15.6742 | 0 | 0 | 0 | 0 | 0 | 0 | 0 | 0 | 0 | 0 | 53.7706 | 0 | 2.3357 | 51.2294 | 0 | 0 | 0
1369 | 79.76 | 0 | 79.76 | 45.1047 | 2 | 8.9332 | 10 | 13.7221 | 0 | 13.7221 | 0 | 0 | 0 | 0 | 0 | 0 | 0 | 0 | 0 | 0 | 57.1047 | 0 | 2.3928 | 47.8953 | 0 | 0 | 0
1370 | 80.8122 | 0 | 80.8122 | 43.3832 | 2 | 8.6639 | 10 | 16.7651 | 0 | 16.7651 | 0 | 0 | 0 | 0 | 0 | 0 | 0 | 0 | 0 | 0 | 55.3832 | 0 | 2.4244 | 49.6168 | 0 | 0 | 0
1371 | 80.3789 | 0 | 80.3789 | 43.938 | 2 | 8.7507 | 10 | 15.6902 | 0 | 15.6902 | 0 | 0 | 0 | 0 | 0 | 0 | 0 | 0 | 0 | 0 | 55.938 | 0 | 2.4114 | 49.062 | 0 | 0 | 0
1372 | 83.9465 | 0 | 83.9465 | 47.6104 | 2 | 9.3252 | 10 | 15.0109 | 0 | 15.0109 | 0 | 0 | 0 | 0 | 0 | 0 | 0 | 0 | 0 | 0 | 59.6104 | 0 | 2.5184 | 45.3896 | 0 | 0 | 0
1373 | 83.4071 | 0 | 83.4071 | 49.5343 | 2 | 9.6261 | 10 | 12.2467 | 0 | 12.2467 | 0 | 0 | 0 | 0 | 0 | 0 | 0 | 0 | 0 | 0 | 61.5343 | 0 | 2.5022 | 43.4657 | 0 | 0 | 0
1374 | 84.1755 | 0 | 84.1755 | 48.2177 | 2 | 9.4202 | 10 | 14.5376 | 0 | 14.5376 | 0 | 0 | 0 | 0 | 0 | 0 | 0 | 0 | 0 | 0 | 60.2177 | 0 | 2.5253 | 44.7823 | 0 | 0 | 0
1375 | 83.2363 | 0 | 83.2363 | 42.9 | 2 | 6.1734 | 4 | 14.2823 | 13.8806 | 14.2823 | 13.8806 | 0 | 0 | 0 | 0 | 0 | 0 | 0 | 0 | 0 | 48.9 | 0 | 2.4971 | 57.3766 | 0 | 0 | 0
1376 | 81.1773 | 0 | 81.1773 | 42.9 | 2 | 7.1054e-15 | 4 | 14.1748 | 27.891 | 14.1748 | 27.891 | 0 | 0 | 9.7885 | 0 | 0 | 0 | 9.7885 | 0 | 8.8096 | 48.9 | 0 | 2.4353 | 61.3908 | 0 | 0 | 0
1377 | 82.593 | 0 | 82.593 | 42.9 | 2 | 0 | 4 | 12.114 | 35.4138 | 12.114 | 35.4138 | 0 | 0 | 12 | 0 | 1.8348 | 0 | 13.8348 | 0 | 21.3013 | 48.9 | 0 | 2.4778 | 60.8434 | 0 | 0 | 0
1378 | 80.4432 | 0 | 80.4432 | 42.9 | 2 | 0 | 4 | 13.5722 | 46.4934 | 13.5722 | 39.971 | 0 | 6.5223 | 12 | 0 | 10 | 0 | 22 | 0 | 41.3208 | 48.9 | 0 | 2.4133 | 58.8566 | 0 | 0 | 0
1379 | 80.4688 | 0 | 80.4688 | 42.9 | 2 | 7.1054e-15 | 4 | 12.7628 | 55 | 12.7628 | 40.6642 | 0 | 14.3358 | 12 | 0 | 9.8582 | 0 | 21.8582 | 0 | 61.2096 | 48.9 | 0 | 2.4141 | 57.8188 | 0 | 3.5527e-15 | 0
1380 | 79.288 | 0 | 79.288 | 42.9 | 2 | 0 | 4 | 12.6919 | 49.7337 | 12.6919 | 25.241 | 0 | 24.4927 | 7.5448 | 0 | 0 | 0 | 7.5448 | 0 | 68 | 48.9 | 0 | 2.3786 | 68.381 | 0 | 0 | -1.7764e-15
1381 | 80.2713 | 0 | 80.2713 | 42.9 | 2 | 7.1054e-15 | 4 | 11.4072 | 55 | 11.4072 | 19.964 | 0 | 35.036 | 0 | 0 | 0 | 0 | 0 | 0 | 68 | 48.9 | 0 | 2.4081 | 79.9754 | 0 | 0 | 0
1382 | 76.9086 | 0 | 76.9086 | 42.9 | 2 | 0 | 4 | 11.4601 | 48.8616 | 11.4601 | 16.5485 | 0 | 32.3132 | 0 | 0 | 0 | 0 | 0 | 0 | 68 | 48.9 | 0 | 2.3073 | 80.3438 | 0 | 1.4211e-14 | 0
1383 | 77.7166 | 0 | 77.7166 | 42.9 | 2 | 0 | 4 | 11.6167 | 34.6568 | 11.6167 | 17.2 | 0 | 17.4568 | 0 | 0 | 0 | 0 | 0 | 0 | 68 | 48.9 | 0 | 2.3315 | 82.3534 | 0 | 0 | 0
1384 | 82.4905 | 0 | 82.4905 | 42.9 | 2 | 0 | 4 | 12.4996 | 28.5707 | 12.4996 | 21.091 | 0 | 7.4797 | 0 | 0 | 0 | 0 | 0 | 0 | 68 | 48.9 | 0 | 2.4747 | 83.7031 | 0 | 0 | 0
1385 | 88.0375 | 0 | 88.0375 | 42.9 | 2 | 8.6527 | 5.9168 | 10.5949 | 13.4782 | 10.5949 | 13.4782 | 0 | 0 | 0 | 4.4948 | 0 | 0 | 0 | 4.4948 | 63.0057 | 50.8168 | 0 | 2.6411 | 71.6883 | 0 | 0 | 0
1386 | 90.9284 | 0 | 90.9284 | 42.9 | 2 | 10.5995 | 4 | 11.4051 | 6.4659e-15 | 11.4051 | 6.4659e-15 | 0 | 0 | 0 | 12 | 0 | 8.0238 | 0 | 20.0238 | 40.9694 | 48.9 | 0 | 2.7279 | 58.2341 | 0 | 0 | 0
1387 | 96.4112 | 0 | 96.4112 | 42.9 | 2 | 10.6867 | 4 | 15.7833 | 0 | 15.7833 | 0 | 0 | 0 | 0 | 12 | 0 | 9.0412 | 0 | 21.0412 | 17.8296 | 48.9 | 0 | 2.8923 | 57.2789 | 0 | 0 | -1.4211e-14
1388 | 98.8343 | 0 | 98.8343 | 47.1066 | 2 | 11.3385 | 10 | 15.0149 | 0 | 15.0149 | 0 | 0 | 0 | 0 | 12 | 0 | 1.3742 | 0 | 13.3742 | 3.0057 | 59.1066 | 0 | 2.965 | 45.8934 | 0 | 0 | 0
1389 | 95.0405 | 0 | 95.0405 | 55 | 2.9774 | 11.0572 | 10 | 13.3006 | 0 | 13.3006 | 0 | 0 | 0 | 0 | 2.7052 | 0 | 0 | 0 | 2.7052 | 0 | 67.9774 | 0 | 2.8512 | 37.0226 | 0 | 0 | 0
1390 | 92.7748 | 0 | 92.7748 | 55 | 2.1567 | 10.5057 | 10 | 15.1125 | 0 | 15.1125 | 0 | 0 | 0 | 0 | 0 | 0 | 0 | 0 | 0 | 0 | 67.1567 | 0 | 2.7832 | 37.8433 | 0 | 0 | 0
1391 | 89.8293 | 0 | 89.8293 | 54.113 | 2 | 10.3424 | 10 | 13.3739 | 0 | 13.3739 | 0 | 0 | 0 | 0 | 0 | 0 | 0 | 0 | 0 | 0 | 66.113 | 0 | 2.6949 | 38.887 | 0 | 0 | 0
1392 | 79.3017 | 0 | 79.3017 | 44.9412 | 2 | 8.9076 | 10 | 13.4529 | 0 | 13.4529 | 0 | 0 | 0 | 0 | 0 | 0 | 0 | 0 | 0 | 0 | 56.9412 | 0 | 2.3791 | 48.0588 | 0 | 1.4211e-14 | 0
1393 | 81.4336 | 0 | 81.4336 | 47.3939 | 2 | 9.2913 | 10 | 12.7484 | 0 | 12.7484 | 0 | 0 | 0 | 0 | 0 | 0 | 0 | 0 | 0 | 0 | 59.3939 | 0 | 2.443 | 45.6061 | 0 | 0 | 0
1394 | 79.2892 | 0 | 79.2892 | 45.8006 | 2 | 9.0421 | 10 | 12.4465 | 0 | 12.4465 | 0 | 0 | 0 | 0 | 0 | 0 | 0 | 0 | 0 | 0 | 57.8006 | 0 | 2.3787 | 47.1994 | 0 | 0 | 0
1395 | 82.8173 | 0 | 82.8173 | 49.0696 | 2 | 9.5534 | 10 | 12.1943 | 0 | 12.1943 | 0 | 0 | 0 | 0 | 0 | 0 | 0 | 0 | 0 | 0 | 61.0696 | 0 | 2.4845 | 43.9304 | 0 | 0 | 0
1396 | 83.3369 | 0 | 83.3369 | 48.7992 | 2 | 9.5111 | 10 | 13.0265 | 0 | 13.0265 | 0 | 0 | 0 | 0 | 0 | 0 | 0 | 0 | 0 | 0 | 60.7992 | 0 | 2.5001 | 44.2008 | 0 | 0 | 0
1397 | 83.0139 | 0 | 83.0139 | 49.5197 | 2 | 9.6238 | 10 | 11.8704 | 0 | 11.8704 | 0 | 0 | 0 | 0 | 0 | 0 | 0 | 0 | 0 | 0 | 61.5197 | 0 | 2.4904 | 43.4803 | 0 | 0 | 0
1398 | 80.8965 | 0 | 80.8965 | 48.9539 | 2 | 9.5353 | 10 | 10.4073 | 0 | 10.4073 | 0 | 0 | 0 | 0 | 0 | 0 | 0 | 0 | 0 | 0 | 60.9539 | 0 | 2.4269 | 44.0461 | 0 | 0 | 0
1399 | 84.0146 | 0 | 84.0146 | 43.2804 | 2 | 8.6478 | 10 | 8.9681 | 11.1184 | 8.9681 | 11.1184 | 0 | 0 | 0 | 0 | 0 | 0 | 0 | 0 | 0 | 55.2804 | 0 | 2.5204 | 49.7196 | 0 | 0 | 0
1400 | 80.9484 | 0 | 80.9484 | 42.9 | 2 | 0.6985 | 4 | 11.3586 | 19.9914 | 11.3586 | 19.9914 | 0 | 0 | 0 | 0 | 0 | 0 | 0 | 0 | 0 | 48.9 | 0 | 2.4285 | 62.1109 | 0 | 0 | 0
1401 | 81.3471 | 0 | 81.3471 | 42.9 | 2 | 0 | 4 | 9.5842 | 28.5756 | 9.5842 | 28.5756 | 0 | 0 | 5.7126 | 0 | 0 | 0 | 5.7126 | 0 | 5.1414 | 48.9 | 0 | 2.4404 | 61.9421 | 0 | 0 | 0
1402 | 79.3838 | 0 | 79.3838 | 42.9 | 2 | 0 | 4 | 8.2834 | 34.1414 | 8.2834 | 34.1414 | 0 | 0 | 11.941 | 0 | 0 | 0 | 11.941 | 0 | 15.8883 | 48.9 | 0 | 2.3815 | 61.0996 | 0 | 0 | 0
1403 | 80.6932 | 0 | 80.6932 | 42.9 | 2 | 7.1054e-15 | 4 | 10.3818 | 41.7162 | 10.3818 | 41.7162 | 0 | 0 | 12 | 0 | 8.3048 | 0 | 20.3048 | 0 | 34.3449 | 48.9 | 0 | 2.4208 | 59.9682 | 0 | 0 | 0
1404 | 78.0309 | 0 | 78.0309 | 42.9 | 2 | 0 | 4 | 10.7451 | 43.5416 | 10.7451 | 40.3858 | 0 | 3.1558 | 12 | 0 | 10 | 0 | 22 | 0 | 54.3644 | 48.9 | 0 | 2.3409 | 59.312 | 0 | 0 | 0
1405 | 79.2483 | 0 | 79.2483 | 42.9 | 2 | 7.1054e-15 | 4 | 10.3391 | 39.61 | 10.3391 | 35.0771 | 0 | 4.5329 | 11.6797 | 0 | 3.3883 | 0 | 15.068 | 0 | 68 | 48.9 | 0 | 2.3774 | 60.0634 | 0 | 0 | 0
1406 | 79.3216 | 0 | 79.3216 | 42.9 | 2 | 0 | 4 | 10.769 | 35.7446 | 10.769 | 19.6526 | 0 | 16.092 | 0 | 0 | 0 | 0 | 0 | 0 | 68 | 48.9 | 0 | 2.3796 | 82.5381 | 0 | 0 | 0
1407 | 76.9348 | 0 | 76.9348 | 42.9 | 2 | 7.1054e-15 | 4 | 10.6325 | 27.9978 | 10.6325 | 17.4023 | 0 | 10.5955 | 0 | 0 | 0 | 0 | 0 | 0 | 68 | 48.9 | 0 | 2.308 | 83.2816 | 0 | 0 | 0
1408 | 82.4697 | 0 | 82.4697 | 42.9 | 2 | 4.2095 | 4 | 10.5872 | 18.773 | 10.5872 | 18.773 | 0 | 0 | 0 | 0 | 0 | 0 | 0 | 0 | 68 | 48.9 | 0 | 2.4741 | 81.0748 | 0 | 0 | 0
1409 | 87.359 | 0 | 87.359 | 42.9 | 2 | 7.2057 | 4 | 11.2528 | 11.4218 | 11.2528 | 11.4218 | 0 | 0 | 0 | 8.5787 | 0 | 0 | 0 | 8.5787 | 58.4681 | 48.9 | 0 | 2.6208 | 71.0657 | 0 | 0 | 0
1410 | 90.6253 | 0 | 90.6253 | 42.9 | 2 | 10.7162 | 4 | 9.0091 | 4.5533e-15 | 9.0091 | 4.5533e-15 | 0 | 0 | 0 | 12 | 0 | 10 | 0 | 22 | 34.2883 | 48.9 | 0 | 2.7188 | 56.4243 | 0 | 0 | 0
1411 | 95.6539 | 0 | 95.6539 | 42.9 | 2 | 11.4695 | 7.9787 | 10.8667 | 0 | 10.8667 | 0 | 0 | 0 | 0 | 12 | 0 | 8.4391 | 0 | 20.4391 | 11.8015 | 52.8787 | 0 | 2.8696 | 52.1213 | 0 | 1.4211e-14 | 0
1412 | 99.0856 | 0 | 99.0856 | 51.034 | 2 | 11.5223 | 10 | 13.908 | 0 | 13.908 | 0 | 0 | 0 | 0 | 10.6213 | 0 | 0 | 0 | 10.6213 | -1.7764e-15 | 63.034 | 0 | 2.9726 | 41.966 | 0 | 0 | 0
1413 | 95.404 | 0 | 95.404 | 55 | 5.0617 | 10.9601 | 10 | 14.3822 | 0 | 14.3822 | 0 | 0 | 0 | 0 | -1.5987e-15 | 0 | 0 | 0 | -1.5987e-15 | 0 | 70.0617 | 0 | 2.8621 | 34.9383 | 0 | 0 | 0
1414 | 91.1192 | 0 | 91.1192 | 54.6904 | 2 | 10.4327 | 10 | 13.9961 | 0 | 13.9961 | 0 | 0 | 0 | 0 | 0 | 0 | 0 | 0 | 0 | 0 | 66.6904 | 0 | 2.7336 | 38.3096 | 0 | 0 | 0
1415 | 86.0345 | 0 | 86.0345 | 52.0015 | 2 | 10.0121 | 10 | 12.0209 | 0 | 12.0209 | 0 | 0 | 0 | 0 | 0 | 0 | 0 | 0 | 0 | 0 | 64.0015 | 0 | 2.581 | 40.9985 | 0 | 0 | 0
1416 | 78.9481 | 0 | 78.9481 | 44.6021 | 2 | 8.4903 | 10 | 13.8557 | 0 | 13.8557 | 0 | 0 | 0 | 0 | 0 | 0 | 0 | 0 | 0 | 0 | 56.6021 | 0 | 2.3684 | 48.3979 | 0 | 0 | 0
1417 | 78.0088 | 0 | 78.0088 | 44.4278 | 2 | 8.4642 | 10 | 13.1168 | 0 | 13.1168 | 0 | 0 | 0 | 0 | 0 | 0 | 0 | 0 | 0 | 0 | 56.4278 | 0 | 2.3403 | 48.5722 | 0 | 0 | 0
1418 | 78.4876 | 0 | 78.4876 | 46.2634 | 2 | 8.7395 | 10 | 11.4847 | 0 | 11.4847 | 0 | 0 | 0 | 0 | 0 | 0 | 0 | 0 | 0 | 0 | 58.2634 | 0 | 2.3546 | 46.7366 | 0 | 0 | 0
1419 | 81.5794 | 0 | 81.5794 | 48.69 | 2 | 9.1035 | 10 | 11.7859 | 0 | 11.7859 | 0 | 0 | 0 | 0 | 0 | 0 | 0 | 0 | 0 | 0 | 60.69 | 0 | 2.4474 | 44.31 | 0 | 0 | 0
1420 | 82.1235 | 0 | 82.1235 | 48.4653 | 2 | 9.0698 | 10 | 12.5884 | 0 | 12.5884 | 0 | 0 | 0 | 0 | 0 | 0 | 0 | 0 | 0 | 0 | 60.4653 | 0 | 2.4637 | 44.5347 | 0 | 0 | 0
1421 | 79.6384 | 0 | 79.6384 | 45.731 | 2 | 8.6597 | 10 | 13.2477 | 0 | 13.2477 | 0 | 0 | 0 | 0 | 0 | 0 | 0 | 0 | 0 | 0 | 57.731 | 0 | 2.3892 | 47.269 | 0 | 0 | 0
1422 | 82.7287 | 0 | 82.7287 | 50.72 | 2 | 9.408 | 10 | 10.6007 | 0 | 10.6007 | 0 | 0 | 0 | 0 | 0 | 0 | 0 | 0 | 0 | 0 | 62.72 | 0 | 2.4819 | 42.28 | 0 | 0 | -1.4211e-14
1423 | 82.4824 | 0 | 82.4824 | 42.9 | 2 | 7.0026 | 4 | 12.7365 | 13.8433 | 12.7365 | 13.8433 | 0 | 0 | 0 | 0 | 0 | 0 | 0 | 0 | 0 | 48.9 | 0 | 2.4745 | 56.3891 | 0 | 0 | -1.4211e-14
1424 | 79.0154 | 0 | 79.0154 | 42.9 | 2 | 0 | 4 | 10.8605 | 24.6225 | 10.8605 | 24.6225 | 0 | 0 | 5.3675 | 0 | 0 | 0 | 5.3675 | 0 | 4.8308 | 48.9 | 0 | 2.3705 | 61.7782 | 0 | 0 | 0
1425 | 81.9042 | 0 | 81.9042 | 42.9 | 2 | 0 | 4 | 11.1707 | 34.6111 | 11.1707 | 34.6111 | 0 | 0 | 12 | 0 | 0.77765 | 0 | 12.7777 | 0 | 16.3477 | 48.9 | 0 | 2.4571 | 60.8116 | 0 | 0 | 0
1426 | 78.6746 | 0 | 78.6746 | 42.9 | 2 | 0 | 4 | 7.6185 | 49.569 | 7.6185 | 44.1561 | 0 | 5.4129 | 12 | 0 | 10 | 0 | 22 | 0 | 36.3673 | 48.9 | 0 | 2.3602 | 58.9027 | 0 | 0 | 0
1427 | 81.1385 | 0 | 81.1385 | 42.9 | 2 | 7.1054e-15 | 4 | 9.3006 | 47.4663 | 9.3006 | 44.9379 | 0 | 2.5284 | 12 | 0 | 10 | 0 | 22 | 0 | 56.3868 | 48.9 | 0 | 2.4342 | 59.2789 | 0 | 0 | 0
1428 | 80.3574 | 0 | 80.3574 | 42.9 | 2 | 2.1316e-14 | 4 | 8.5509 | 47.5057 | 8.5509 | 35.7877 | 0 | 11.7181 | 11.9658 | 0 | 0.9154 | 0 | 12.8812 | 0 | 68 | 48.9 | 0 | 2.4107 | 59.2697 | 0 | 3.5527e-15 | 0
1429 | 76.1133 | 0 | 76.1133 | 42.9 | 2 | 7.1054e-15 | 4 | 9.2474 | 48.0736 | 9.2474 | 17.9659 | 0 | 30.1076 | 0 | 0 | 0 | 0 | 0 | 0 | 68 | 48.9 | 0 | 2.2834 | 80.5512 | 0 | 0 | 0
1430 | 76.826 | 0 | 76.826 | 42.9 | 2 | 7.1054e-15 | 4 | 9.8007 | 41.1049 | 9.8007 | 18.1252 | 0 | 22.9797 | 0 | 0 | 0 | 0 | 0 | 0 | 68 | 48.9 | 0 | 2.3048 | 81.4809 | 0 | 0 | 0
1431 | 76.6519 | 0 | 76.6519 | 42.9 | 2 | 0 | 4 | 11.4209 | 36.7245 | 11.4209 | 16.331 | 0 | 20.3935 | 0 | 0 | 0 | 0 | 0 | 0 | 68 | 48.9 | 0 | 2.2996 | 81.8182 | 0 | 0 | -1.4211e-14
1432 | 79.2062 | 0 | 79.2062 | 42.9 | 2 | 1.4211e-14 | 4 | 11.1268 | 23.7374 | 11.1268 | 19.1794 | 0 | 4.558 | 0 | 0 | 0 | 0 | 0 | 0 | 68 | 48.9 | 0 | 2.3762 | 83.8837 | 0 | 0 | 0
1433 | 86.4998 | 0 | 86.4998 | 42.9 | 2 | 8.2564 | 4.2312 | 9.9666 | 13.2343 | 9.9666 | 13.2343 | 0 | 0 | 0 | 5.9114 | 0 | 0 | 0 | 5.9114 | 61.4317 | 49.1312 | 0 | 2.595 | 71.9574 | 0 | 1.4211e-14 | 0
1434 | 90.3894 | 0 | 90.3894 | 42.9 | 2 | 9.6072 | 4 | 9.8823 | 5.7492e-15 | 9.8823 | 5.7492e-15 | 0 | 0 | 0 | 12 | 0 | 10 | 0 | 22 | 37.2519 | 48.9 | 0 | 2.7117 | 56.9938 | 0 | 0 | 0
1435 | 95.3818 | 0 | 95.3818 | 42.9 | 2 | 10.8127 | 6.7453 | 12.4847 | 0 | 12.4847 | 0 | 0 | 0 | 0 | 12 | 0 | 8.4391 | 0 | 20.4391 | 14.7651 | 51.6453 | 0 | 2.8615 | 53.3547 | 0 | 0 | 0
1436 | 97.8207 | 0 | 97.8207 | 49.5095 | 2 | 11.0265 | 10 | 13.2847 | 0 | 13.2847 | 0 | 0 | 0 | 0 | 12 | 0 | 0 | 0 | 12 | 1.4317 | 61.5095 | 0 | 2.9346 | 43.4905 | 0 | 0 | 0
1437 | 93.6686 | 0 | 93.6686 | 55 | 2.9632 | 10.3878 | 10 | 14.029 | 0 | 14.029 | 0 | 0 | 0 | 0 | 1.2886 | 0 | 0 | 0 | 1.2886 | 0 | 67.9632 | 0 | 2.8101 | 37.0368 | 0 | 0 | 0
1438 | 90.0007 | 0 | 90.0007 | 54.3298 | 2 | 9.9495 | 10 | 13.7214 | 0 | 13.7214 | 0 | 0 | 0 | 0 | 0 | 0 | 0 | 0 | 0 | 0 | 66.3298 | 0 | 2.7 | 38.6702 | 0 | 0 | 0
1439 | 88.4031 | 0 | 88.4031 | 53.3502 | 2 | 9.8026 | 10 | 13.2503 | 0 | 13.2503 | 0 | 0 | 0 | 0 | 0 | 0 | 0 | 0 | 0 | 0 | 65.3502 | 0 | 2.6521 | 39.6498 | 0 | 0 | 0
1440 | 79.6332 | 0 | 79.6332 | 45.1665 | 2 | 8.575 | 10 | 13.8917 | 0 | 13.8917 | 0 | 0 | 0 | 0 | 0 | 0 | 0 | 0 | 0 | 0 | 57.1665 | 0 | 2.389 | 47.8335 | 0 | 0 | 0
1441 | 81.8006 | 0 | 81.8006 | 47.3585 | 2 | 8.9038 | 10 | 13.5383 | 0 | 13.5383 | 0 | 0 | 0 | 0 | 0 | 0 | 0 | 0 | 0 | 0 | 59.3585 | 0 | 2.454 | 45.6415 | 0 | 0 | 0
1442 | 82.1266 | 0 | 82.1266 | 47.3145 | 2 | 8.8972 | 10 | 13.9149 | 0 | 13.9149 | 0 | 0 | 0 | 0 | 0 | 0 | 0 | 0 | 0 | 0 | 59.3145 | 0 | 2.4638 | 45.6855 | 0 | 0 | 0
1443 | 85.8849 | 0 | 85.8849 | 50.3876 | 2 | 9.3582 | 10 | 14.1391 | 0 | 14.1391 | 0 | 0 | 0 | 0 | 0 | 0 | 0 | 0 | 0 | 0 | 62.3876 | 0 | 2.5765 | 42.6124 | 0 | 0 | 0
1444 | 82.4913 | 0 | 82.4913 | 49.6715 | 2 | 9.2508 | 10 | 11.569 | 0 | 11.569 | 0 | 0 | 0 | 0 | 0 | 0 | 0 | 0 | 0 | 0 | 61.6715 | 0 | 2.4747 | 43.3285 | 0 | 0 | -1.4211e-14
1445 | 84.4689 | 0 | 84.4689 | 50.0861 | 2 | 9.3129 | 10 | 13.0699 | 0 | 13.0699 | 0 | 0 | 0 | 0 | 0 | 0 | 0 | 0 | 0 | 0 | 62.0861 | 0 | 2.5341 | 42.9139 | 0 | 0 | 0
1446 | 82.5805 | 0 | 82.5805 | 48.8014 | 2 | 9.1202 | 10 | 12.6588 | 0 | 12.6588 | 0 | 0 | 0 | 0 | 0 | 0 | 0 | 0 | 0 | 0 | 60.8014 | 0 | 2.4774 | 44.1986 | 0 | 0 | 0
1447 | 85.1151 | 0 | 85.1151 | 42.9 | 2 | 7.7776 | 6.9506 | 12.3031 | 13.1837 | 12.3031 | 13.1837 | 0 | 0 | 0 | 0 | 0 | 0 | 0 | 0 | 0 | 51.8506 | 0 | 2.5535 | 53.1494 | 0 | 0 | -1.4211e-14
1448 | 84.006 | 0 | 84.006 | 42.9 | 2 | 0 | 4 | 11.8583 | 24.7292 | 11.8583 | 24.7292 | 0 | 0 | 1.4815 | 0 | 0 | 0 | 1.4815 | 0 | 1.3333 | 48.9 | 0 | 2.5202 | 62.285 | 0 | 0 | 0
1449 | 84.9261 | 0 | 84.9261 | 42.9 | 2 | 1.4211e-14 | 4 | 10.9073 | 36.0368 | 10.9073 | 36.0368 | 0 | 0 | 10.918 | 0 | 0 | 0 | 10.918 | 0 | 11.1595 | 48.9 | 0 | 2.5478 | 61.0542 | 0 | 0 | 0
1450 | 84.8215 | 0 | 84.8215 | 42.9 | 2 | 0 | 4 | 10.8137 | 43.4587 | 10.8137 | 43.4587 | 0 | 0 | 12 | 0 | 6.3509 | 0 | 18.3509 | 0 | 27.8148 | 48.9 | 0 | 2.5446 | 60.0847 | 0 | 0 | 0
1451 | 84.2401 | 0 | 84.2401 | 42.9 | 2 | 0 | 4 | 10.568 | 46.2427 | 10.568 | 46.2427 | 0 | 0 | 12 | 0 | 9.4706 | 0 | 21.4706 | 0 | 47.3463 | 48.9 | 0 | 2.5272 | 59.6778 | 0 | 0 | 0
1452 | 81.6344 | 0 | 81.6344 | 42.9 | 2 | 0 | 4 | 10.4336 | 53.9694 | 10.4336 | 40.1724 | 0 | 13.797 | 12 | 0 | 5.8715 | 0 | 17.8715 | 0 | 63.5595 | 48.9 | 0 | 2.449 | 58.3476 | 0 | 0 | -7.1054e-15
1453 | 82.4376 | 0 | 82.4376 | 42.9 | 2 | 0 | 4 | 8.885 | 45.0374 | 8.885 | 29.5864 | 0 | 15.451 | 4.9338 | 0 | 0 | 0 | 4.9338 | 0 | 68 | 48.9 | 0 | 2.4731 | 69.8194 | 0 | 0 | -6.2172e-15
1454 | 80.0146 | 0 | 80.0146 | 42.9 | 2 | 7.1054e-15 | 4 | 11.8877 | 47.5771 | 11.8877 | 19.227 | 0 | 28.3501 | 0 | 0 | 0 | 0 | 0 | 0 | 68 | 48.9 | 0 | 2.4004 | 80.7804 | 0 | 0 | 0
1455 | 79.4479 | 0 | 79.4479 | 42.9 | 2 | 7.1054e-15 | 4 | 10.8305 | 34.8992 | 10.8305 | 19.7174 | 0 | 15.1818 | 0 | 0 | 0 | 0 | 0 | 0 | 68 | 48.9 | 0 | 2.3834 | 82.498 | 0 | 1.4211e-14 | 0
1456 | 82.9343 | 0 | 82.9343 | 42.9 | 2 | 0 | 4 | 12.7388 | 24.431 | 12.7388 | 21.2955 | 0 | 3.1355 | 0 | 0 | 0 | 0 | 0 | 0 | 68 | 48.9 | 0 | 2.488 | 84.0693 | 0 | 0 | -1.4211e-14
1457 | 89.2126 | 0 | 89.2126 | 42.9 | 2 | 6.5053 | 4 | 10.8232 | 12.1084 | 10.8232 | 12.1084 | 0 | 0 | 0 | 10.8757 | 0 | 0 | 0 | 10.8757 | 55.9159 | 48.9 | 0 | 2.6764 | 69.3644 | 0 | 0 | 0
1458 | 90.6137 | 0 | 90.6137 | 42.9 | 2 | 7.6651 | 4 | 12.0486 | 6.3059e-15 | 12.0486 | 6.3059e-15 | 0 | 0 | 0 | 12 | 0 | 10 | 0 | 22 | 31.736 | 48.9 | 0 | 2.7184 | 58.6825 | 0 | 0 | 0
1459 | 99.1412 | 0 | 99.1412 | 43.1315 | 2 | 11.3356 | 10 | 12.2349 | 0 | 12.2349 | 0 | 0 | 0 | 0 | 12 | 0 | 8.4391 | 0 | 20.4391 | 9.2492 | 55.1315 | 0 | 2.9742 | 49.8685 | 0 | 0 | 0
1460 | 102.2516 | 0 | 102.2516 | 55 | 4.0874 | 11.6118 | 10 | 13.2281 | 0 | 13.2281 | 0 | 0 | 0 | 0 | 8.3243 | 0 | 0 | 0 | 8.3243 | 0 | 69.0874 | 0 | 3.0675 | 35.9126 | 0 | 0 | 0
1461 | 97.7174 | 0 | 97.7174 | 55 | 8.1433 | 10.9715 | 10 | 13.6025 | 0 | 13.6025 | 0 | 0 | 0 | 0 | 0 | 0 | 0 | 0 | 0 | 0 | 73.1433 | 0 | 2.9315 | 31.8567 | 0 | 0 | 0
1462 | 93.2395 | 0 | 93.2395 | 55 | 2.6712 | 10.1507 | 10 | 15.4175 | 0 | 15.4175 | 0 | 0 | 0 | 0 | 0 | 0 | 0 | 0 | 0 | 0 | 67.6712 | 0 | 2.7972 | 37.3288 | 0 | 0 | 0
1463 | 88.2955 | 0 | 88.2955 | 51.811 | 2 | 9.5717 | 10 | 14.9128 | 0 | 14.9128 | 0 | 0 | 0 | 0 | 0 | 0 | 0 | 0 | 0 | 0 | 63.811 | 0 | 2.6489 | 41.189 | 0 | 0 | 0
1464 | 79.906 | 0 | 79.906 | 43.3335 | 2 | 8.3 | 10 | 16.2724 | 0 | 16.2724 | 0 | 0 | 0 | 0 | 0 | 0 | 0 | 0 | 0 | 0 | 55.3335 | 0 | 2.3972 | 49.6665 | 0 | 0 | 0
1465 | 81.5558 | 0 | 81.5558 | 44.3234 | 2 | 8.4485 | 10 | 16.7839 | 0 | 16.7839 | 0 | 0 | 0 | 0 | 0 | 0 | 0 | 0 | 0 | 0 | 56.3234 | 0 | 2.4467 | 48.6766 | 0 | 0 | -1.4211e-14
1466 | 84.5069 | 0 | 84.5069 | 46.0827 | 2 | 8.7124 | 10 | 17.7117 | 0 | 17.7117 | 0 | 0 | 0 | 0 | 0 | 0 | 0 | 0 | 0 | 0 | 58.0827 | 0 | 2.5352 | 46.9173 | 0 | 0 | 0
1467 | 83.9412 | 0 | 83.9412 | 44.8645 | 2 | 8.5297 | 10 | 18.547 | 0 | 18.547 | 0 | 0 | 0 | 0 | 0 | 0 | 0 | 0 | 0 | 0 | 56.8645 | 0 | 2.5182 | 48.1355 | 0 | 0 | 0
1468 | 82.3123 | 0 | 82.3123 | 47.0442 | 2 | 8.8567 | 10 | 14.4114 | 0 | 14.4114 | 0 | 0 | 0 | 0 | 0 | 0 | 0 | 0 | 0 | 0 | 59.0442 | 0 | 2.4694 | 45.9558 | 0 | 0 | 0
1469 | 82.781 | 0 | 82.781 | 45.9586 | 2 | 8.6938 | 10 | 16.1286 | 0 | 16.1286 | 0 | 0 | 0 | 0 | 0 | 0 | 0 | 0 | 0 | 0 | 57.9586 | 0 | 2.4834 | 47.0414 | 0 | 0 | -1.4211e-14
1470 | 86.1287 | 0 | 86.1287 | 50.3476 | 2 | 9.3522 | 10 | 14.429 | 0 | 14.429 | 0 | 0 | 0 | 0 | 0 | 0 | 0 | 0 | 0 | 0 | 62.3476 | 0 | 2.5839 | 42.6524 | 0 | 0 | 0
1471 | 84.6152 | 0 | 84.6152 | 42.9 | 2 | 6.7338 | 4 | 16.1207 | 12.8606 | 16.1207 | 12.8606 | 0 | 0 | 0 | 0 | 0 | 0 | 0 | 0 | 0 | 48.9 | 0 | 2.5385 | 56.6228 | 0 | 0 | -1.4211e-14
1472 | 82.882 | 0 | 82.882 | 42.9 | 2 | 0 | 4 | 15.0195 | 27.5429 | 15.0195 | 27.5429 | 0 | 0 | 8.5804 | 0 | 0 | 0 | 8.5804 | 0 | 7.7224 | 48.9 | 0 | 2.4865 | 61.3591 | 0 | 0 | 0
1473 | 82.3654 | 0 | 82.3654 | 42.9 | 2 | 7.1054e-15 | 4 | 13.1791 | 34.7155 | 13.1791 | 34.7155 | 0 | 0 | 12 | 0 | 2.4292 | 0 | 14.4292 | 0 | 20.762 | 48.9 | 0 | 2.471 | 60.5962 | 0 | 0 | 0
1474 | 81.842 | 0 | 81.842 | 42.9 | 2 | 7.1054e-15 | 4 | 12.9916 | 39.0231 | 12.9916 | 39.0231 | 0 | 0 | 12 | 0 | 7.0727 | 0 | 19.0727 | 0 | 38.0826 | 48.9 | 0 | 2.4553 | 59.9905 | 0 | 0 | 0
1475 | 82.7005 | 0 | 82.7005 | 42.9 | 2 | 0 | 4 | 13.7643 | 45.6014 | 13.7643 | 42.0362 | 0 | 3.5653 | 12 | 0 | 10 | 0 | 22 | 0 | 58.1022 | 48.9 | 0 | 2.481 | 59.1437 | 0 | 0 | 0
1476 | 81.0057 | 0 | 81.0057 | 42.9 | 2 | 0 | 4 | 15.1499 | 50.28 | 15.1499 | 27.8999 | 0 | 22.3801 | 8.7529 | 0 | 2.1912 | 0 | 10.9441 | 0 | 68 | 48.9 | 0 | 2.4302 | 58.1316 | 0 | 0 | -7.1054e-15
1477 | 81.4644 | 0 | 81.4644 | 42.9 | 2 | 0 | 4 | 14.0287 | 50.7868 | 14.0287 | 18.5357 | 0 | 32.2511 | 0 | 0 | 0 | 0 | 0 | 0 | 68 | 48.9 | 0 | 2.4439 | 80.2716 | 0 | 0 | 0
1478 | 81.3574 | 0 | 81.3574 | 42.9 | 2 | 0 | 4 | 14.2669 | 48.9388 | 14.2669 | 18.1905 | 0 | 30.7483 | 0 | 0 | 0 | 0 | 0 | 0 | 68 | 48.9 | 0 | 2.4407 | 80.4676 | 0 | 0 | -1.4211e-14
1479 | 80.7445 | 0 | 80.7445 | 42.9 | 2 | 7.1054e-15 | 4 | 13.5244 | 33.6293 | 13.5244 | 18.32 | 0 | 15.3092 | 0 | 0 | 0 | 0 | 0 | 0 | 68 | 48.9 | 0 | 2.4223 | 82.4814 | 0 | 1.4211e-14 | 0
1480 | 82.1413 | 0 | 82.1413 | 42.9 | 2 | 0 | 4 | 15.11 | 27.8003 | 15.11 | 18.1313 | 0 | 9.669 | 0 | 0 | 0 | 0 | 0 | 0 | 68 | 48.9 | 0 | 2.4642 | 83.2171 | 0 | 0 | 0
1481 | 90.2326 | 0 | 90.2326 | 42.9 | 2 | 7.3825 | 4 | 14.5101 | 12.3443 | 14.5101 | 12.3443 | 0 | 0 | 0 | 7.0958 | 0 | 0 | 0 | 7.0958 | 60.1158 | 48.9 | 0 | 2.707 | 71.8885 | 0 | 0 | 0
1482 | 92.543 | 0 | 92.543 | 42.9 | 2 | 7.0913 | 4 | 15.5393 | 5.8674e-15 | 15.5393 | 5.8674e-15 | 0 | 0 | 0 | 12 | 0 | 9.0125 | 0 | 21.0125 | 37.0071 | 48.9 | 0 | 2.7763 | 60.0402 | 0 | 1.4211e-14 | 0
1483 | 96.4014 | 0 | 96.4014 | 42.9 | 2 | 10.6494 | 4.6694 | 14.7559 | 0 | 14.7559 | 0 | 0 | 0 | 0 | 12 | 0 | 9.4266 | 0 | 21.4266 | 13.4491 | 49.5694 | 0 | 2.892 | 55.4306 | 0 | 0 | 0
1484 | 101.2489 | 0 | 101.2489 | 50.4014 | 2 | 11.1602 | 10 | 15.6872 | 0 | 15.6872 | 0 | 0 | 0 | 0 | 12 | 0 | 0 | 0 | 12 | 0.11582 | 62.4014 | 0 | 3.0375 | 42.5986 | 0 | 0 | 0
1485 | 98.2503 | 0 | 98.2503 | 55 | 7.1 | 10.8307 | 10 | 15.2154 | 0 | 15.2154 | 0 | 0 | 0 | 0 | 0.10423 | 0 | 0 | 0 | 0.10423 | 0 | 72.1 | 0 | 2.9475 | 32.9 | 0 | 0 | 0
1486 | 93.1125 | 0 | 93.1125 | 54.5605 | 2 | 9.9841 | 10 | 16.5679 | 0 | 16.5679 | 0 | 0 | 0 | 0 | 0 | 0 | 0 | 0 | 0 | 0 | 66.5605 | 0 | 2.7934 | 38.4395 | 0 | 0 | 0
1487 | 89.3965 | 0 | 89.3965 | 52.1253 | 2 | 9.6188 | 10 | 15.6524 | 0 | 15.6524 | 0 | 0 | 0 | 0 | 0 | 0 | 0 | 0 | 0 | 0 | 64.1253 | 0 | 2.6819 | 40.8747 | 0 | 1.4211e-14 | 0
1488 | 75.2478 | 0 | 75.2478 | 42.9 | 2 | 8.1714 | 9.5757 | 12.6007 | 0 | 12.6007 | 0 | 0 | 0 | 0 | 0 | 0 | 0 | 0 | 0 | 0 | 54.4757 | 0 | 2.2574 | 50.5243 | 0 | 0 | 0
1489 | 74.5102 | 0 | 74.5102 | 42.9 | 2 | 8.0784 | 8.9561 | 12.5756 | 0 | 12.5756 | 0 | 0 | 0 | 0 | 0 | 0 | 0 | 0 | 0 | 0 | 53.8561 | 0 | 2.2353 | 51.1439 | 0 | 0 | 0
1490 | 76.5248 | 0 | 76.5248 | 43.1919 | 2 | 8.2788 | 10 | 13.054 | 0 | 13.054 | 0 | 0 | 0 | 0 | 0 | 0 | 0 | 0 | 0 | 0 | 55.1919 | 0 | 2.2957 | 49.8081 | 0 | 0 | 0
1491 | 76.1092 | 0 | 76.1092 | 43.7205 | 2 | 8.3581 | 10 | 12.0306 | 0 | 12.0306 | 0 | 0 | 0 | 0 | 0 | 0 | 0 | 0 | 0 | 0 | 55.7205 | 0 | 2.2833 | 49.2795 | 0 | 0 | 0
1492 | 77.8074 | 0 | 77.8074 | 45.1606 | 2 | 8.5741 | 10 | 12.0727 | 0 | 12.0727 | 0 | 0 | 0 | 0 | 0 | 0 | 0 | 0 | 0 | 0 | 57.1606 | 0 | 2.3342 | 47.8394 | 0 | 0 | 0
1493 | 77.8389 | 0 | 77.8389 | 44.5899 | 2 | 8.4885 | 10 | 12.7605 | 0 | 12.7605 | 0 | 0 | 0 | 0 | 0 | 0 | 0 | 0 | 0 | 0 | 56.5899 | 0 | 2.3352 | 48.4101 | 0 | 0 | 0
1494 | 76.4603 | 0 | 76.4603 | 46.5601 | 2 | 8.784 | 10 | 9.1162 | 0 | 9.1162 | 0 | 0 | 0 | 0 | 0 | 0 | 0 | 0 | 0 | 0 | 58.5601 | 0 | 2.2938 | 46.4399 | 0 | 0 | 0
1495 | 79.1671 | 0 | 79.1671 | 42.9 | 2 | 7.4329 | 4.6524 | 11.4896 | 10.6923 | 11.4896 | 10.6923 | 0 | 0 | 0 | 0 | 0 | 0 | 0 | 0 | 0 | 49.5524 | 0 | 2.375 | 55.4476 | 0 | 0 | 0
1496 | 76.809 | 0 | 76.809 | 42.9 | 2 | 0 | 4 | 10.7787 | 20.1745 | 10.7787 | 20.1745 | 0 | 0 | 3.0443 | 0 | 0 | 0 | 3.0443 | 0 | 2.7398 | 48.9 | 0 | 2.3043 | 62.0812 | 0 | 0 | 0
1497 | 78.7061 | 0 | 78.7061 | 42.9 | 2 | 7.1054e-15 | 4 | 9.3974 | 28.5093 | 9.3974 | 28.5093 | 0 | 0 | 8.1007 | 0 | 0 | 0 | 8.1007 | 0 | 10.0305 | 48.9 | 0 | 2.3612 | 61.4217 | 0 | 0 | 0
1498 | 78.6754 | 0 | 78.6754 | 42.9 | 2 | 0 | 4 | 10.3081 | 39.411 | 10.3081 | 39.411 | 0 | 0 | 12 | 0 | 7.9437 | 0 | 19.9437 | 0 | 28.1542 | 48.9 | 0 | 2.3603 | 59.8769 | 0 | 0 | 0
1499 | 77.0127 | 0 | 77.0127 | 42.9 | 2 | 1.4211e-14 | 4 | 10.3588 | 37.3587 | 10.3588 | 37.3587 | 0 | 0 | 12 | 0 | 7.6048 | 0 | 19.6048 | 0 | 45.9655 | 48.9 | 0 | 2.3104 | 59.9211 | 0 | 0 | 0
1500 | 73.8227 | 0 | 73.8227 | 42.9 | 2 | 7.1054e-15 | 4 | 9.5747 | 41.4766 | 9.5747 | 33.4925 | 0 | 7.9841 | 12 | 0 | 6.1445 | 0 | 18.1445 | 0 | 62.4305 | 48.9 | 0 | 2.2147 | 59.0702 | 0 | 3.5527e-15 | 0
1501 | 75.0568 | 0 | 75.0568 | 42.9 | 2 | 0 | 4 | 10.733 | 38.336 | 10.733 | 21.6121 | 0 | 16.7239 | 6.1883 | 0 | 0 | 0 | 6.1883 | 0 | 68 | 48.9 | 0 | 2.2517 | 69.4897 | 0 | 0 | -4.4409e-15
1502 | 73.2709 | 0 | 73.2709 | 42.9 | 2 | 7.1054e-15 | 4 | 9.8093 | 36.0397 | 9.8093 | 14.5616 | 0 | 21.4782 | 0 | 0 | 0 | 0 | 0 | 0 | 68 | 48.9 | 0 | 2.1981 | 81.6768 | 0 | 0 | 0
1503 | 75.2447 | 0 | 75.2447 | 42.9 | 2 | 7.1054e-15 | 4 | 10.2148 | 28.964 | 10.2148 | 16.1299 | 0 | 12.834 | 0 | 0 | 0 | 0 | 0 | 0 | 68 | 48.9 | 0 | 2.2573 | 82.8043 | 0 | 0 | 0
1504 | 79.2457 | 0 | 79.2457 | 42.9 | 2 | 1.4211e-14 | 4 | 13.63 | 20.1753 | 13.63 | 16.7157 | 0 | 3.4596 | 0 | 0 | 0 | 0 | 0 | 0 | 68 | 48.9 | 0 | 2.3774 | 84.027 | 0 | 1.4211e-14 | 0
1505 | 80.7143 | 0 | 80.7143 | 42.9 | 2 | 2.6967 | 4 | 12.215 | 12.1092 | 12.215 | 12.1092 | 0 | 0 | 0 | 4.7933 | 0 | 0 | 0 | 4.7933 | 62.6741 | 48.9 | 0 | 2.4214 | 77.9652 | 0 | 0 | 0
1506 | 85.7122 | 0 | 85.7122 | 42.9 | 2 | 4.1263 | 4 | 10.6859 | 4.6002e-15 | 10.6859 | 4.6002e-15 | 0 | 0 | 0 | 12 | 0 | 10 | 0 | 22 | 38.4942 | 48.9 | 0 | 2.5714 | 61.7598 | 0 | 0 | 0
1507 | 90.8766 | 0 | 90.8766 | 42.9 | 2 | 7.5838 | 4 | 13.9537 | 0 | 13.9537 | 0 | 0 | 0 | 0 | 12 | 0 | 8.4391 | 0 | 20.4391 | 16.0074 | 48.9 | 0 | 2.7263 | 58.5497 | 0 | 0 | 0
1508 | 96.3398 | 0 | 96.3398 | 48.6253 | 2 | 10.8938 | 10 | 12.8206 | 0 | 12.8206 | 0 | 0 | 0 | 0 | 12 | 0 | 0 | 0 | 12 | 2.6741 | 60.6253 | 0 | 2.8902 | 44.3747 | 0 | 0 | 0
1509 | 90.4805 | 0 | 90.4805 | 51.7811 | 2 | 9.9282 | 10 | 14.3646 | 0 | 14.3646 | 0 | 0 | 0 | 0 | 2.4067 | 0 | 0 | 0 | 2.4067 | 0 | 63.7811 | 0 | 2.7144 | 41.2189 | 0 | 0 | 0
1510 | 85.9373 | 0 | 85.9373 | 52.0406 | 2 | 9.6061 | 10 | 12.2906 | 0 | 12.2906 | 0 | 0 | 0 | 0 | 0 | 0 | 0 | 0 | 0 | 0 | 64.0406 | 0 | 2.5781 | 40.9594 | 0 | 0 | 0
1511 | 84.3227 | 0 | 84.3227 | 49.1176 | 2 | 9.1677 | 10 | 14.0374 | 0 | 14.0374 | 0 | 0 | 0 | 0 | 0 | 0 | 0 | 0 | 0 | 0 | 61.1176 | 0 | 2.5297 | 43.8824 | 0 | 0 | 0
1512 | 77.5062 | 0 | 77.5062 | 42.9 | 2 | 8.0807 | 8.9711 | 15.5545 | 0 | 15.5545 | 0 | 0 | 0 | 0 | 0 | 0 | 0 | 0 | 0 | 0 | 53.8711 | 0 | 2.3252 | 51.1289 | 0 | 0 | 0
1513 | 77.0203 | 0 | 77.0203 | 42.9 | 2 | 7.9292 | 7.9611 | 16.23 | 0 | 16.23 | 0 | 0 | 0 | 0 | 0 | 0 | 0 | 0 | 0 | 0 | 52.8611 | 0 | 2.3106 | 52.1389 | 0 | 0 | 0
1514 | 77.9601 | 0 | 77.9601 | 43.1254 | 2 | 8.2688 | 10 | 14.5659 | 0 | 14.5659 | 0 | 0 | 0 | 0 | 0 | 0 | 0 | 0 | 0 | 0 | 55.1254 | 0 | 2.3388 | 49.8746 | 0 | 0 | 0
1515 | 79.8762 | 0 | 79.8762 | 45.329 | 2 | 8.5994 | 10 | 13.9478 | 0 | 13.9478 | 0 | 0 | 0 | 0 | 0 | 0 | 0 | 0 | 0 | 0 | 57.329 | 0 | 2.3963 | 47.671 | 0 | 0 | 0
1516 | 82.2445 | 0 | 82.2445 | 48.9679 | 2 | 9.1452 | 10 | 12.1314 | 0 | 12.1314 | 0 | 0 | 0 | 0 | 0 | 0 | 0 | 0 | 0 | 0 | 60.9679 | 0 | 2.4673 | 44.0321 | 0 | 1.4211e-14 | 0
1517 | 79.4713 | 0 | 79.4713 | 45.1781 | 2 | 8.5767 | 10 | 13.7164 | 0 | 13.7164 | 0 | 0 | 0 | 0 | 0 | 0 | 0 | 0 | 0 | 0 | 57.1781 | 0 | 2.3841 | 47.8219 | 0 | 0 | 0
1518 | 80.9169 | 0 | 80.9169 | 47.0489 | 2 | 8.8574 | 10 | 13.0107 | 0 | 13.0107 | 0 | 0 | 0 | 0 | 0 | 0 | 0 | 0 | 0 | 0 | 59.0489 | 0 | 2.4275 | 45.9511 | 0 | 0 | 0
1519 | 80.5642 | 0 | 80.5642 | 42.9 | 2 | 5.9075 | 4 | 12.6741 | 13.0826 | 12.6741 | 13.0826 | 0 | 0 | 0 | 0 | 0 | 0 | 0 | 0 | 0 | 48.9 | 0 | 2.4169 | 57.3413 | 0 | 1.4211e-14 | 0
1520 | 81.4675 | 0 | 81.4675 | 42.9 | 2 | 0 | 4 | 10.6247 | 26.3488 | 10.6247 | 26.3488 | 0 | 0 | 4.4061 | 0 | 0 | 0 | 4.4061 | 0 | 3.9655 | 48.9 | 0 | 2.444 | 61.9036 | 0 | 0 | 0
1521 | 78.186 | 0 | 78.186 | 42.9 | 2 | 7.1054e-15 | 4 | 11.7252 | 37.0163 | 11.7252 | 37.0163 | 0 | 0 | 12 | 0 | 7.4554 | 0 | 19.4554 | 0 | 21.6391 | 48.9 | 0 | 2.3456 | 59.9406 | 0 | 0 | 0
1522 | 78.4583 | 0 | 78.4583 | 42.9 | 2 | 0 | 4 | 9.2836 | 46.8626 | 9.2836 | 42.2748 | 0 | 4.5878 | 12 | 0 | 10 | 0 | 22 | 0 | 41.6586 | 48.9 | 0 | 2.3537 | 59.0103 | 0 | 1.4211e-14 | 0
1523 | 77.7158 | 0 | 77.7158 | 42.9 | 2 | 7.1054e-15 | 4 | 11.383 | 52.4294 | 11.383 | 33.6704 | 0 | 18.759 | 12 | 0 | 4.2376 | 0 | 16.2376 | 0 | 56.3655 | 48.9 | 0 | 2.3315 | 57.9135 | 0 | 3.5527e-15 | 0
1524 | 77.5292 | 0 | 77.5292 | 42.9 | 2 | 0 | 4 | 11.4387 | 55 | 11.4387 | 29.1905 | 0 | 25.8095 | 12 | 0 | 0 | 0 | 12 | 0 | 67.1655 | 48.9 | 0 | 2.3259 | 67.5466 | 0 | 0 | 0
1525 | 75.4509 | 0 | 75.4509 | 42.9 | 2 | 0 | 4 | 11.8463 | 47.2598 | 11.8463 | 15.6318 | 0 | 31.628 | 0.92723 | 0 | 0 | 0 | 0.92723 | 0 | 68 | 48.9 | 0 | 2.2635 | 68.2319 | 0 | 7.8826e-15 | 0
1526 | 76.6319 | 0 | 76.6319 | 42.9 | 2 | 0 | 4 | 12.2201 | 52.9287 | 12.2201 | 15.5118 | 0 | 37.4169 | 0 | 0 | 0 | 0 | 0 | 0 | 68 | 48.9 | 0 | 2.299 | 79.5978 | 0 | 0 | 0
1527 | 77.5196 | 0 | 77.5196 | 42.9 | 2 | 0 | 4 | 12.3696 | 38.925 | 12.3696 | 16.25 | 0 | 22.675 | 0 | 0 | 0 | 0 | 0 | 0 | 68 | 48.9 | 0 | 2.3256 | 81.5207 | 0 | 0 | 0
1528 | 78.4435 | 0 | 78.4435 | 42.9 | 2 | 0 | 4 | 11.9471 | 26.0247 | 11.9471 | 17.5964 | 0 | 8.4283 | 0 | 0 | 0 | 0 | 0 | 0 | 68 | 48.9 | 0 | 2.3533 | 83.3789 | 0 | 0 | 0
1529 | 82.3022 | 0 | 82.3022 | 42.9 | 2 | 6.9855 | 4 | 12.5066 | 13.91 | 12.5066 | 13.91 | 0 | 0 | 0 | 0 | 0 | 0 | 0 | 0 | 68 | 48.9 | 0 | 2.4691 | 78.4039 | 0 | 0 | 0
1530 | 89.0232 | 0 | 89.0232 | 42.9 | 2 | 9.7066 | 5.5774 | 14.6062 | 6.3848e-15 | 14.6062 | 6.3848e-15 | 0 | 0 | 0 | 12 | 0 | 2.233 | 0 | 14.233 | 52.2447 | 50.4774 | 0 | 2.6707 | 62.2896 | 0 | 0 | 0
1531 | 91.2483 | 0 | 91.2483 | 42.9 | 2 | 10.3846 | 5.2421 | 11.6332 | 0 | 11.6332 | 0 | 0 | 0 | 0 | 12 | 0 | 7.0884 | 0 | 19.0884 | 31.223 | 50.1421 | 0 | 2.7374 | 57.7695 | 0 | 0 | 0
1532 | 97.2137 | 0 | 97.2137 | 42.9 | 2 | 10.6597 | 5.2698 | 15.4892 | 0 | 15.4892 | 0 | 0 | 0 | 0 | 12 | 0 | 8.8949 | 0 | 20.8949 | 8.2417 | 50.1698 | 0 | 2.9164 | 55.053 | 0 | 1.4211e-14 | 0
1533 | 93.5368 | 0 | 93.5368 | 49.5235 | 2 | 10.342 | 10 | 14.2485 | 0 | 14.2485 | 0 | 0 | 0 | 0 | 7.2 | 0 | 0.22287 | 0 | 7.4229 | 0 | 61.5235 | 0 | 2.8061 | 43.4765 | 0 | 0 | 0
1534 | 91.9619 | 0 | 91.9619 | 55 | 2.4002 | 10.11 | 10 | 14.4517 | 0 | 14.4517 | 0 | 0 | 0 | 0 | 0 | 0 | 0 | 0 | 0 | 0 | 67.4002 | 0 | 2.7589 | 37.5998 | 0 | 0 | 0
1535 | 85.5952 | 0 | 85.5952 | 49.8258 | 2 | 9.2739 | 10 | 14.4955 | 0 | 14.4955 | 0 | 0 | 0 | 0 | 0 | 0 | 0 | 0 | 0 | 0 | 61.8258 | 0 | 2.5679 | 43.1742 | 0 | 0 | 0
1536 | 84.8167 | 0 | 84.8167 | 49.4076 | 2 | 9.2112 | 10 | 14.1979 | 0 | 14.1979 | 0 | 0 | 0 | 0 | 0 | 0 | 0 | 0 | 0 | 0 | 61.4076 | 0 | 2.5445 | 43.5924 | 0 | 0 | 0
1537 | 83.379 | 0 | 83.379 | 48.3419 | 2 | 9.0513 | 10 | 13.9858 | 0 | 13.9858 | 0 | 0 | 0 | 0 | 0 | 0 | 0 | 0 | 0 | 0 | 60.3419 | 0 | 2.5014 | 44.6581 | 0 | 0 | 0
1538 | 85.396 | 0 | 85.396 | 49.8422 | 2 | 9.2763 | 10 | 14.2775 | 0 | 14.2775 | 0 | 0 | 0 | 0 | 0 | 0 | 0 | 0 | 0 | 0 | 61.8422 | 0 | 2.5619 | 43.1578 | 0 | 0 | 0
1539 | 83.5236 | 0 | 83.5236 | 48.4222 | 2 | 9.0633 | 10 | 14.038 | 0 | 14.038 | 0 | 0 | 0 | 0 | 0 | 0 | 0 | 0 | 0 | 0 | 60.4222 | 0 | 2.5057 | 44.5778 | 0 | 0 | 0
1540 | 85.8581 | 0 | 85.8581 | 50.1567 | 2 | 9.3235 | 10 | 14.3778 | 0 | 14.3778 | 0 | 0 | 0 | 0 | 0 | 0 | 0 | 0 | 0 | 0 | 62.1567 | 0 | 2.5757 | 42.8433 | 0 | 0 | 0
1541 | 86.366 | 0 | 86.366 | 51.3888 | 2 | 9.5083 | 10 | 13.4689 | 0 | 13.4689 | 0 | 0 | 0 | 0 | 0 | 0 | 0 | 0 | 0 | 0 | 63.3888 | 0 | 2.591 | 41.6112 | 0 | 0 | 0
1542 | 84.4518 | 0 | 84.4518 | 49.3077 | 2 | 9.1962 | 10 | 13.9479 | 0 | 13.9479 | 0 | 0 | 0 | 0 | 0 | 0 | 0 | 0 | 0 | 0 | 61.3077 | 0 | 2.5336 | 43.6923 | 0 | 0 | 0
1543 | 86.2847 | 0 | 86.2847 | 42.9 | 2 | 8.0459 | 8.7393 | 13.0992 | 11.5002 | 13.0992 | 11.5002 | 0 | 0 | 0 | 0 | 0 | 0 | 0 | 0 | 0 | 53.6393 | 0 | 2.5885 | 51.3607 | 0 | 0 | -1.4211e-14
1544 | 86.6113 | 0 | 86.6113 | 42.9 | 2 | 4.9644 | 4 | 10.7852 | 21.9617 | 10.7852 | 21.9617 | 0 | 0 | 0 | 0 | 0 | 0 | 0 | 0 | 0 | 48.9 | 0 | 2.5983 | 58.1614 | 0 | 0 | 0
1545 | 86.595 | 0 | 86.595 | 42.9 | 2 | 0 | 4 | 12.38 | 31.5273 | 12.38 | 31.5273 | 0 | 0 | 6.2124 | 0 | 0 | 0 | 6.2124 | 0 | 5.5911 | 48.9 | 0 | 2.5978 | 61.668 | 0 | 0 | 0
1546 | 83.144 | 0 | 83.144 | 42.9 | 2 | 0 | 4 | 10.9598 | 31.2824 | 10.9598 | 31.2824 | 0 | 0 | 7.9982 | 0 | 0 | 0 | 7.9982 | 0 | 12.7895 | 48.9 | 0 | 2.4943 | 61.435 | 0 | 0 | 0
1547 | 84.2187 | 0 | 84.2187 | 42.9 | 2 | 7.1054e-15 | 4 | 10.6467 | 43.4484 | 10.6467 | 43.4484 | 0 | 0 | 12 | 0 | 6.7764 | 0 | 18.7764 | 0 | 29.837 | 48.9 | 0 | 2.5266 | 60.0292 | 0 | 0 | 0
1548 | 82.8663 | 0 | 82.8663 | 42.9 | 2 | 7.1054e-15 | 4 | 11.5001 | 38.8757 | 11.5001 | 38.8757 | 0 | 0 | 12 | 0 | 4.4095 | 0 | 16.4095 | 0 | 44.7024 | 48.9 | 0 | 2.486 | 60.3379 | 0 | 0 | 0
1549 | 83.7518 | 0 | 83.7518 | 42.9 | 2 | 0 | 4 | 12.0375 | 39.954 | 12.0375 | 39.954 | 0 | 0 | 12 | 0 | 5.1397 | 0 | 17.1397 | 0 | 60.241 | 48.9 | 0 | 2.5126 | 60.2427 | 0 | 0 | 0
1550 | 81.0083 | 0 | 81.0083 | 42.9 | 2 | 7.1054e-15 | 4 | 12.6774 | 37.1836 | 12.6774 | 27.9212 | 0 | 9.2624 | 3.1228 | 0 | 5.3675 | 0 | 8.4902 | 0 | 68 | 48.9 | 0 | 2.4303 | 60.1627 | 0 | 3.5527e-15 | 0
1551 | 80.5944 | 0 | 80.5944 | 42.9 | 2 | 0 | 4 | 11.444 | 27.995 | 11.444 | 20.2504 | 0 | 7.7445 | 0 | 0 | 0 | 0 | 0 | 0 | 68 | 48.9 | 0 | 2.4178 | 83.4681 | 0 | 0 | 0
1552 | 85.5113 | 0 | 85.5113 | 42.9 | 2 | 3.6098 | 4 | 11.1461 | 21.8554 | 11.1461 | 21.8554 | 0 | 0 | 0 | 0 | 0 | 0 | 0 | 0 | 68 | 48.9 | 0 | 2.5653 | 81.3393 | 0 | 0 | 0
1553 | 87.7808 | 0 | 87.7808 | 42.9 | 2 | 8.7311 | 4.7882 | 11.5209 | 9.3216 | 11.5209 | 9.3216 | 0 | 0 | 0 | 8.519 | 0 | 0 | 0 | 8.519 | 58.5345 | 49.6882 | 0 | 2.6334 | 68.7928 | 0 | 0 | 0
1554 | 95.0208 | 0 | 95.0208 | 42.9 | 2 | 10.7794 | 4.9628 | 12.3786 | 5.5474e-15 | 12.3786 | 5.5474e-15 | 0 | 0 | 0 | 12 | 0 | 10 | 0 | 22 | 34.3546 | 49.8628 | 0 | 2.8506 | 55.1372 | 0 | 0 | 0
1555 | 99.512 | 0 | 99.512 | 43.111 | 2 | 11.3325 | 10 | 12.6294 | 0 | 12.6294 | 0 | 0 | 0 | 0 | 12 | 0 | 8.4391 | 0 | 20.4391 | 11.8678 | 55.111 | 0 | 2.9854 | 49.889 | 0 | 0 | 0
1556 | 103.8409 | 0 | 103.8409 | 53.8619 | 2 | 11.4815 | 10 | 15.8164 | 0 | 15.8164 | 0 | 0 | 0 | 0 | 10.681 | 0 | 0 | 0 | 10.681 | 0 | 65.8619 | 0 | 3.1152 | 39.1381 | 0 | 0 | 0
1557 | 99.2609 | 0 | 99.2609 | 55 | 9.6157 | 11.1924 | 10 | 13.4528 | 0 | 13.4528 | 0 | 0 | 0 | 0 | 0 | 0 | 0 | 0 | 0 | 0 | 74.6157 | 0 | 2.9778 | 30.3843 | 0 | 0 | 0
1558 | 97.0868 | 0 | 97.0868 | 55 | 6.8841 | 10.7826 | 10 | 14.42 | 0 | 14.42 | 0 | 0 | 0 | 0 | 0 | 0 | 0 | 0 | 0 | 0 | 71.8841 | 0 | 2.9126 | 33.1159 | 0 | 0 | 0
1559 | 92.35 | 0 | 92.35 | 55 | 2.2138 | 10.0821 | 10 | 15.0541 | 0 | 15.0541 | 0 | 0 | 0 | 0 | 0 | 0 | 0 | 0 | 0 | 0 | 67.2138 | 0 | 2.7705 | 37.7862 | 0 | 0 | 0
1560 | 78.4185 | 0 | 78.4185 | 44.3969 | 2 | 8.4595 | 10 | 13.5621 | 0 | 13.5621 | 0 | 0 | 0 | 0 | 0 | 0 | 0 | 0 | 0 | 0 | 56.3969 | 0 | 2.3526 | 48.6031 | 0 | 0 | 0
1561 | 78.5694 | 0 | 78.5694 | 44.7346 | 2 | 8.5102 | 10 | 13.3246 | 0 | 13.3246 | 0 | 0 | 0 | 0 | 0 | 0 | 0 | 0 | 0 | 0 | 56.7346 | 0 | 2.3571 | 48.2654 | 0 | 0 | 0
1562 | 81.4907 | 0 | 81.4907 | 45.3281 | 2 | 8.5992 | 10 | 15.5633 | 0 | 15.5633 | 0 | 0 | 0 | 0 | 0 | 0 | 0 | 0 | 0 | 0 | 57.3281 | 0 | 2.4447 | 47.6719 | 0 | 0 | 0
1563 | 80.2499 | 0 | 80.2499 | 43.7761 | 2 | 8.3664 | 10 | 16.1073 | 0 | 16.1073 | 0 | 0 | 0 | 0 | 0 | 0 | 0 | 0 | 0 | 0 | 55.7761 | 0 | 2.4075 | 49.2239 | 0 | 0 | 0
1564 | 83.5204 | 0 | 83.5204 | 49.2136 | 2 | 9.1821 | 10 | 13.1248 | 0 | 13.1248 | 0 | 0 | 0 | 0 | 0 | 0 | 0 | 0 | 0 | 0 | 61.2136 | 0 | 2.5056 | 43.7864 | 0 | 0 | 0
1565 | 82.0204 | 0 | 82.0204 | 46.1407 | 2 | 8.7211 | 10 | 15.1587 | 0 | 15.1587 | 0 | 0 | 0 | 0 | 0 | 0 | 0 | 0 | 0 | 0 | 58.1407 | 0 | 2.4606 | 46.8593 | 0 | 0 | 0
1566 | 81.7603 | 0 | 81.7603 | 47.15 | 2 | 8.8725 | 10 | 13.7377 | 0 | 13.7377 | 0 | 0 | 0 | 0 | 0 | 0 | 0 | 0 | 0 | 0 | 59.15 | 0 | 2.4528 | 45.85 | 0 | 0 | 0
1567 | 82.0577 | 0 | 82.0577 | 42.9 | 2 | 7.7791 | 6.9608 | 11.4346 | 10.9832 | 11.4346 | 10.9832 | 0 | 0 | 0 | 0 | 0 | 0 | 0 | 0 | 0 | 51.8608 | 0 | 2.4617 | 53.1392 | 0 | 0 | 0
1568 | 80.0909 | 0 | 80.0909 | 42.9 | 2 | 1.4211e-14 | 4 | 12.0371 | 20.9407 | 12.0371 | 20.9407 | 0 | 0 | 1.7869 | 0 | 0 | 0 | 1.7869 | 0 | 1.6082 | 48.9 | 0 | 2.4027 | 62.2452 | 0 | 0 | 0
1569 | 80.8901 | 0 | 80.8901 | 42.9 | 2 | 7.1054e-15 | 4 | 13.8977 | 30.0288 | 13.8977 | 30.0288 | 0 | 0 | 11.9364 | 0 | 0 | 0 | 11.9364 | 0 | 12.351 | 48.9 | 0 | 2.4267 | 60.9213 | 0 | 0 | 0
1570 | 79.9508 | 0 | 79.9508 | 42.9 | 2 | 0 | 4 | 10.3353 | 36.1665 | 10.3353 | 36.1665 | 0 | 0 | 12 | 0 | 3.451 | 0 | 15.451 | 0 | 26.3327 | 48.9 | 0 | 2.3985 | 60.4629 | 0 | 0 | 0
1571 | 81.344 | 0 | 81.344 | 42.9 | 2 | 0 | 4 | 11.8159 | 42.4534 | 11.8159 | 42.4534 | 0 | 0 | 12 | 0 | 9.8252 | 0 | 21.8252 | 0 | 46.1911 | 48.9 | 0 | 2.4403 | 59.6315 | 0 | 0 | 0
1572 | 79.1604 | 0 | 79.1604 | 42.9 | 2 | 7.1054e-15 | 4 | 11.5701 | 41.8172 | 11.5701 | 39.1071 | 0 | 2.7101 | 12 | 0 | 8.4168 | 0 | 20.4168 | 0 | 64.751 | 48.9 | 0 | 2.3748 | 59.4617 | 0 | 3.5527e-15 | 0
1573 | 80.4297 | 0 | 80.4297 | 42.9 | 2 | 0 | 4 | 12.4393 | 41.9188 | 12.4393 | 22.7005 | 0 | 19.2183 | 3.61 | 0 | 0 | 0 | 3.61 | 0 | 68 | 48.9 | 0 | 2.4129 | 69.5007 | 0 | 0 | -3.1086e-15
1574 | 75.9914 | 0 | 75.9914 | 42.9 | 2 | 1.4211e-14 | 4 | 12.1369 | 39.0054 | 12.1369 | 14.9545 | 0 | 24.0508 | 0 | 0 | 0 | 0 | 0 | 0 | 68 | 48.9 | 0 | 2.2797 | 81.3412 | 0 | 0 | 0
1575 | 78.6001 | 0 | 78.6001 | 42.9 | 2 | 0 | 4 | 12.8991 | 31.3954 | 12.8991 | 16.801 | 0 | 14.5944 | 0 | 0 | 0 | 0 | 0 | 0 | 68 | 48.9 | 0 | 2.358 | 82.5746 | 0 | 0 | 0
1576 | 83.6281 | 0 | 83.6281 | 42.9 | 2 | 2.2149 | 4 | 12.1667 | 20.3465 | 12.1667 | 20.3465 | 0 | 0 | 0 | 0 | 0 | 0 | 0 | 0 | 68 | 48.9 | 0 | 2.5088 | 82.5523 | 0 | 0 | 0
1577 | 83.863 | 0 | 83.863 | 42.9 | 2 | 6.4313 | 4 | 13.8895 | 12.5507 | 13.8895 | 12.5507 | 0 | 0 | 0 | 2.0915 | 0 | 0 | 0 | 2.0915 | 65.6762 | 48.9 | 0 | 2.5159 | 77.0672 | 0 | 0 | -1.4211e-14
1578 | 90.7505 | 0 | 90.7505 | 42.9 | 2 | 6.7351 | 4 | 13.1812 | 5.7536e-15 | 13.1812 | 5.7536e-15 | 0 | 0 | 0 | 12 | 0 | 9.9341 | 0 | 21.9341 | 41.5677 | 48.9 | 0 | 2.7225 | 59.5485 | 0 | 0 | 0
1579 | 95.0068 | 0 | 95.0068 | 42.9 | 2 | 10.6859 | 5.8344 | 13.0816 | 0 | 13.0816 | 0 | 0 | 0 | 0 | 12 | 0 | 8.5049 | 0 | 20.5049 | 19.0095 | 50.7344 | 0 | 2.8502 | 54.2656 | 0 | 1.4211e-14 | 0
1580 | 98.8388 | 0 | 98.8388 | 49.3663 | 2 | 11.005 | 10 | 14.4675 | 0 | 14.4675 | 0 | 0 | 0 | 0 | 12 | 0 | 0 | 0 | 12 | 5.6762 | 61.3663 | 0 | 2.9652 | 43.6337 | 0 | 0 | 0
1581 | 94.4908 | 0 | 94.4908 | 52.6233 | 2 | 10.4598 | 10 | 14.2991 | 0 | 14.2991 | 0 | 0 | 0 | 0 | 5.1085 | 0 | 0 | 0 | 5.1085 | 0 | 64.6233 | 0 | 2.8347 | 40.3767 | 0 | 0 | 0
1582 | 92.7084 | 0 | 92.7084 | 55 | 2.1113 | 10.0667 | 10 | 15.5303 | 0 | 15.5303 | 0 | 0 | 0 | 0 | 0 | 0 | 0 | 0 | 0 | 0 | 67.1113 | 0 | 2.7813 | 37.8887 | 0 | 0 | 0
1583 | 85.948 | 0 | 85.948 | 50.8414 | 2 | 9.4262 | 10 | 13.6804 | 0 | 13.6804 | 0 | 0 | 0 | 0 | 0 | 0 | 0 | 0 | 0 | 0 | 62.8414 | 0 | 2.5784 | 42.1586 | 0 | 0 | 0
1584 | 80.8568 | 0 | 80.8568 | 45.9303 | 2 | 8.6896 | 10 | 14.237 | 0 | 14.237 | 0 | 0 | 0 | 0 | 0 | 0 | 0 | 0 | 0 | 0 | 57.9303 | 0 | 2.4257 | 47.0697 | 0 | 0 | 0
1585 | 80.3885 | 0 | 80.3885 | 45.5385 | 2 | 8.6308 | 10 | 14.2192 | 0 | 14.2192 | 0 | 0 | 0 | 0 | 0 | 0 | 0 | 0 | 0 | 0 | 57.5385 | 0 | 2.4117 | 47.4615 | 0 | 0 | 0
1586 | 79.7505 | 0 | 79.7505 | 44.6508 | 2 | 8.4976 | 10 | 14.6021 | 0 | 14.6021 | 0 | 0 | 0 | 0 | 0 | 0 | 0 | 0 | 0 | 0 | 56.6508 | 0 | 2.3925 | 48.3492 | 0 | 0 | 0
1587 | 82.7351 | 0 | 82.7351 | 46.5843 | 2 | 8.7877 | 10 | 15.3632 | 0 | 15.3632 | 0 | 0 | 0 | 0 | 0 | 0 | 0 | 0 | 0 | 0 | 58.5843 | 0 | 2.4821 | 46.4157 | 0 | 0 | 0
1588 | 81.2387 | 0 | 81.2387 | 46.4647 | 2 | 8.7697 | 10 | 14.0043 | 0 | 14.0043 | 0 | 0 | 0 | 0 | 0 | 0 | 0 | 0 | 0 | 0 | 58.4647 | 0 | 2.4372 | 46.5353 | 0 | 0 | 0
1589 | 84.0418 | 0 | 84.0418 | 49.0191 | 2 | 9.1529 | 10 | 13.8698 | 0 | 13.8698 | 0 | 0 | 0 | 0 | 0 | 0 | 0 | 0 | 0 | 0 | 61.0191 | 0 | 2.5213 | 43.9809 | 0 | 0 | 0
1590 | 81.5202 | 0 | 81.5202 | 46.5455 | 2 | 8.7818 | 10 | 14.1929 | 0 | 14.1929 | 0 | 0 | 0 | 0 | 0 | 0 | 0 | 0 | 0 | 0 | 58.5455 | 0 | 2.4456 | 46.4545 | 0 | 0 | 0
1591 | 83.6263 | 0 | 83.6263 | 42.9 | 2 | 7.7116 | 6.5104 | 12.1247 | 12.3795 | 12.1247 | 12.3795 | 0 | 0 | 0 | 0 | 0 | 0 | 0 | 0 | 0 | 51.4104 | 0 | 2.5088 | 53.5896 | 0 | 0 | -1.4211e-14
1592 | 83.8998 | 0 | 83.8998 | 42.9 | 2 | 1.4211e-14 | 4 | 12.2177 | 24.5167 | 12.2177 | 24.5167 | 0 | 0 | 1.7346 | 0 | 0 | 0 | 1.7346 | 0 | 1.5611 | 48.9 | 0 | 2.517 | 62.252 | 0 | 0 | 0
1593 | 82.1817 | 0 | 82.1817 | 42.9 | 2 | 0 | 4 | 11.6353 | 39.9618 | 11.6353 | 39.9618 | 0 | 0 | 12 | 0 | 6.3153 | 0 | 18.3153 | 0 | 18.1836 | 48.9 | 0 | 2.4655 | 60.0893 | 0 | 0 | 0
1594 | 80.5616 | 0 | 80.5616 | 42.9 | 2 | 7.1054e-15 | 4 | 10.7774 | 45.5853 | 10.7774 | 42.8842 | 0 | 2.7011 | 12 | 0 | 10 | 0 | 22 | 0 | 38.2031 | 48.9 | 0 | 2.4168 | 59.2564 | 0 | 0 | 0
1595 | 81.3255 | 0 | 81.3255 | 42.9 | 2 | 2.1316e-14 | 4 | 11.5962 | 47.6253 | 11.5962 | 38.207 | 0 | 9.4183 | 12 | 0 | 5.3777 | 0 | 17.3777 | 0 | 53.9611 | 48.9 | 0 | 2.4398 | 58.9831 | 0 | 3.5527e-15 | 0
1596 | 78.5623 | 0 | 78.5623 | 42.9 | 2 | 0 | 4 | 11.5994 | 46.5218 | 11.5994 | 30.0629 | 0 | 16.459 | 12 | 0 | 0 | 0 | 12 | 0 | 64.7611 | 48.9 | 0 | 2.3569 | 68.7662 | 0 | 0 | 0
1597 | 81.6271 | 0 | 81.6271 | 42.9 | 2 | 0 | 4 | 12.2689 | 44.8794 | 12.2689 | 24.057 | 0 | 20.8225 | 3.5987 | 0 | 0 | 0 | 3.5987 | 0 | 68 | 48.9 | 0 | 2.4488 | 69.2929 | 0 | 1.1102e-14 | 0
1598 | 77.8189 | 0 | 77.8189 | 42.9 | 2 | 7.1054e-15 | 4 | 12.6146 | 43.0775 | 12.6146 | 16.3043 | 0 | 26.7732 | 0 | 0 | 0 | 0 | 0 | 0 | 68 | 48.9 | 0 | 2.3346 | 80.9861 | 0 | 0 | 0
1599 | 77.7078 | 0 | 77.7078 | 42.9 | 2 | 7.1054e-15 | 4 | 12.3338 | 35.2481 | 12.3338 | 16.474 | 0 | 18.7741 | 0 | 0 | 0 | 0 | 0 | 0 | 68 | 48.9 | 0 | 2.3312 | 82.0295 | 0 | 0 | 0
1600 | 81.3116 | 0 | 81.3116 | 42.9 | 2 | 7.1054e-15 | 4 | 11.5072 | 23.1707 | 11.5072 | 20.9044 | 0 | 2.2663 | 0 | 0 | 0 | 0 | 0 | 0 | 68 | 48.9 | 0 | 2.4393 | 84.1827 | 0 | 0 | 0
1601 | 88.7952 | 0 | 88.7952 | 42.9 | 2 | 8.4412 | 4.9939 | 12.3098 | 11.7697 | 12.3098 | 11.7697 | 0 | 0 | 0 | 6.3807 | 0 | 0 | 0 | 6.3807 | 60.9104 | 49.8939 | 0 | 2.6639 | 70.7255 | 0 | 0 | -1.4211e-14
1602 | 93.2467 | 0 | 93.2467 | 42.9 | 2 | 9.5076 | 4 | 12.8391 | 5.8772e-15 | 12.8391 | 5.8772e-15 | 0 | 0 | 0 | 12 | 0 | 10 | 0 | 22 | 36.7305 | 48.9 | 0 | 2.7974 | 57.0803 | 0 | 0 | 0
1603 | 95.9223 | 0 | 95.9223 | 42.9 | 2 | 10.5673 | 5.1097 | 14.9062 | 0 | 14.9062 | 0 | 0 | 0 | 0 | 12 | 0 | 8.4391 | 0 | 20.4391 | 14.2437 | 50.0097 | 0 | 2.8777 | 54.9903 | 0 | 0 | 0
1604 | 99.4309 | 0 | 99.4309 | 50.479 | 2 | 11.1719 | 10 | 13.78 | 0 | 13.78 | 0 | 0 | 0 | 0 | 12 | 0 | 0 | 0 | 12 | 0.91038 | 62.479 | 0 | 2.9829 | 42.521 | 0 | 1.4211e-14 | 0
1605 | 96.1697 | 0 | 96.1697 | 55 | 6.2999 | 10.8179 | 10 | 13.2325 | 0 | 13.2325 | 0 | 0 | 0 | 0 | 0.81934 | 0 | 0 | 0 | 0.81934 | 0 | 71.2999 | 0 | 2.8851 | 33.7001 | 0 | 0 | 0
1606 | 91.1097 | 0 | 91.1097 | 55 | 2.0816 | 10.0623 | 10 | 13.9658 | 0 | 13.9658 | 0 | 0 | 0 | 0 | 0 | 0 | 0 | 0 | 0 | 0 | 67.0816 | 0 | 2.7333 | 37.9184 | 0 | 0 | 0
1607 | 90.4603 | 0 | 90.4603 | 54.4307 | 2 | 9.9646 | 10 | 14.065 | 0 | 14.065 | 0 | 0 | 0 | 0 | 0 | 0 | 0 | 0 | 0 | 0 | 66.4307 | 0 | 2.7138 | 38.5693 | 0 | 0 | 0
1608 | 78.1799 | 0 | 78.1799 | 45.1003 | 2 | 8.5651 | 10 | 12.5145 | 0 | 12.5145 | 0 | 0 | 0 | 0 | 0 | 0 | 0 | 0 | 0 | 0 | 57.1003 | 0 | 2.3454 | 47.8997 | 0 | 0 | 0
1609 | 81.9754 | 0 | 81.9754 | 46.5807 | 2 | 8.7871 | 10 | 14.6076 | 0 | 14.6076 | 0 | 0 | 0 | 0 | 0 | 0 | 0 | 0 | 0 | 0 | 58.5807 | 0 | 2.4593 | 46.4193 | 0 | 0 | 0
1610 | 79.5654 | 0 | 79.5654 | 45.9984 | 2 | 8.6998 | 10 | 12.8672 | 0 | 12.8672 | 0 | 0 | 0 | 0 | 0 | 0 | 0 | 0 | 0 | 0 | 57.9984 | 0 | 2.387 | 47.0016 | 0 | 0 | 0
1611 | 80.0757 | 0 | 80.0757 | 45.5478 | 2 | 8.6322 | 10 | 13.8958 | 0 | 13.8958 | 0 | 0 | 0 | 0 | 0 | 0 | 0 | 0 | 0 | 0 | 57.5478 | 0 | 2.4023 | 47.4522 | 0 | 0 | 0
1612 | 80.8854 | 0 | 80.8854 | 47.427 | 2 | 8.9141 | 10 | 12.5444 | 0 | 12.5444 | 0 | 0 | 0 | 0 | 0 | 0 | 0 | 0 | 0 | 0 | 59.427 | 0 | 2.4266 | 45.573 | 0 | 0 | 0
1613 | 83.1337 | 0 | 83.1337 | 50.3097 | 2 | 9.3465 | 10 | 11.4775 | 0 | 11.4775 | 0 | 0 | 0 | 0 | 0 | 0 | 0 | 0 | 0 | 0 | 62.3097 | 0 | 2.494 | 42.6903 | 0 | 0 | 0
1614 | 84.8717 | 0 | 84.8717 | 50.5093 | 2 | 9.3764 | 10 | 12.986 | 0 | 12.986 | 0 | 0 | 0 | 0 | 0 | 0 | 0 | 0 | 0 | 0 | 62.5093 | 0 | 2.5462 | 42.4907 | 0 | 0 | -1.4211e-14
1615 | 82.1314 | 0 | 82.1314 | 42.9 | 2 | 7.559 | 5.4932 | 11.496 | 12.6833 | 11.496 | 12.6833 | 0 | 0 | 0 | 0 | 0 | 0 | 0 | 0 | 0 | 50.3932 | 0 | 2.4639 | 54.6068 | 0 | 0 | 0
1616 | 82.2615 | 0 | 82.2615 | 42.9 | 2 | 0.71644 | 4 | 9.6174 | 23.0277 | 9.6174 | 23.0277 | 0 | 0 | 0 | 0 | 0 | 0 | 0 | 0 | 0 | 48.9 | 0 | 2.4678 | 61.8553 | 0 | 0 | 0
1617 | 82.0277 | 0 | 82.0277 | 42.9 | 2 | 7.1054e-15 | 4 | 9.4713 | 31.2263 | 9.4713 | 31.2263 | 0 | 0 | 7.5699 | 0 | 0 | 0 | 7.5699 | 0 | 6.8129 | 48.9 | 0 | 2.4608 | 61.4909 | 0 | 1.4211e-14 | 0
1618 | 79.7622 | 0 | 79.7622 | 42.9 | 2 | 0 | 4 | 8.8219 | 39.3471 | 8.8219 | 39.3471 | 0 | 0 | 12 | 0 | 5.3068 | 0 | 17.3068 | 0 | 22.5056 | 48.9 | 0 | 2.3929 | 60.2209 | 0 | 0 | 0
1619 | 80.8598 | 0 | 80.8598 | 42.9 | 2 | 1.4211e-14 | 4 | 8.9332 | 45.5454 | 8.9332 | 45.0266 | 0 | 0.51883 | 12 | 0 | 10 | 0 | 22 | 0 | 42.5251 | 48.9 | 0 | 2.4258 | 59.541 | 0 | 1.4211e-14 | 0
1620 | 78.0643 | 0 | 78.0643 | 42.9 | 2 | 7.1054e-15 | 4 | 7.7728 | 43.3565 | 7.7728 | 39.7777 | 0 | 3.5788 | 12 | 0 | 6.3862 | 0 | 18.3862 | 0 | 59.2129 | 48.9 | 0 | 2.3419 | 59.6133 | 0 | 3.5527e-15 | 0
1621 | 79.8237 | 0 | 79.8237 | 42.9 | 2 | 7.1054e-15 | 4 | 10.8525 | 41.7455 | 10.8525 | 29.8347 | 0 | 11.9108 | 9.7634 | 0 | 0 | 0 | 9.7634 | 0 | 68 | 48.9 | 0 | 2.3947 | 69.6512 | 0 | 0 | -5.3291e-15
1622 | 79.805 | 0 | 79.805 | 42.9 | 2 | 0 | 4 | 9.3686 | 40.9204 | 9.3686 | 21.5364 | 0 | 19.384 | 0 | 0 | 0 | 0 | 0 | 0 | 68 | 48.9 | 0 | 2.3941 | 81.9499 | 0 | 0 | -1.4211e-14
1623 | 77.4292 | 0 | 77.4292 | 42.9 | 2 | 0 | 4 | 10.7566 | 30.1129 | 10.7566 | 17.7726 | 0 | 12.3402 | 0 | 0 | 0 | 0 | 0 | 0 | 68 | 48.9 | 0 | 2.3229 | 82.8687 | 0 | 0 | 0
1624 | 80.3397 | 0 | 80.3397 | 42.9 | 2 | 7.1054e-15 | 4 | 10.2922 | 23.1758 | 10.2922 | 21.1475 | 0 | 2.0283 | 0 | 0 | 0 | 0 | 0 | 0 | 68 | 48.9 | 0 | 2.4102 | 84.2137 | 0 | 1.4211e-14 | 0
1625 | 85.8942 | 0 | 85.8942 | 42.9 | 2 | 8.1377 | 7.1929 | 12.5788 | 10.9268 | 12.5788 | 10.9268 | 0 | 0 | 0 | 2.158 | 0 | 0 | 0 | 2.158 | 65.6022 | 52.0929 | 0 | 2.5768 | 72.7491 | 0 | 0 | 0
1626 | 92.493 | 0 | 92.493 | 42.9 | 2 | 10.563 | 4.9287 | 11.5098 | 5.9259e-15 | 11.5098 | 5.9259e-15 | 0 | 0 | 0 | 12 | 0 | 8.5914 | 0 | 20.5914 | 42.9501 | 49.8287 | 0 | 2.7748 | 56.5799 | 0 | 0 | -1.4211e-14
1627 | 96.9078 | 0 | 96.9078 | 42.9 | 2 | 10.9354 | 6.1549 | 13.0698 | 0 | 13.0698 | 0 | 0 | 0 | 0 | 12 | 0 | 9.8477 | 0 | 21.8477 | 18.9355 | 51.0549 | 0 | 2.9072 | 53.9451 | 0 | 0 | 0
1628 | 98.3263 | 0 | 98.3263 | 50.7757 | 2 | 11.2164 | 10 | 12.3342 | 0 | 12.3342 | 0 | 0 | 0 | 0 | 12 | 0 | 0 | 0 | 12 | 5.6022 | 62.7757 | 0 | 2.9498 | 42.2243 | 0 | 0 | 0
1629 | 97.8373 | 0 | 97.8373 | 55 | 6.3117 | 11.4531 | 10 | 10.0305 | 0 | 10.0305 | 0 | 0 | 0 | 0 | 5.042 | 0 | 0 | 0 | 5.042 | 0 | 71.3117 | 0 | 2.9351 | 33.6883 | 0 | 0 | 0
1630 | 89.9388 | 0 | 89.9388 | 54.2244 | 2 | 9.9337 | 10 | 13.7807 | 0 | 13.7807 | 0 | 0 | 0 | 0 | 0 | 0 | 0 | 0 | 0 | 0 | 66.2244 | 0 | 2.6982 | 38.7756 | 0 | 0 | 0
1631 | 89.5529 | 0 | 89.5529 | 54.0505 | 2 | 9.9076 | 10 | 13.5948 | 0 | 13.5948 | 0 | 0 | 0 | 0 | 0 | 0 | 0 | 0 | 0 | 0 | 66.0505 | 0 | 2.6866 | 38.9495 | 0 | 0 | 0
1632 | 81.9201 | 0 | 81.9201 | 47.9945 | 2 | 8.9992 | 10 | 12.9265 | 0 | 12.9265 | 0 | 0 | 0 | 0 | 0 | 0 | 0 | 0 | 0 | 0 | 59.9945 | 0 | 2.4576 | 45.0055 | 0 | 0 | 0
1633 | 82.3655 | 0 | 82.3655 | 47.3657 | 2 | 8.9049 | 10 | 14.0949 | 0 | 14.0949 | 0 | 0 | 0 | 0 | 0 | 0 | 0 | 0 | 0 | 0 | 59.3657 | 0 | 2.471 | 45.6343 | 0 | 0 | 0
1634 | 85.0338 | 0 | 85.0338 | 50.1996 | 2 | 9.33 | 10 | 13.5042 | 0 | 13.5042 | 0 | 0 | 0 | 0 | 0 | 0 | 0 | 0 | 0 | 0 | 62.1996 | 0 | 2.551 | 42.8004 | 0 | 0 | 0
1635 | 82.7093 | 0 | 82.7093 | 49.2499 | 2 | 9.1875 | 10 | 12.2719 | 0 | 12.2719 | 0 | 0 | 0 | 0 | 0 | 0 | 0 | 0 | 0 | 0 | 61.2499 | 0 | 2.4813 | 43.7501 | 0 | 0 | 0
1636 | 87.3381 | 0 | 87.3381 | 52.4726 | 2 | 9.6709 | 10 | 13.1946 | 0 | 13.1946 | 0 | 0 | 0 | 0 | 0 | 0 | 0 | 0 | 0 | 0 | 64.4726 | 0 | 2.6201 | 40.5274 | 0 | 0 | 0
1637 | 87.1245 | 0 | 87.1245 | 53.8815 | 2 | 9.8822 | 10 | 11.3608 | 0 | 11.3608 | 0 | 0 | 0 | 0 | 0 | 0 | 0 | 0 | 0 | 0 | 65.8815 | 0 | 2.6137 | 39.1185 | 0 | 0 | 0
1638 | 83.6713 | 0 | 83.6713 | 50.5587 | 2 | 9.3838 | 10 | 11.7287 | 0 | 11.7287 | 0 | 0 | 0 | 0 | 0 | 0 | 0 | 0 | 0 | 0 | 62.5587 | 0 | 2.5101 | 42.4413 | 0 | 0 | 0
1639 | 87.2884 | 0 | 87.2884 | 44.781 | 2 | 8.5172 | 10 | 9.9268 | 12.0634 | 9.9268 | 12.0634 | 0 | 0 | 0 | 0 | 0 | 0 | 0 | 0 | 0 | 56.781 | 0 | 2.6187 | 48.219 | 0 | 0 | 0
1640 | 84.1672 | 0 | 84.1672 | 42.9 | 2 | 1.1118 | 4 | 12.5711 | 21.5843 | 12.5711 | 21.5843 | 0 | 0 | 0 | 0 | 0 | 0 | 0 | 0 | 0 | 48.9 | 0 | 2.525 | 61.5115 | 0 | 0 | 0
1641 | 86.5326 | 0 | 86.5326 | 42.9 | 2 | 7.1054e-15 | 4 | 11.2917 | 29.648 | 11.2917 | 29.648 | 0 | 0 | 3.3071 | 0 | 0 | 0 | 3.3071 | 0 | 2.9764 | 48.9 | 0 | 2.596 | 62.0469 | 0 | 0 | 0
1642 | 83.7221 | 0 | 83.7221 | 42.9 | 2 | 0 | 4 | 9.6384 | 39.4034 | 9.6384 | 39.4034 | 0 | 0 | 12 | 0 | 2.2197 | 0 | 14.2197 | 0 | 15.8229 | 48.9 | 0 | 2.5117 | 60.6235 | 0 | 0 | 0
1643 | 82.3803 | 0 | 82.3803 | 42.9 | 2 | 0 | 4 | 11.0719 | 49.3471 | 11.0719 | 44.4084 | 0 | 4.9387 | 12 | 0 | 10 | 0 | 22 | 0 | 35.8424 | 48.9 | 0 | 2.4714 | 58.9645 | 0 | 0 | 0
1644 | 82.0899 | 0 | 82.0899 | 42.9 | 2 | 0 | 4 | 10.0485 | 44.8498 | 10.0485 | 44.6147 | 0 | 0.23509 | 12 | 0 | 9.4734 | 0 | 21.4734 | 0 | 55.3764 | 48.9 | 0 | 2.4627 | 59.6467 | 0 | 3.5527e-15 | 0
1645 | 82.8324 | 0 | 82.8324 | 42.9 | 2 | 0 | 4 | 9.9758 | 38.8659 | 9.9758 | 35.9566 | 0 | 2.9094 | 12 | 0 | 0 | 0 | 12 | 0 | 66.1764 | 48.9 | 0 | 2.485 | 70.5336 | 0 | 0 | 0
1646 | 79.4141 | 0 | 79.4141 | 42.9 | 2 | 2.1316e-14 | 4 | 10.4007 | 40.6446 | 10.4007 | 22.1396 | 0 | 18.505 | 2.0262 | 0 | 0 | 0 | 2.0262 | 0 | 68 | 48.9 | 0 | 2.3824 | 69.8003 | 0 | 2.0428e-14 | 0
1647 | 79.0096 | 0 | 79.0096 | 42.9 | 2 | 7.1054e-15 | 4 | 10.9195 | 34.2779 | 10.9195 | 19.1901 | 0 | 15.0878 | 0 | 0 | 0 | 0 | 0 | 0 | 68 | 48.9 | 0 | 2.3703 | 82.5103 | 0 | 0 | 0
1648 | 84.0374 | 0 | 84.0374 | 42.9 | 2 | 1.5193 | 4 | 11.2062 | 22.4119 | 11.2062 | 22.4119 | 0 | 0 | 0 | 0 | 0 | 0 | 0 | 0 | 68 | 48.9 | 0 | 2.5211 | 83.1571 | 0 | 0 | 0
1649 | 89.5024 | 0 | 89.5024 | 42.9 | 2 | 7.4902 | 4 | 11.3264 | 11.9184 | 11.3264 | 11.9184 | 0 | 0 | 0 | 9.8674 | 0 | 0 | 0 | 9.8674 | 57.0362 | 48.9 | 0 | 2.6851 | 69.3847 | 0 | 0 | -1.4211e-14
1650 | 93.2888 | 0 | 93.2888 | 42.9 | 2 | 10.6735 | 4.2562 | 11.4591 | 5.7074e-15 | 11.4591 | 5.7074e-15 | 0 | 0 | 0 | 12 | 0 | 10 | 0 | 22 | 32.8563 | 49.1562 | 0 | 2.7987 | 55.8438 | 0 | 0 | 0
1651 | 96.5229 | 0 | 96.5229 | 42.9 | 2 | 10.8396 | 6.9249 | 13.4193 | 0 | 13.4193 | 0 | 0 | 0 | 0 | 12 | 0 | 8.4391 | 0 | 20.4391 | 10.3695 | 51.8249 | 0 | 2.8957 | 53.1751 | 0 | 1.4211e-14 | 0
1652 | 102.6083 | 0 | 102.6083 | 55 | 3.5453 | 11.6817 | 10 | 13.0487 | 0 | 13.0487 | 0 | 0 | 0 | 0 | 9.3326 | 0 | 0 | 0 | 9.3326 | 0 | 68.5453 | 0 | 3.0782 | 36.4547 | 0 | 1.4211e-14 | 0
1653 | 98.3499 | 0 | 98.3499 | 55 | 9.0385 | 11.1058 | 10 | 13.2056 | 0 | 13.2056 | 0 | 0 | 0 | 0 | 0 | 0 | 0 | 0 | 0 | 0 | 74.0385 | 0 | 2.9505 | 30.9615 | 0 | 0 | 0
1654 | 95.3135 | 0 | 95.3135 | 55 | 6.829 | 10.7744 | 10 | 12.7101 | 0 | 12.7101 | 0 | 0 | 0 | 0 | 0 | 0 | 0 | 0 | 0 | 0 | 71.829 | 0 | 2.8594 | 33.171 | 0 | 0 | 0
1655 | 92.9405 | 0 | 92.9405 | 55 | 4.0649 | 10.3598 | 10 | 13.5158 | 0 | 13.5158 | 0 | 0 | 0 | 0 | 0 | 0 | 0 | 0 | 0 | 0 | 69.0649 | 0 | 2.7882 | 35.9351 | 0 | 0 | 0
1656 | 78.4995 | 0 | 78.4995 | 42.9 | 2 | 8.0592 | 8.8278 | 16.7125 | 0 | 16.7125 | 0 | 0 | 0 | 0 | 0 | 0 | 0 | 0 | 0 | 0 | 53.7278 | 0 | 2.355 | 51.2722 | 0 | 0 | 0
1657 | 78.7521 | 0 | 78.7521 | 42.9 | 2 | 7.892 | 7.7131 | 18.247 | 0 | 18.247 | 0 | 0 | 0 | 0 | 0 | 0 | 0 | 0 | 0 | 0 | 52.6131 | 0 | 2.3626 | 52.3869 | 0 | 0 | 0
1658 | 78.415 | 0 | 78.415 | 43.0584 | 2 | 8.2588 | 10 | 15.0978 | 0 | 15.0978 | 0 | 0 | 0 | 0 | 0 | 0 | 0 | 0 | 0 | 0 | 55.0584 | 0 | 2.3525 | 49.9416 | 0 | 0 | 0
1659 | 82.1571 | 0 | 82.1571 | 45.7133 | 2 | 8.657 | 10 | 15.7868 | 0 | 15.7868 | 0 | 0 | 0 | 0 | 0 | 0 | 0 | 0 | 0 | 0 | 57.7133 | 0 | 2.4647 | 47.2867 | 0 | 0 | 0
1660 | 80.8217 | 0 | 80.8217 | 43.7599 | 2 | 8.364 | 10 | 16.6977 | 0 | 16.6977 | 0 | 0 | 0 | 0 | 0 | 0 | 0 | 0 | 0 | 0 | 55.7599 | 0 | 2.4246 | 49.2401 | 0 | 0 | 0
1661 | 79.063 | 0 | 79.063 | 43.2337 | 2 | 8.2851 | 10 | 15.5443 | 0 | 15.5443 | 0 | 0 | 0 | 0 | 0 | 0 | 0 | 0 | 0 | 0 | 55.2337 | 0 | 2.3719 | 49.7663 | 0 | 0 | 0
1662 | 82.3532 | 0 | 82.3532 | 46.7222 | 2 | 8.8083 | 10 | 14.8227 | 0 | 14.8227 | 0 | 0 | 0 | 0 | 0 | 0 | 0 | 0 | 0 | 0 | 58.7222 | 0 | 2.4706 | 46.2778 | 0 | 0 | 0
1663 | 81.6752 | 0 | 81.6752 | 42.9 | 2 | 7.3433 | 4.0553 | 14.576 | 10.8006 | 14.576 | 10.8006 | 0 | 0 | 0 | 0 | 0 | 0 | 0 | 0 | 0 | 48.9553 | 0 | 2.4503 | 56.0447 | 0 | 0 | -1.4211e-14
1664 | 79.2076 | 0 | 79.2076 | 42.9 | 2 | 0 | 4 | 14.5937 | 21.4664 | 14.5937 | 21.4664 | 0 | 0 | 5.7526 | 0 | 0 | 0 | 5.7526 | 0 | 5.1773 | 48.9 | 0 | 2.3762 | 61.7279 | 0 | 0 | 0
1665 | 79.6698 | 0 | 79.6698 | 42.9 | 2 | 0 | 4 | 13.5532 | 30.141 | 13.5532 | 30.141 | 0 | 0 | 12 | 0 | 0.92437 | 0 | 12.9244 | 0 | 16.8295 | 48.9 | 0 | 2.3901 | 60.7925 | 0 | 0 | 0
1666 | 81.2133 | 0 | 81.2133 | 42.9 | 2 | 7.1054e-15 | 4 | 12.4467 | 34.436 | 12.4467 | 34.436 | 0 | 0 | 12 | 0 | 2.5694 | 0 | 14.5694 | 0 | 29.9984 | 48.9 | 0 | 2.4364 | 60.5779 | 0 | 0 | 0
1667 | 78.1548 | 0 | 78.1548 | 42.9 | 2 | 0 | 4 | 14.9471 | 38.896 | 14.9471 | 36.3078 | 0 | 2.5882 | 12 | 0 | 10 | 0 | 22 | 0 | 50.0179 | 48.9 | 0 | 2.3446 | 59.2711 | 0 | 0 | 0
1668 | 79.1649 | 0 | 79.1649 | 42.9 | 2 | 0 | 4 | 14.2049 | 43.8018 | 14.2049 | 35.8401 | 0 | 7.9618 | 11.5808 | 0 | 8.1993 | 0 | 19.7801 | 0 | 68 | 48.9 | 0 | 2.3749 | 58.8598 | 0 | 7.1054e-15 | 0
1669 | 78.2448 | 0 | 78.2448 | 42.9 | 2 | 7.1054e-15 | 4 | 13.8496 | 39.2345 | 13.8496 | 15.4951 | 0 | 23.7394 | 0 | 0 | 0 | 0 | 0 | 0 | 68 | 48.9 | 0 | 2.3473 | 81.3818 | 0 | 0 | 0
1670 | 77.1917 | 0 | 77.1917 | 42.9 | 2 | 0 | 4 | 13.4696 | 38.5109 | 13.4696 | 14.8221 | 0 | 23.6887 | 0 | 0 | 0 | 0 | 0 | 0 | 68 | 48.9 | 0 | 2.3158 | 81.3884 | 0 | 0 | 0
1671 | 74.3178 | 0 | 74.3178 | 42.9 | 2 | 0 | 4 | 13.5346 | 30.8088 | 13.5346 | 11.8832 | 0 | 18.9256 | 0 | 0 | 0 | 0 | 0 | 0 | 68 | 48.9 | 0 | 2.2295 | 82.0097 | 0 | 0 | 0
1672 | 77.8027 | 0 | 77.8027 | 42.9 | 2 | 0 | 4 | 14.9136 | 20.1682 | 14.9136 | 13.9891 | 0 | 6.1791 | 0 | 0 | 0 | 0 | 0 | 0 | 68 | 48.9 | 0 | 2.3341 | 83.6723 | 0 | 0 | 0
1673 | 82.0995 | 0 | 82.0995 | 42.9 | 2 | 7.1553 | 4 | 14.7652 | 11.1046 | 14.7652 | 11.1046 | 0 | 0 | 0 | 0.17443 | 0 | 0 | 0 | 0.17443 | 67.8062 | 48.9 | 0 | 2.463 | 78.1046 | 0 | 1.4211e-14 | 0
1674 | 88.7085 | 0 | 88.7085 | 42.9 | 2 | 7.5415 | 4 | 15.932 | 5.2412e-15 | 15.932 | 5.2412e-15 | 0 | 0 | 0 | 12 | 0 | 4.3349 | 0 | 16.3349 | 49.771 | 48.9 | 0 | 2.6613 | 63.7161 | 0 | 0 | 0
1675 | 94.2459 | 0 | 94.2459 | 42.9 | 2 | 7.7732 | 4 | 16.7707 | 0 | 16.7707 | 0 | 0 | 0 | 0 | 12 | 0 | 8.802 | 0 | 20.802 | 26.8905 | 48.9 | 0 | 2.8274 | 59.6303 | 0 | 1.4211e-14 | 0
1676 | 97.9684 | 0 | 97.9684 | 42.9 | 2 | 10.6674 | 8.9134 | 16.1855 | 0 | 16.1855 | 0 | 0 | 0 | 0 | 12 | 0 | 5.3021 | 0 | 17.3021 | 7.8062 | 53.8134 | 0 | 2.9391 | 51.1866 | 0 | 0 | 0
1677 | 94.3752 | 0 | 94.3752 | 49.8868 | 2 | 10.3369 | 10 | 15.126 | 0 | 15.126 | 0 | 0 | 0 | 0 | 7.0256 | 0 | 0 | 0 | 7.0256 | 0 | 61.8868 | 0 | 2.8313 | 43.1132 | 0 | 0 | 0
1678 | 90.6721 | 0 | 90.6721 | 51.6637 | 2 | 9.5496 | 10 | 17.4588 | 0 | 17.4588 | 0 | 0 | 0 | 0 | 0 | 0 | 0 | 0 | 0 | 0 | 63.6637 | 0 | 2.7202 | 41.3363 | 0 | 0 | 0
1679 | 86.8659 | 0 | 86.8659 | 47.8041 | 2 | 8.9706 | 10 | 18.0911 | 0 | 18.0911 | 0 | 0 | 0 | 0 | 0 | 0 | 0 | 0 | 0 | 0 | 59.8041 | 0 | 2.606 | 45.1959 | 0 | 0 | 0
1680 | 80.3727 | 0 | 80.3727 | 46.9961 | 2 | 8.8494 | 10 | 12.5271 | 0 | 12.5271 | 0 | 0 | 0 | 0 | 0 | 0 | 0 | 0 | 0 | 0 | 58.9961 | 0 | 2.4112 | 46.0039 | 0 | 0 | 0
1681 | 81.4979 | 0 | 81.4979 | 48.2192 | 2 | 9.0329 | 10 | 12.2458 | 0 | 12.2458 | 0 | 0 | 0 | 0 | 0 | 0 | 0 | 0 | 0 | 0 | 60.2192 | 0 | 2.4449 | 44.7808 | 0 | 0 | 0
1682 | 82.4104 | 0 | 82.4104 | 49.6527 | 2 | 9.2479 | 10 | 11.5097 | 0 | 11.5097 | 0 | 0 | 0 | 0 | 0 | 0 | 0 | 0 | 0 | 0 | 61.6527 | 0 | 2.4723 | 43.3473 | 0 | 0 | 0
1683 | 80.3845 | 0 | 80.3845 | 48.1921 | 2 | 9.0288 | 10 | 11.1635 | 0 | 11.1635 | 0 | 0 | 0 | 0 | 0 | 0 | 0 | 0 | 0 | 0 | 60.1921 | 0 | 2.4115 | 44.8079 | 0 | 0 | 0
1684 | 82.0208 | 0 | 82.0208 | 50.4229 | 2 | 9.3635 | 10 | 10.2344 | 0 | 10.2344 | 0 | 0 | 0 | 0 | 0 | 0 | 0 | 0 | 0 | 0 | 62.4229 | 0 | 2.4606 | 42.5771 | 0 | 0 | 0
1685 | 81.9193 | 0 | 81.9193 | 47.8577 | 2 | 8.9787 | 10 | 13.0829 | 0 | 13.0829 | 0 | 0 | 0 | 0 | 0 | 0 | 0 | 0 | 0 | 0 | 59.8577 | 0 | 2.4576 | 45.1423 | 0 | 0 | 0
1686 | 81.957 | 0 | 81.957 | 49.9766 | 2 | 9.2965 | 10 | 10.684 | 0 | 10.684 | 0 | 0 | 0 | 0 | 0 | 0 | 0 | 0 | 0 | 0 | 61.9766 | 0 | 2.4587 | 43.0234 | 0 | 0 | 0
1687 | 81.8698 | 0 | 81.8698 | 42.9 | 2 | 7.5841 | 5.6602 | 10.6064 | 13.1191 | 10.6064 | 13.1191 | 0 | 0 | 0 | 0 | 0 | 0 | 0 | 0 | 0 | 50.5602 | 0 | 2.4561 | 54.4398 | 0 | 0 | 0
1688 | 82.8678 | 0 | 82.8678 | 42.9 | 2 | 0 | 4 | 10.4127 | 24.9793 | 10.4127 | 24.9793 | 0 | 0 | 1.4242 | 0 | 0 | 0 | 1.4242 | 0 | 1.2818 | 48.9 | 0 | 2.486 | 62.2925 | 0 | 0 | 0
1689 | 79.8943 | 0 | 79.8943 | 42.9 | 2 | 0 | 4 | 10.7919 | 34.5689 | 10.7919 | 34.5689 | 0 | 0 | 12 | 0 | 2.3665 | 0 | 14.3665 | 0 | 14.2636 | 48.9 | 0 | 2.3968 | 60.6044 | 0 | 0 | 0
1690 | 80.1072 | 0 | 80.1072 | 42.9 | 2 | 0 | 4 | 10.3147 | 43.0652 | 10.3147 | 42.8924 | 0 | 0.17277 | 12 | 0 | 10 | 0 | 22 | 0 | 34.2832 | 48.9 | 0 | 2.4032 | 59.5862 | 0 | 0 | 0
1691 | 82.5504 | 0 | 82.5504 | 42.9 | 2 | 7.1054e-15 | 4 | 10.2055 | 44.3046 | 10.2055 | 44.3046 | 0 | 0 | 12 | 0 | 8.8597 | 0 | 20.8597 | 0 | 53.2514 | 48.9 | 0 | 2.4765 | 59.7574 | 0 | 0 | 0
1692 | 80.1156 | 0 | 80.1156 | 42.9 | 2 | 7.1054e-15 | 4 | 9.786 | 48.8591 | 9.786 | 33.8964 | 0 | 14.9627 | 12 | 0 | 0.4668 | 0 | 12.4668 | 0 | 64.4818 | 48.9 | 0 | 2.4035 | 58.9005 | 0 | 1.7764e-14 | 0
1693 | 81.3133 | 0 | 81.3133 | 42.9 | 2 | 7.1054e-15 | 4 | 10.6742 | 50.2714 | 10.6742 | 25.6482 | 0 | 24.6232 | 3.9091 | 0 | 0 | 0 | 3.9091 | 0 | 68 | 48.9 | 0 | 2.4394 | 68.7567 | 0 | 1.7764e-15 | 0
1694 | 80.3709 | 0 | 80.3709 | 42.9 | 2 | 0 | 4 | 7.0352 | 43.265 | 7.0352 | 24.4358 | 0 | 18.8293 | 0 | 0 | 0 | 0 | 0 | 0 | 68 | 48.9 | 0 | 2.4111 | 82.0223 | 0 | 0 | 0
1695 | 80.0486 | 0 | 80.0486 | 42.9 | 2 | 7.1054e-15 | 4 | 10.6516 | 38.1717 | 10.6516 | 20.4971 | 0 | 17.6746 | 0 | 0 | 0 | 0 | 0 | 0 | 68 | 48.9 | 0 | 2.4015 | 82.1729 | 0 | 1.4211e-14 | 0
1696 | 83.1245 | 0 | 83.1245 | 42.9 | 2 | 1.4211e-14 | 4 | 10.2374 | 24.2311 | 10.2374 | 23.9871 | 0 | 0.24401 | 0 | 0 | 0 | 0 | 0 | 0 | 68 | 48.9 | 0 | 2.4937 | 84.4464 | 0 | 1.4211e-14 | 0
1697 | 87.9223 | 0 | 87.9223 | 42.9 | 2 | 7.7476 | 4 | 9.3108 | 13.1131 | 9.3108 | 13.1131 | 0 | 0 | 0 | 8.8509 | 0 | 0 | 0 | 8.8509 | 58.1657 | 48.9 | 0 | 2.6377 | 70.0448 | 0 | 0 | 0
1698 | 89.3832 | 0 | 89.3832 | 42.9 | 2 | 7.5251 | 4 | 11.0476 | 6.5033e-15 | 11.0476 | 6.5033e-15 | 0 | 0 | 0 | 12 | 0 | 9.9106 | 0 | 21.9106 | 34.0828 | 48.9 | 0 | 2.6815 | 58.8821 | 0 | 0 | -1.4211e-14
1699 | 96.5222 | 0 | 96.5222 | 42.9 | 2 | 11.0786 | 8.4289 | 11.5862 | 0 | 11.5862 | 0 | 0 | 0 | 0 | 12 | 0 | 8.5285 | 0 | 20.5285 | 11.499 | 53.3289 | 0 | 2.8957 | 51.6711 | 0 | 0 | 0
1700 | 100.9269 | 0 | 100.9269 | 55 | 2.8514 | 11.7301 | 10 | 10.9963 | 0 | 10.9963 | 0 | 0 | 0 | 0 | 10.3491 | 0 | 0 | 0 | 10.3491 | -1.7764e-15 | 67.8514 | 0 | 3.0278 | 37.1486 | 0 | 0 | 0
1701 | 97.6133 | 0 | 97.6133 | 55 | 8.9161 | 11.0874 | 10 | 12.6098 | 0 | 12.6098 | 0 | 0 | 0 | 0 | -1.5987e-15 | 0 | 0 | 0 | -1.5987e-15 | 0 | 73.9161 | 0 | 2.9284 | 31.0839 | 0 | 0 | 0
1702 | 90.7133 | 0 | 90.7133 | 55 | 3.4729 | 10.271 | 10 | 11.9695 | 0 | 11.9695 | 0 | 0 | 0 | 0 | 0 | 0 | 0 | 0 | 0 | 0 | 68.4729 | 0 | 2.7214 | 36.5271 | 0 | 0 | 0
1703 | 87.9314 | 0 | 87.9314 | 54.2645 | 2 | 9.9397 | 10 | 11.7272 | 0 | 11.7272 | 0 | 0 | 0 | 0 | 0 | 0 | 0 | 0 | 0 | 0 | 66.2645 | 0 | 2.6379 | 38.7355 | 0 | 0 | 0
1704 | 79.1003 | 0 | 79.1003 | 45.3619 | 2 | 8.6043 | 10 | 13.1341 | 0 | 13.1341 | 0 | 0 | 0 | 0 | 0 | 0 | 0 | 0 | 0 | 0 | 57.3619 | 0 | 2.373 | 47.6381 | 0 | 0 | 0
1705 | 82.1358 | 0 | 82.1358 | 46.2744 | 2 | 8.7412 | 10 | 15.1202 | 0 | 15.1202 | 0 | 0 | 0 | 0 | 0 | 0 | 0 | 0 | 0 | 0 | 58.2744 | 0 | 2.4641 | 46.7256 | 0 | 0 | 0
1706 | 78.7147 | 0 | 78.7147 | 44.2339 | 2 | 8.4351 | 10 | 14.0457 | 0 | 14.0457 | 0 | 0 | 0 | 0 | 0 | 0 | 0 | 0 | 0 | 0 | 56.2339 | 0 | 2.3614 | 48.7661 | 0 | 0 | 0
1707 | 81.0277 | 0 | 81.0277 | 45.0846 | 2 | 8.5627 | 10 | 15.3804 | 0 | 15.3804 | 0 | 0 | 0 | 0 | 0 | 0 | 0 | 0 | 0 | 0 | 57.0846 | 0 | 2.4308 | 47.9154 | 0 | 0 | 0
1708 | 81.7249 | 0 | 81.7249 | 46.4157 | 2 | 8.7624 | 10 | 14.5468 | 0 | 14.5468 | 0 | 0 | 0 | 0 | 0 | 0 | 0 | 0 | 0 | 0 | 58.4157 | 0 | 2.4517 | 46.5843 | 0 | 0 | 0
1709 | 81.5243 | 0 | 81.5243 | 46.8898 | 2 | 8.8335 | 10 | 13.8011 | 0 | 13.8011 | 0 | 0 | 0 | 0 | 0 | 0 | 0 | 0 | 0 | 0 | 58.8898 | 0 | 2.4457 | 46.1102 | 0 | 0 | 0
1710 | 83.7785 | 0 | 83.7785 | 50.0366 | 2 | 9.3055 | 10 | 12.4364 | 0 | 12.4364 | 0 | 0 | 0 | 0 | 0 | 0 | 0 | 0 | 0 | 0 | 62.0366 | 0 | 2.5134 | 42.9634 | 0 | 0 | 0
1711 | 83.8442 | 0 | 83.8442 | 42.9 | 2 | 7.5753 | 5.6019 | 12.2878 | 13.4791 | 12.2878 | 13.4791 | 0 | 0 | 0 | 0 | 0 | 0 | 0 | 0 | 0 | 50.5019 | 0 | 2.5153 | 54.4981 | 0 | 0 | 0
1712 | 82.3973 | 0 | 82.3973 | 42.9 | 2 | 0 | 4 | 12.3578 | 24.7809 | 12.3578 | 24.7809 | 0 | 0 | 3.6413 | 0 | 0 | 0 | 3.6413 | 0 | 3.2772 | 48.9 | 0 | 2.4719 | 62.0033 | 0 | 0 | 0
1713 | 82.827 | 0 | 82.827 | 42.9 | 2 | 7.1054e-15 | 4 | 11.2934 | 33.9673 | 11.2934 | 33.9673 | 0 | 0 | 11.3337 | 0 | 0 | 0 | 11.3337 | 0 | 13.4776 | 48.9 | 0 | 2.4848 | 61 | 0 | 0 | 0
1714 | 81.4766 | 0 | 81.4766 | 42.9 | 2 | 0 | 4 | 9.9539 | 41.0313 | 9.9539 | 41.0313 | 0 | 0 | 12 | 0 | 6.4086 | 0 | 18.4086 | 0 | 30.186 | 48.9 | 0 | 2.4443 | 60.0772 | 0 | 0 | 0
1715 | 80.0006 | 0 | 80.0006 | 42.9 | 2 | 0 | 4 | 13.4411 | 47.0558 | 13.4411 | 39.6595 | 0 | 7.3963 | 12 | 0 | 10 | 0 | 22 | 0 | 50.2055 | 48.9 | 0 | 2.4 | 58.644 | 0 | 1.4211e-14 | 0
1716 | 79.0275 | 0 | 79.0275 | 42.9 | 2 | 7.1054e-15 | 4 | 11.4734 | 45.2115 | 11.4734 | 35.9386 | 0 | 9.2729 | 12 | 0 | 5.2845 | 0 | 17.2845 | 0 | 65.8776 | 48.9 | 0 | 2.3708 | 59.0143 | 0 | 0 | -1.0658e-14
1717 | 77.1733 | 0 | 77.1733 | 42.9 | 2 | 7.1054e-15 | 4 | 10.6422 | 51.1184 | 10.6422 | 19.9893 | 0 | 31.1291 | 2.3582 | 0 | 0 | 0 | 2.3582 | 0 | 68 | 48.9 | 0 | 2.3152 | 68.1104 | 0 | 3.1086e-15 | 0
1718 | 77.4303 | 0 | 77.4303 | 42.9 | 2 | 0 | 4 | 9.9485 | 39.6719 | 9.9485 | 18.5818 | 0 | 21.0901 | 0 | 0 | 0 | 0 | 0 | 0 | 68 | 48.9 | 0 | 2.3229 | 81.7274 | 0 | 0 | 0
1719 | 76.0076 | 0 | 76.0076 | 42.9 | 2 | 0 | 4 | 12.8725 | 29.7202 | 12.8725 | 14.235 | 0 | 15.4852 | 0 | 0 | 0 | 0 | 0 | 0 | 68 | 48.9 | 0 | 2.2802 | 82.4585 | 0 | 0 | 0
1720 | 79.8389 | 0 | 79.8389 | 42.9 | 2 | 0 | 4 | 13.1548 | 25.213 | 13.1548 | 17.7841 | 0 | 7.4289 | 0 | 0 | 0 | 0 | 0 | 0 | 68 | 48.9 | 0 | 2.3952 | 83.5093 | 0 | 0 | 0
1721 | 85.1502 | 0 | 85.1502 | 42.9 | 2 | 7.8467 | 6.3502 | 11.9695 | 13.0226 | 11.9695 | 13.0226 | 0 | 0 | 0 | 1.0611 | 0 | 0 | 0 | 1.0611 | 66.821 | 51.2502 | 0 | 2.5545 | 74.6887 | 0 | 0 | -1.4211e-14
1722 | 90.55 | 0 | 90.55 | 42.9 | 2 | 10.1066 | 4.1976 | 13.0662 | 5.8164e-15 | 13.0662 | 5.8164e-15 | 0 | 0 | 0 | 12 | 0 | 6.2795 | 0 | 18.2795 | 46.6766 | 49.0976 | 0 | 2.7165 | 59.6229 | 0 | 0 | 0
1723 | 96.719 | 0 | 96.719 | 42.9 | 2 | 11.1165 | 7.2101 | 11.4923 | 0 | 11.4923 | 0 | 0 | 0 | 0 | 12 | 0 | 10 | 0 | 22 | 22.4967 | 52.1101 | 0 | 2.9016 | 52.8899 | 0 | 0 | 0
1724 | 97.7412 | 0 | 97.7412 | 47.576 | 2 | 11.0604 | 10 | 12.9452 | 0 | 12.9452 | 0 | 0 | 0 | 0 | 12 | 0 | 2.1596 | 0 | 14.1596 | 6.821 | 59.576 | 0 | 2.9322 | 45.424 | 0 | 1.4211e-14 | 0
1725 | 94.5595 | 0 | 94.5595 | 52.3441 | 2 | 10.5725 | 10 | 13.504 | 0 | 13.504 | 0 | 0 | 0 | 0 | 6.1389 | 0 | 0 | 0 | 6.1389 | 0 | 64.3441 | 0 | 2.8368 | 40.6559 | 0 | 0 | 0
1726 | 90.5894 | 0 | 90.5894 | 54.6757 | 2 | 10.0014 | 10 | 13.9123 | 0 | 13.9123 | 0 | 0 | 0 | 0 | 0 | 0 | 0 | 0 | 0 | 0 | 66.6757 | 0 | 2.7177 | 38.3243 | 0 | 0 | 0
1727 | 89.7358 | 0 | 89.7358 | 53.9772 | 2 | 9.8966 | 10 | 13.8619 | 0 | 13.8619 | 0 | 0 | 0 | 0 | 0 | 0 | 0 | 0 | 0 | 0 | 65.9772 | 0 | 2.6921 | 39.0228 | 0 | 0 | 0
1728 | 81.9679 | 0 | 81.9679 | 46.0103 | 2 | 8.7016 | 10 | 15.2561 | 0 | 15.2561 | 0 | 0 | 0 | 0 | 0 | 0 | 0 | 0 | 0 | 0 | 58.0103 | 0 | 2.459 | 46.9897 | 0 | 0 | 0
1729 | 84.2591 | 0 | 84.2591 | 48.3077 | 2 | 9.0462 | 10 | 14.9052 | 0 | 14.9052 | 0 | 0 | 0 | 0 | 0 | 0 | 0 | 0 | 0 | 0 | 60.3077 | 0 | 2.5278 | 44.6923 | 0 | 0 | 0
1730 | 86.4977 | 0 | 86.4977 | 51.2644 | 2 | 9.4897 | 10 | 13.7436 | 0 | 13.7436 | 0 | 0 | 0 | 0 | 0 | 0 | 0 | 0 | 0 | 0 | 63.2644 | 0 | 2.5949 | 41.7356 | 0 | 0 | -1.4211e-14
1731 | 87.7003 | 0 | 87.7003 | 51.9242 | 2 | 9.5887 | 10 | 14.1874 | 0 | 14.1874 | 0 | 0 | 0 | 0 | 0 | 0 | 0 | 0 | 0 | 0 | 63.9242 | 0 | 2.631 | 41.0758 | 0 | 0 | 0
1732 | 84.957 | 0 | 84.957 | 48.9109 | 2 | 9.1367 | 10 | 14.9094 | 0 | 14.9094 | 0 | 0 | 0 | 0 | 0 | 0 | 0 | 0 | 0 | 0 | 60.9109 | 0 | 2.5487 | 44.0891 | 0 | 0 | 0
1733 | 86.2656 | 0 | 86.2656 | 53.2603 | 2 | 9.7891 | 10 | 11.2163 | 0 | 11.2163 | 0 | 0 | 0 | 0 | 0 | 0 | 0 | 0 | 0 | 0 | 65.2603 | 0 | 2.588 | 39.7397 | 0 | 0 | 0
1734 | 87.7419 | 0 | 87.7419 | 53.6587 | 2 | 9.8488 | 10 | 12.2344 | 0 | 12.2344 | 0 | 0 | 0 | 0 | 0 | 0 | 0 | 0 | 0 | 0 | 65.6587 | 0 | 2.6323 | 39.3413 | 0 | 0 | 0
1735 | 88.378 | 0 | 88.378 | 43.5713 | 2 | 8.3357 | 10 | 11.9909 | 12.4801 | 11.9909 | 12.4801 | 0 | 0 | 0 | 0 | 0 | 0 | 0 | 0 | 0 | 55.5713 | 0 | 2.6513 | 49.4287 | 0 | 0 | 0
1736 | 85.8097 | 0 | 85.8097 | 42.9 | 2 | 0.2054 | 4 | 11.9138 | 24.7905 | 11.9138 | 24.7905 | 0 | 0 | 0 | 0 | 0 | 0 | 0 | 0 | 0 | 48.9 | 0 | 2.5743 | 62.2997 | 0 | 0 | 0
1737 | 86.3307 | 0 | 86.3307 | 42.9 | 2 | 1.4211e-14 | 4 | 11.8112 | 36.1486 | 11.8112 | 36.1486 | 0 | 0 | 10.5292 | 0 | 0 | 0 | 10.5292 | 0 | 9.4762 | 48.9 | 0 | 2.5899 | 61.1049 | 0 | 0 | 0
1738 | 85.956 | 0 | 85.956 | 42.9 | 2 | 0 | 4 | 11.0322 | 41.0889 | 11.0322 | 41.0889 | 0 | 0 | 12 | 0 | 3.0651 | 0 | 15.0651 | 0 | 23.1021 | 48.9 | 0 | 2.5787 | 60.5133 | 0 | 0 | 0
1739 | 83.8054 | 0 | 83.8054 | 42.9 | 2 | 0 | 4 | 12.6556 | 48.89 | 12.6556 | 44.2498 | 0 | 4.6402 | 12 | 0 | 10 | 0 | 22 | 0 | 43.1217 | 48.9 | 0 | 2.5142 | 59.0035 | 0 | 0 | 0
1740 | 82.8126 | 0 | 82.8126 | 42.9 | 2 | 0 | 4 | 11.244 | 51.1948 | 11.244 | 43.2966 | 0 | 7.8982 | 12 | 0 | 8.628 | 0 | 20.628 | 0 | 61.8762 | 48.9 | 0 | 2.4844 | 58.7575 | 0 | 3.5527e-15 | 0
1741 | 83.0365 | 0 | 83.0365 | 42.9 | 2 | 0 | 4 | 8.8462 | 43.1947 | 8.8462 | 32.0945 | 0 | 11.1002 | 6.8042 | 0 | 0 | 0 | 6.8042 | 0 | 68 | 48.9 | 0 | 2.4911 | 70.1429 | 0 | 1.1546e-14 | 0
1742 | 84.305 | 0 | 84.305 | 42.9 | 2 | 7.1054e-15 | 4 | 12.612 | 41.5925 | 12.612 | 22.7931 | 0 | 18.7994 | 0 | 0 | 0 | 0 | 0 | 0 | 68 | 48.9 | 0 | 2.5292 | 82.0262 | 0 | 0 | 0
1743 | 79.9009 | 0 | 79.9009 | 42.9 | 2 | 0 | 4 | 10.8727 | 33.2762 | 10.8727 | 20.1283 | 0 | 13.1479 | 0 | 0 | 0 | 0 | 0 | 0 | 68 | 48.9 | 0 | 2.397 | 82.7633 | 0 | 0 | 0
1744 | 85.2109 | 0 | 85.2109 | 42.9 | 2 | 0.51824 | 4 | 11.4785 | 24.3141 | 11.4785 | 24.3141 | 0 | 0 | 0 | 0 | 0 | 0 | 0 | 0 | 68 | 48.9 | 0 | 2.5563 | 84.0276 | 0 | 0 | 0
1745 | 89.6357 | 0 | 89.6357 | 42.9 | 2 | 8.1826 | 5.6836 | 13.9698 | 12.9329 | 13.9698 | 12.9329 | 0 | 0 | 0 | 3.9668 | 0 | 0 | 0 | 3.9668 | 63.5925 | 50.5836 | 0 | 2.6891 | 72.4496 | 0 | 0 | 0
1746 | 94.2144 | 0 | 94.2144 | 42.9 | 2 | 10.7823 | 4.9819 | 11.5501 | 5.9791e-15 | 11.5501 | 5.9791e-15 | 0 | 0 | 0 | 12 | 0 | 10 | 0 | 22 | 39.4126 | 49.8819 | 0 | 2.8264 | 55.1181 | 0 | 0 | 0
1747 | 98.6621 | 0 | 98.6621 | 43.5249 | 2 | 11.3946 | 10 | 11.3035 | 0 | 11.3035 | 0 | 0 | 0 | 0 | 12 | 0 | 8.4391 | 0 | 20.4391 | 16.9258 | 55.5249 | 0 | 2.9599 | 49.4751 | 0 | 0 | 0
1748 | 102.9714 | 0 | 102.9714 | 52.8459 | 2 | 11.5269 | 10 | 14.5986 | 0 | 14.5986 | 0 | 0 | 0 | 0 | 12 | 0 | 0 | 0 | 12 | 3.5925 | 64.8459 | 0 | 3.0891 | 40.1541 | 0 | 0 | 0
1749 | 98.6767 | 0 | 98.6767 | 55 | 5.5223 | 11.0634 | 10 | 13.8578 | 0 | 13.8578 | 0 | 0 | 0 | 0 | 3.2332 | 0 | 0 | 0 | 3.2332 | 0 | 70.5223 | 0 | 2.9603 | 34.4777 | 0 | 0 | 0
1750 | 96.5779 | 0 | 96.5779 | 55 | 8.5521 | 11.0328 | 10 | 11.993 | 0 | 11.993 | 0 | 0 | 0 | 0 | 0 | 0 | 0 | 0 | 0 | 0 | 73.5521 | 0 | 2.8973 | 31.4479 | 0 | 0 | 0
1751 | 91.8082 | 0 | 91.8082 | 55 | 4.5591 | 10.4339 | 10 | 11.8152 | 0 | 11.8152 | 0 | 0 | 0 | 0 | 0 | 0 | 0 | 0 | 0 | 0 | 69.5591 | 0 | 2.7542 | 35.4409 | 0 | 0 | 0
1752 | 84.1282 | 0 | 84.1282 | 46.0424 | 2 | 8.7064 | 10 | 17.3794 | 0 | 17.3794 | 0 | 0 | 0 | 0 | 0 | 0 | 0 | 0 | 0 | 0 | 58.0424 | 0 | 2.5238 | 46.9576 | 0 | 0 | 0
1753 | 83.9613 | 0 | 83.9613 | 45.7634 | 2 | 8.6645 | 10 | 17.5335 | 0 | 17.5335 | 0 | 0 | 0 | 0 | 0 | 0 | 0 | 0 | 0 | 0 | 57.7634 | 0 | 2.5188 | 47.2366 | 0 | 1.4211e-14 | 0
1754 | 85.4747 | 0 | 85.4747 | 44.8747 | 2 | 8.5312 | 10 | 20.0688 | 0 | 20.0688 | 0 | 0 | 0 | 0 | 0 | 0 | 0 | 0 | 0 | 0 | 56.8747 | 0 | 2.5642 | 48.1253 | 0 | 0 | 0
1755 | 86.7518 | 0 | 86.7518 | 48.344 | 2 | 9.0516 | 10 | 17.3561 | 0 | 17.3561 | 0 | 0 | 0 | 0 | 0 | 0 | 0 | 0 | 0 | 0 | 60.344 | 0 | 2.6026 | 44.656 | 0 | 0 | 0
1756 | 86.5337 | 0 | 86.5337 | 48.2024 | 2 | 9.0304 | 10 | 17.3009 | 0 | 17.3009 | 0 | 0 | 0 | 0 | 0 | 0 | 0 | 0 | 0 | 0 | 60.2024 | 0 | 2.596 | 44.7976 | 0 | 0 | 0
1757 | 83.7326 | 0 | 83.7326 | 46.6055 | 2 | 8.7908 | 10 | 16.3362 | 0 | 16.3362 | 0 | 0 | 0 | 0 | 0 | 0 | 0 | 0 | 0 | 0 | 58.6055 | 0 | 2.512 | 46.3945 | 0 | 0 | 0
1758 | 87.7459 | 0 | 87.7459 | 48.0824 | 2 | 9.0124 | 10 | 18.6512 | 0 | 18.6512 | 0 | 0 | 0 | 0 | 0 | 0 | 0 | 0 | 0 | 0 | 60.0824 | 0 | 2.6324 | 44.9176 | 0 | 0 | 0
1759 | 85.7081 | 0 | 85.7081 | 42.9 | 2 | 7.8974 | 7.7491 | 14.3842 | 10.7774 | 14.3842 | 10.7774 | 0 | 0 | 0 | 0 | 0 | 0 | 0 | 0 | 0 | 52.6491 | 0 | 2.5712 | 52.3509 | 0 | 0 | 0
1760 | 83.3009 | 0 | 83.3009 | 42.9 | 2 | 0 | 4 | 15.9007 | 20.9797 | 15.9007 | 20.9797 | 0 | 0 | 2.4795 | 0 | 0 | 0 | 2.4795 | 0 | 2.2316 | 48.9 | 0 | 2.499 | 62.1549 | 0 | 0 | 0
1761 | 84.868 | 0 | 84.868 | 42.9 | 2 | 0 | 4 | 16.2608 | 31.0915 | 16.2608 | 31.0915 | 0 | 0 | 11.3844 | 0 | 0 | 0 | 11.3844 | 0 | 12.4775 | 48.9 | 0 | 2.546 | 60.9934 | 0 | 0 | 0
1762 | 85.0379 | 0 | 85.0379 | 42.9 | 2 | 0 | 4 | 13.7442 | 35.0164 | 13.7442 | 35.0164 | 0 | 0 | 12 | 0 | 0.62274 | 0 | 12.6227 | 0 | 23.8516 | 48.9 | 0 | 2.5511 | 60.8318 | 0 | 0 | 0
1763 | 84.6123 | 0 | 84.6123 | 42.9 | 2 | 0 | 4 | 14.4668 | 45.9134 | 14.4668 | 43.2455 | 0 | 2.6678 | 12 | 0 | 10 | 0 | 22 | 0 | 43.8712 | 48.9 | 0 | 2.5384 | 59.2607 | 0 | 0 | 0
1764 | 84.3726 | 0 | 84.3726 | 42.9 | 2 | 7.1054e-15 | 4 | 14.5072 | 44.7546 | 14.5072 | 42.9654 | 0 | 1.7892 | 12 | 0 | 10 | 0 | 22 | 0 | 63.8907 | 48.9 | 0 | 2.5312 | 59.3753 | 0 | 0 | 0
1765 | 80.35 | 0 | 80.35 | 42.9 | 2 | 0 | 4 | 14.0262 | 38.4858 | 14.0262 | 21.9635 | 0 | 16.5222 | 3.4694 | 0 | 1.0703 | 0 | 4.5397 | 0 | 68 | 48.9 | 0 | 2.4105 | 59.7311 | 0 | 0 | -5.3291e-15
1766 | 79.7892 | 0 | 79.7892 | 42.9 | 2 | 0 | 4 | 16.0191 | 37.3177 | 16.0191 | 14.87 | 0 | 22.4477 | 0 | 0 | 0 | 0 | 0 | 0 | 68 | 48.9 | 0 | 2.3937 | 81.5503 | 0 | 0 | 0
1767 | 82.5879 | 0 | 82.5879 | 42.9 | 2 | 0 | 4 | 14.9266 | 32.6148 | 14.9266 | 18.7613 | 0 | 13.8535 | 0 | 0 | 0 | 0 | 0 | 0 | 68 | 48.9 | 0 | 2.4776 | 82.6713 | 0 | 0 | 0
1768 | 85.3383 | 0 | 85.3383 | 42.9 | 2 | 0 | 4 | 16.1738 | 22.4444 | 16.1738 | 20.2645 | 0 | 2.1799 | 0 | 0 | 0 | 0 | 0 | 0 | 68 | 48.9 | 0 | 2.5602 | 84.1939 | 0 | 0 | 0
1769 | 89.4786 | 0 | 89.4786 | 42.9 | 2 | 6.9655 | 4 | 14.7305 | 10.687 | 14.7305 | 10.687 | 0 | 0 | 0 | 8.1957 | 0 | 0 | 0 | 8.1957 | 58.8937 | 48.9 | 0 | 2.6844 | 71.2947 | 0 | 0 | -1.4211e-14
1770 | 93.665 | 0 | 93.665 | 42.9 | 2 | 6.791 | 4 | 17.0287 | 5.2116e-15 | 17.0287 | 5.2116e-15 | 0 | 0 | 0 | 12 | 0 | 8.9452 | 0 | 20.9452 | 35.8579 | 48.9 | 0 | 2.8099 | 60.3598 | 0 | 0 | 0
1771 | 99.7456 | 0 | 99.7456 | 42.9 | 2 | 10.7969 | 5.5851 | 16.9698 | 0 | 16.9698 | 0 | 0 | 0 | 0 | 12 | 0 | 9.4939 | 0 | 21.4939 | 12.227 | 50.4851 | 0 | 2.9924 | 54.5149 | 0 | 0 | 0
1772 | 102.4697 | 0 | 102.4697 | 52.3663 | 2 | 11.3056 | 10 | 15.7934 | 0 | 15.7934 | 0 | 0 | 0 | 0 | 11.0043 | 0 | 0 | 0 | 11.0043 | 0 | 64.3663 | 0 | 3.0741 | 40.6337 | 0 | 0 | 0
1773 | 99.0995 | 0 | 99.0995 | 55 | 5.7763 | 10.6165 | 10 | 17.7067 | 0 | 17.7067 | 0 | 0 | 0 | 0 | 0 | 0 | 0 | 0 | 0 | 0 | 70.7763 | 0 | 2.973 | 34.2237 | 0 | 0 | 0
1774 | 95.3841 | 0 | 95.3841 | 55 | 3.1234 | 10.2185 | 10 | 17.0421 | 0 | 17.0421 | 0 | 0 | 0 | 0 | 0 | 0 | 0 | 0 | 0 | 0 | 68.1234 | 0 | 2.8615 | 36.8766 | 0 | 0 | 0
1775 | 92.063 | 0 | 92.063 | 51.3247 | 2 | 9.4987 | 10 | 19.2396 | 0 | 19.2396 | 0 | 0 | 0 | 0 | 0 | 0 | 0 | 0 | 0 | 0 | 63.3247 | 0 | 2.7619 | 41.6753 | 0 | 0 | 0
1776 | 81.8026 | 0 | 81.8026 | 43.6574 | 2 | 8.3486 | 10 | 17.7966 | 0 | 17.7966 | 0 | 0 | 0 | 0 | 0 | 0 | 0 | 0 | 0 | 0 | 55.6574 | 0 | 2.4541 | 49.3426 | 0 | 0 | 0
1777 | 82.8046 | 0 | 82.8046 | 46.4667 | 2 | 8.77 | 10 | 15.5679 | 0 | 15.5679 | 0 | 0 | 0 | 0 | 0 | 0 | 0 | 0 | 0 | 0 | 58.4667 | 0 | 2.4841 | 46.5333 | 0 | 0 | 0
1778 | 80.7444 | 0 | 80.7444 | 44.2706 | 2 | 8.4406 | 10 | 16.0332 | 0 | 16.0332 | 0 | 0 | 0 | 0 | 0 | 0 | 0 | 0 | 0 | 0 | 56.2706 | 0 | 2.4223 | 48.7294 | 0 | 0 | 0
1779 | 82.8008 | 0 | 82.8008 | 45.5306 | 2 | 8.6296 | 10 | 16.6407 | 0 | 16.6407 | 0 | 0 | 0 | 0 | 0 | 0 | 0 | 0 | 0 | 0 | 57.5306 | 0 | 2.484 | 47.4694 | 0 | 0 | 0
1780 | 82.8026 | 0 | 82.8026 | 45.7618 | 2 | 8.6643 | 10 | 16.3765 | 0 | 16.3765 | 0 | 0 | 0 | 0 | 0 | 0 | 0 | 0 | 0 | 0 | 57.7618 | 0 | 2.4841 | 47.2382 | 0 | 0 | 0
1781 | 81.7014 | 0 | 81.7014 | 45.1685 | 2 | 8.5753 | 10 | 15.9576 | 0 | 15.9576 | 0 | 0 | 0 | 0 | 0 | 0 | 0 | 0 | 0 | 0 | 57.1685 | 0 | 2.451 | 47.8315 | 0 | 0 | 0
1782 | 84.4691 | 0 | 84.4691 | 47.0749 | 2 | 8.8613 | 10 | 16.5329 | 0 | 16.5329 | 0 | 0 | 0 | 0 | 0 | 0 | 0 | 0 | 0 | 0 | 59.0749 | 0 | 2.5341 | 45.9251 | 0 | 0 | 0
1783 | 85.358 | 0 | 85.358 | 42.9 | 2 | 7.7509 | 6.7725 | 14.344 | 11.5907 | 14.344 | 11.5907 | 0 | 0 | 0 | 0 | 0 | 0 | 0 | 0 | 0 | 51.6725 | 0 | 2.5607 | 53.3275 | 0 | 1.4211e-14 | 0
1784 | 84.9777 | 0 | 84.9777 | 42.9 | 2 | 7.1054e-15 | 4 | 13.6656 | 22.9415 | 13.6656 | 22.9415 | 0 | 0 | 0.52939 | 0 | 0 | 0 | 0.52939 | 0 | 0.47645 | 48.9 | 0 | 2.5493 | 62.4092 | 0 | 0 | 0
1785 | 81.6684 | 0 | 81.6684 | 42.9 | 2 | 0 | 4 | 13.1254 | 33.5972 | 13.1254 | 33.5972 | 0 | 0 | 12 | 0 | 1.9541 | 0 | 13.9541 | 0 | 13.0781 | 48.9 | 0 | 2.4501 | 60.6582 | 0 | 0 | 0
1786 | 83.2606 | 0 | 83.2606 | 42.9 | 2 | 7.1054e-15 | 4 | 14.8243 | 43.3971 | 14.8243 | 41.5363 | 0 | 1.8608 | 12 | 0 | 10 | 0 | 22 | 0 | 33.0976 | 48.9 | 0 | 2.4978 | 59.366 | 0 | 0 | 0
1787 | 83.3065 | 0 | 83.3065 | 42.9 | 2 | 2.1316e-14 | 4 | 12.3205 | 47.071 | 12.3205 | 43.825 | 0 | 3.246 | 12 | 0 | 9.7389 | 0 | 21.7389 | 0 | 52.8764 | 48.9 | 0 | 2.4992 | 59.2194 | 0 | 3.5527e-15 | 0
1788 | 80.9605 | 0 | 80.9605 | 42.9 | 2 | 0 | 4 | 15.5739 | 46.8366 | 15.5739 | 28.4866 | 0 | 18.35 | 12 | 0 | 0 | 0 | 12 | 0 | 63.6764 | 48.9 | 0 | 2.4288 | 68.5196 | 0 | 0 | -1.4211e-14
1789 | 79.7971 | 0 | 79.7971 | 42.9 | 2 | 7.1054e-15 | 4 | 13.7883 | 43.6825 | 13.7883 | 21.9128 | 0 | 21.7697 | 4.8039 | 0 | 0 | 0 | 4.8039 | 0 | 68 | 48.9 | 0 | 2.3939 | 69.0121 | 0 | 1.1546e-14 | 0
1790 | 79.136 | 0 | 79.136 | 42.9 | 2 | 0 | 4 | 13.384 | 37.9221 | 13.384 | 16.852 | 0 | 21.0701 | 0 | 0 | 0 | 0 | 0 | 0 | 68 | 48.9 | 0 | 2.3741 | 81.73 | 0 | 0 | 0
1791 | 80.0434 | 0 | 80.0434 | 42.9 | 2 | 0 | 4 | 13.6931 | 33.1025 | 13.6931 | 17.4504 | 0 | 15.6521 | 0 | 0 | 0 | 0 | 0 | 0 | 68 | 48.9 | 0 | 2.4013 | 82.4367 | 0 | 0 | 0
1792 | 80.7218 | 0 | 80.7218 | 42.9 | 2 | 1.4211e-14 | 4 | 13.7824 | 24.7441 | 13.7824 | 18.0394 | 0 | 6.7047 | 0 | 0 | 0 | 0 | 0 | 0 | 68 | 48.9 | 0 | 2.4217 | 83.6037 | 0 | 1.4211e-14 | 0
1793 | 85.9376 | 0 | 85.9376 | 42.9 | 2 | 7.8098 | 5.1608 | 14.0149 | 12.0478 | 14.0149 | 12.0478 | 0 | 0 | 0 | 2.0043 | 0 | 0 | 0 | 2.0043 | 65.7731 | 50.0608 | 0 | 2.5781 | 74.9349 | 0 | 0 | 0
1794 | 92.9592 | 0 | 92.9592 | 42.9 | 2 | 9.2713 | 4 | 14.9355 | 6.2225e-15 | 14.9355 | 6.2225e-15 | 0 | 0 | 0 | 12 | 0 | 7.8524 | 0 | 19.8524 | 43.9226 | 48.9 | 0 | 2.7888 | 59.1533 | 0 | 0 | 0
1795 | 95.2098 | 0 | 95.2098 | 42.9 | 2 | 9.4519 | 4 | 16.463 | 0 | 16.463 | 0 | 0 | 0 | 0 | 12 | 0 | 8.3948 | 0 | 20.3948 | 21.4838 | 48.9 | 0 | 2.8563 | 58.5246 | 0 | 0 | -1.4211e-14
1796 | 102.8931 | 0 | 102.8931 | 49.4518 | 2 | 11.3466 | 10 | 15.9028 | 0 | 15.9028 | 0 | 0 | 0 | 0 | 12 | 0 | 2.1918 | 0 | 14.1918 | 5.7731 | 61.4518 | 0 | 3.0868 | 43.5482 | 0 | 0 | 0
1797 | 95.849 | 0 | 95.849 | 51.9267 | 2 | 10.3684 | 10 | 16.3582 | 0 | 16.3582 | 0 | 0 | 0 | 0 | 5.1957 | 0 | 0 | 0 | 5.1957 | 0 | 63.9267 | 0 | 2.8755 | 41.0733 | 0 | 0 | 0
1798 | 92.6485 | 0 | 92.6485 | 54.8195 | 2 | 10.0229 | 10 | 15.8061 | 0 | 15.8061 | 0 | 0 | 0 | 0 | 0 | 0 | 0 | 0 | 0 | 0 | 66.8195 | 0 | 2.7795 | 38.1805 | 0 | 0 | 0
1799 | 91.154 | 0 | 91.154 | 52.5593 | 2 | 9.6839 | 10 | 16.9108 | 0 | 16.9108 | 0 | 0 | 0 | 0 | 0 | 0 | 0 | 0 | 0 | 0 | 64.5593 | 0 | 2.7346 | 40.4407 | 0 | 0 | 0
1800 | 83.4443 | 0 | 83.4443 | 49.6909 | 2 | 9.2537 | 10 | 12.4998 | 0 | 12.4998 | 0 | 0 | 0 | 0 | 0 | 0 | 0 | 0 | 0 | 0 | 61.6909 | 0 | 2.5033 | 43.3091 | 0 | 0 | 0
1801 | 83.3223 | 0 | 83.3223 | 49.6114 | 2 | 9.2417 | 10 | 12.4692 | 0 | 12.4692 | 0 | 0 | 0 | 0 | 0 | 0 | 0 | 0 | 0 | 0 | 61.6114 | 0 | 2.4997 | 43.3886 | 0 | 0 | 0
1802 | 81.7272 | 0 | 81.7272 | 48.5806 | 2 | 9.0871 | 10 | 12.0595 | 0 | 12.0595 | 0 | 0 | 0 | 0 | 0 | 0 | 0 | 0 | 0 | 0 | 60.5806 | 0 | 2.4518 | 44.4194 | 0 | 0 | 0
1803 | 83.8429 | 0 | 83.8429 | 49.6128 | 2 | 9.2419 | 10 | 12.9882 | 0 | 12.9882 | 0 | 0 | 0 | 0 | 0 | 0 | 0 | 0 | 0 | 0 | 61.6128 | 0 | 2.5153 | 43.3872 | 0 | 0 | 0
1804 | 82.9829 | 0 | 82.9829 | 50.1502 | 2 | 9.3226 | 10 | 11.5102 | 0 | 11.5102 | 0 | 0 | 0 | 0 | 0 | 0 | 0 | 0 | 0 | 0 | 62.1502 | 0 | 2.4895 | 42.8498 | 0 | 0 | 0
1805 | 85.9294 | 0 | 85.9294 | 53.0311 | 2 | 9.7547 | 10 | 11.1436 | 0 | 11.1436 | 0 | 0 | 0 | 0 | 0 | 0 | 0 | 0 | 0 | 0 | 65.0311 | 0 | 2.5779 | 39.9689 | 0 | 0 | 0
1806 | 83.4587 | 0 | 83.4587 | 51.4116 | 2 | 9.5118 | 10 | 10.5353 | 0 | 10.5353 | 0 | 0 | 0 | 0 | 0 | 0 | 0 | 0 | 0 | 0 | 63.4116 | 0 | 2.5038 | 41.5884 | 0 | 0 | 0
1807 | 83.8954 | 0 | 83.8954 | 42.9 | 2 | 8.0814 | 8.9759 | 9.8151 | 12.123 | 9.8151 | 12.123 | 0 | 0 | 0 | 0 | 0 | 0 | 0 | 0 | 0 | 53.8759 | 0 | 2.5169 | 51.1241 | 0 | 0 | -1.4211e-14
1808 | 81.9302 | 0 | 81.9302 | 42.9 | 2 | 0 | 4 | 9.1661 | 26.5249 | 9.1661 | 26.5249 | 0 | 0 | 2.6608 | 0 | 0 | 0 | 2.6608 | 0 | 2.3947 | 48.9 | 0 | 2.4579 | 62.1312 | 0 | 0 | 0
1809 | 83.7334 | 0 | 83.7334 | 42.9 | 2 | 7.1054e-15 | 4 | 9.4996 | 34.5095 | 9.4996 | 34.5095 | 0 | 0 | 9.1756 | 0 | 0 | 0 | 9.1756 | 0 | 10.6528 | 48.9 | 0 | 2.512 | 61.2815 | 0 | 0 | 0
1810 | 82.9894 | 0 | 82.9894 | 42.9 | 2 | 0 | 4 | 10.0218 | 45.8751 | 10.0218 | 45.8751 | 0 | 0 | 12 | 0 | 9.8075 | 0 | 21.8075 | 0 | 30.4948 | 48.9 | 0 | 2.4897 | 59.6338 | 0 | 0 | 0
1811 | 81.7155 | 0 | 81.7155 | 42.9 | 2 | 0 | 4 | 7.9488 | 50.9825 | 7.9488 | 46.8666 | 0 | 4.1159 | 12 | 0 | 10 | 0 | 22 | 0 | 50.5144 | 48.9 | 0 | 2.4515 | 59.0718 | 0 | 1.4211e-14 | 0
1812 | 79.3901 | 0 | 79.3901 | 42.9 | 2 | 7.1054e-15 | 4 | 7.6115 | 45.0914 | 7.6115 | 36.7642 | 0 | 8.3272 | 12 | 0 | 1.8855 | 0 | 13.8855 | 0 | 63.0528 | 48.9 | 0 | 2.3817 | 59.5809 | 0 | 3.5527e-15 | 0
1813 | 80.0912 | 0 | 80.0912 | 42.9 | 2 | 0 | 4 | 9.2215 | 50.6853 | 9.2215 | 27.4666 | 0 | 23.2186 | 5.4969 | 0 | 0 | 0 | 5.4969 | 0 | 68 | 48.9 | 0 | 2.4027 | 68.7328 | 0 | 1.7764e-15 | 0
1814 | 81.3112 | 0 | 81.3112 | 42.9 | 2 | 0 | 4 | 8.451 | 42.8988 | 8.451 | 23.9602 | 0 | 18.9386 | 0 | 0 | 0 | 0 | 0 | 0 | 68 | 48.9 | 0 | 2.4393 | 82.008 | 0 | 0 | 0
1815 | 79.8992 | 0 | 79.8992 | 42.9 | 2 | 7.1054e-15 | 4 | 9.8698 | 37.5506 | 9.8698 | 21.1294 | 0 | 16.4211 | 0 | 0 | 0 | 0 | 0 | 0 | 68 | 48.9 | 0 | 2.397 | 82.3364 | 0 | 0 | 0
1816 | 81.5136 | 0 | 81.5136 | 42.9 | 2 | 7.1054e-15 | 4 | 9.4322 | 26.0104 | 9.4322 | 23.1814 | 0 | 2.829 | 0 | 0 | 0 | 0 | 0 | 0 | 68 | 48.9 | 0 | 2.4454 | 84.1093 | 0 | 0 | 0
1817 | 89.3926 | 0 | 89.3926 | 42.9 | 2 | 8.7511 | 9.388 | 9.5351 | 12.7661 | 9.5351 | 12.7661 | 0 | 0 | 0 | 4.0523 | 0 | 0 | 0 | 4.0523 | 63.4974 | 54.288 | 0 | 2.6818 | 68.6596 | 0 | 0 | 0
1818 | 93.8374 | 0 | 93.8374 | 42.9 | 2 | 10.7426 | 7.4282 | 11.4779 | 6.0674e-15 | 11.4779 | 6.0674e-15 | 0 | 0 | 0 | 12 | 0 | 7.2887 | 0 | 19.2887 | 42.2584 | 52.3282 | 0 | 2.8151 | 55.3831 | 0 | 0 | 0
1819 | 94.7861 | 0 | 94.7861 | 42.9 | 2 | 11.0615 | 7.1891 | 9.9813 | 0 | 9.9813 | 0 | 0 | 0 | 0 | 12 | 0 | 9.6542 | 0 | 21.6542 | 18.4536 | 52.0891 | 0 | 2.8436 | 53.2567 | 0 | 0 | 0
1820 | 102.1835 | 0 | 102.1835 | 52.2341 | 2 | 11.6596 | 10 | 12.7937 | 0 | 12.7937 | 0 | 0 | 0 | 0 | 12 | 0 | 1.4962 | 0 | 13.4962 | 3.4974 | 64.2341 | 0 | 3.0655 | 40.7659 | 0 | 0 | -1.4211e-14
1821 | 98.4765 | 0 | 98.4765 | 55 | 6.3622 | 11.1765 | 10 | 12.7901 | 0 | 12.7901 | 0 | 0 | 0 | 0 | 3.1477 | 0 | 0 | 0 | 3.1477 | 0 | 71.3622 | 0 | 2.9543 | 33.6378 | 0 | 0 | 0
1822 | 93.8235 | 0 | 93.8235 | 55 | 6.535 | 10.7303 | 10 | 11.5582 | 0 | 11.5582 | 0 | 0 | 0 | 0 | 0 | 0 | 0 | 0 | 0 | 0 | 71.535 | 0 | 2.8147 | 33.465 | 0 | 0 | 0
1823 | 88.2093 | 0 | 88.2093 | 52.6308 | 2 | 9.6946 | 10 | 13.8839 | 0 | 13.8839 | 0 | 0 | 0 | 0 | 0 | 0 | 0 | 0 | 0 | 0 | 64.6308 | 0 | 2.6463 | 40.3692 | 0 | 0 | 0
1824 | 77.3727 | 0 | 77.3727 | 48.3153 | 2 | 9.0473 | 10 | 8.0101 | 0 | 8.0101 | 0 | 0 | 0 | 0 | 0 | 0 | 0 | 0 | 0 | 0 | 60.3153 | 0 | 2.3212 | 44.6847 | 0 | 0 | -1.4211e-14
1825 | 80.1041 | 0 | 80.1041 | 49.3293 | 2 | 9.1994 | 10 | 9.5753 | 0 | 9.5753 | 0 | 0 | 0 | 0 | 0 | 0 | 0 | 0 | 0 | 0 | 61.3293 | 0 | 2.4031 | 43.6707 | 0 | 0 | 0
1826 | 81.9731 | 0 | 81.9731 | 51.0757 | 2 | 9.4614 | 10 | 9.436 | 0 | 9.436 | 0 | 0 | 0 | 0 | 0 | 0 | 0 | 0 | 0 | 0 | 63.0757 | 0 | 2.4592 | 41.9243 | 0 | 0 | 0
1827 | 82.9597 | 0 | 82.9597 | 52.8778 | 2 | 9.7317 | 10 | 8.3502 | 0 | 8.3502 | 0 | 0 | 0 | 0 | 0 | 0 | 0 | 0 | 0 | 0 | 64.8778 | 0 | 2.4888 | 40.1222 | 0 | 0 | 0
1828 | 81.959 | 0 | 81.959 | 51.7146 | 2 | 9.5572 | 10 | 8.6872 | 0 | 8.6872 | 0 | 0 | 0 | 0 | 0 | 0 | 0 | 0 | 0 | 0 | 63.7146 | 0 | 2.4588 | 41.2854 | 0 | 0 | 0
1829 | 82.6696 | 0 | 82.6696 | 53.0396 | 2 | 9.756 | 10 | 7.874 | 0 | 7.874 | 0 | 0 | 0 | 0 | 0 | 0 | 0 | 0 | 0 | 0 | 65.0396 | 0 | 2.4801 | 39.9604 | 0 | 0 | 0
1830 | 83.9189 | 0 | 83.9189 | 54.2222 | 2 | 9.9333 | 10 | 7.7634 | 0 | 7.7634 | 0 | 0 | 0 | 0 | 0 | 0 | 0 | 0 | 0 | 0 | 66.2222 | 0 | 2.5176 | 38.7778 | 0 | 0 | -1.4211e-14
1831 | 83.734 | 0 | 83.734 | 46.4871 | 2 | 8.7731 | 10 | 5.7312 | 10.7426 | 5.7312 | 10.7426 | 0 | 0 | 0 | 0 | 0 | 0 | 0 | 0 | 0 | 58.4871 | 0 | 2.512 | 46.5129 | 0 | 0 | 0
1832 | 81.6053 | 0 | 81.6053 | 42.9 | 2 | 6.3217 | 4 | 6.0503 | 20.3332 | 6.0503 | 20.3332 | 0 | 0 | 0 | 0 | 0 | 0 | 0 | 0 | 0 | 48.9 | 0 | 2.4482 | 56.9812 | 0 | 0 | 0
1833 | 79.3192 | 0 | 79.3192 | 42.9 | 2 | 7.1054e-15 | 4 | 7.295 | 29.4398 | 7.295 | 29.4398 | 0 | 0 | 6.3156 | 0 | 0 | 0 | 6.3156 | 0 | 5.6841 | 48.9 | 0 | 2.3796 | 61.6545 | 0 | 0 | 0
1834 | 80.3061 | 0 | 80.3061 | 42.9 | 2 | 0 | 4 | 4.9536 | 36.896 | 4.9536 | 36.896 | 0 | 0 | 10.4434 | 0 | 0 | 0 | 10.4434 | 0 | 15.0831 | 48.9 | 0 | 2.4092 | 61.1161 | 0 | 0 | 0
1835 | 78.3447 | 0 | 78.3447 | 42.9 | 2 | 0 | 4 | 5.2634 | 39.8704 | 5.2634 | 39.8704 | 0 | 0 | 12 | 0 | 3.689 | 0 | 15.689 | 0 | 29.2842 | 48.9 | 0 | 2.3503 | 60.4319 | 0 | 0 | 0
1836 | 78.9648 | 0 | 78.9648 | 42.9 | 2 | 0 | 4 | 6.4115 | 37.0138 | 6.4115 | 37.0138 | 0 | 0 | 12 | 0 | 1.3605 | 0 | 13.3605 | 0 | 41.3385 | 48.9 | 0 | 2.3689 | 60.7356 | 0 | 0 | 0
1837 | 77.9521 | 0 | 77.9521 | 42.9 | 2 | 7.1054e-15 | 4 | 6.1184 | 39.547 | 6.1184 | 39.547 | 0 | 0 | 12 | 0 | 4.6132 | 0 | 16.6132 | 0 | 56.3917 | 48.9 | 0 | 2.3386 | 60.3113 | 0 | 0 | 0
1838 | 79.7419 | 0 | 79.7419 | 42.9 | 2 | 0 | 4 | 5.2046 | 33.9065 | 5.2046 | 33.9065 | 0 | 0 | 0.57429 | 0 | 7.6949 | 0 | 8.2691 | 0 | 64.0029 | 48.9 | 0 | 2.3923 | 61.3997 | 0 | 0 | 0
1839 | 75.7779 | 0 | 75.7779 | 42.9 | 2 | 0 | 4 | 9.8029 | 28.2508 | 9.8029 | 21.4105 | 0 | 6.8403 | 0 | 0 | 4.3355 | 0 | 4.3355 | 0 | 68 | 48.9 | 0 | 2.2733 | 73.0206 | 0 | 0 | -4.4409e-15
1840 | 80.0974 | 0 | 80.0974 | 42.9 | 2 | 3.9397 | 4 | 7.0746 | 20.1831 | 7.0746 | 20.1831 | 0 | 0 | 0 | 0 | 0 | 0 | 0 | 0 | 68 | 48.9 | 0 | 2.4029 | 81.0525 | 0 | 0 | 0
1841 | 84.952 | 0 | 84.952 | 43.945 | 2 | 8.8503 | 10 | 6.0165 | 11.0832 | 6.0165 | 11.0832 | 0 | 0 | 0 | 3.057 | 0 | 0 | 0 | 3.057 | 64.6033 | 55.945 | 0 | 2.5486 | 67.9979 | 0 | 0 | 0
1842 | 90.9676 | 0 | 90.9676 | 42.9 | 2 | 10.9925 | 9.0271 | 6.6918 | 5.0407e-15 | 6.6918 | 5.0407e-15 | 0 | 0 | 0 | 12 | 0 | 7.3563 | 0 | 19.3563 | 43.2909 | 53.9271 | 0 | 2.729 | 53.7167 | 0 | 0 | 0
1843 | 96.5218 | 0 | 96.5218 | 42.9 | 2 | 11.447 | 9.4129 | 8.762 | 0 | 8.762 | 0 | 0 | 0 | 0 | 12 | 0 | 10 | 0 | 22 | 19.1111 | 54.3129 | 0 | 2.8957 | 50.6871 | 0 | 0 | 0
1844 | 99.8939 | 0 | 99.8939 | 53.1743 | 2 | 11.7386 | 10 | 9.8982 | 0 | 9.8982 | 0 | 0 | 0 | 0 | 12 | 0 | 1.0828 | 0 | 13.0828 | 4.6033 | 65.1743 | 0 | 2.9968 | 39.8257 | 0 | 0 | 0
1845 | 94.1758 | 0 | 94.1758 | 55 | 6.0123 | 11.2733 | 10 | 7.7472 | 0 | 7.7472 | 0 | 0 | 0 | 0 | 4.143 | 0 | 0 | 0 | 4.143 | 0 | 71.0123 | 0 | 2.8253 | 33.9877 | 0 | 0 | 0
1846 | 89.9221 | 0 | 89.9221 | 55 | 6.3037 | 10.6956 | 10 | 7.9227 | 0 | 7.9227 | 0 | 0 | 0 | 0 | 0 | 0 | 0 | 0 | 0 | 0 | 71.3037 | 0 | 2.6977 | 33.6963 | 0 | 0 | 0
1847 | 89.3788 | 0 | 89.3788 | 55 | 6.0526 | 10.6579 | 10 | 7.6683 | 0 | 7.6683 | 0 | 0 | 0 | 0 | 0 | 0 | 0 | 0 | 0 | 0 | 71.0526 | 0 | 2.6814 | 33.9474 | 0 | 0 | 0
1848 | 82.9859 | 0 | 82.9859 | 52.9036 | 2 | 9.7356 | 10 | 8.3468 | 0 | 8.3468 | 0 | 0 | 0 | 0 | 0 | 0 | 0 | 0 | 0 | 0 | 64.9036 | 0 | 2.4896 | 40.0964 | 0 | 0 | 0
1849 | 85.6354 | 0 | 85.6354 | 54.7884 | 2 | 10.0183 | 10 | 8.8287 | 0 | 8.8287 | 0 | 0 | 0 | 0 | 0 | 0 | 0 | 0 | 0 | 0 | 66.7884 | 0 | 2.5691 | 38.2116 | 0 | 0 | 0
1850 | 85.7293 | 0 | 85.7293 | 55 | 3.7102 | 10.3066 | 10 | 6.7125 | 0 | 6.7125 | 0 | 0 | 0 | 0 | 0 | 0 | 0 | 0 | 0 | 0 | 68.7102 | 0 | 2.5719 | 36.2898 | 0 | 0 | 0
1851 | 82.9843 | 0 | 82.9843 | 52.0403 | 2 | 9.6061 | 10 | 9.3379 | 0 | 9.3379 | 0 | 0 | 0 | 0 | 0 | 0 | 0 | 0 | 0 | 0 | 64.0403 | 0 | 2.4895 | 40.9597 | 0 | 0 | 0
1852 | 83.9841 | 0 | 83.9841 | 54.1959 | 2 | 9.9294 | 10 | 7.8587 | 0 | 7.8587 | 0 | 0 | 0 | 0 | 0 | 0 | 0 | 0 | 0 | 0 | 66.1959 | 0 | 2.5195 | 38.8041 | 0 | 0 | 0
1853 | 83.7471 | 0 | 83.7471 | 55 | 2.1791 | 10.0769 | 10 | 6.4911 | 0 | 6.4911 | 0 | 0 | 0 | 0 | 0 | 0 | 0 | 0 | 0 | 0 | 67.1791 | 0 | 2.5124 | 37.8209 | 0 | 0 | 0
1854 | 85.7246 | 0 | 85.7246 | 55 | 3.2666 | 10.24 | 10 | 7.218 | 0 | 7.218 | 0 | 0 | 0 | 0 | 0 | 0 | 0 | 0 | 0 | 0 | 68.2666 | 0 | 2.5717 | 36.7334 | 0 | 0 | 0
1855 | 87.1389 | 0 | 87.1389 | 48.5482 | 2 | 9.0823 | 10 | 6.8455 | 10.663 | 6.8455 | 10.663 | 0 | 0 | 0 | 0 | 0 | 0 | 0 | 0 | 0 | 60.5482 | 0 | 2.6142 | 44.4518 | 0 | 0 | 0
1856 | 85.3211 | 0 | 85.3211 | 42.9 | 2 | 7.474 | 4.9263 | 5.4329 | 22.588 | 5.4329 | 22.588 | 0 | 0 | 0 | 0 | 0 | 0 | 0 | 0 | 0 | 49.8263 | 0 | 2.5596 | 55.1737 | 0 | 0 | 0
1857 | 86.1997 | 0 | 86.1997 | 42.9 | 2 | 0 | 4 | 5.9075 | 32.282 | 5.9075 | 32.282 | 0 | 0 | 0.88987 | 0 | 0 | 0 | 0.88987 | 0 | 0.80088 | 48.9 | 0 | 2.586 | 62.3622 | 0 | 0 | 0
1858 | 83.5615 | 0 | 83.5615 | 42.9 | 2 | 1.4211e-14 | 4 | 7.8801 | 37.5624 | 7.8801 | 37.5624 | 0 | 0 | 10.7809 | 0 | 0 | 0 | 10.7809 | 0 | 10.5037 | 48.9 | 0 | 2.5068 | 61.0721 | 0 | 0 | 0
1859 | 84.8289 | 0 | 84.8289 | 42.9 | 2 | 0 | 4 | 3.9703 | 43.639 | 3.9703 | 43.639 | 0 | 0 | 11.6804 | 0 | 0 | 0 | 11.6804 | 0 | 21.0161 | 48.9 | 0 | 2.5449 | 60.9547 | 0 | 0 | 0
1860 | 83.0533 | 0 | 83.0533 | 42.9 | 2 | 0 | 4 | 5.0741 | 51.2874 | 5.0741 | 51.0792 | 0 | 0.20825 | 12 | 0 | 10 | 0 | 22 | 0 | 41.0356 | 48.9 | 0 | 2.4916 | 59.5815 | 0 | 0 | -1.4211e-14
1861 | 82.2324 | 0 | 82.2324 | 42.9 | 2 | 0 | 4 | 4.9118 | 46.7844 | 4.9118 | 46.7844 | 0 | 0 | 12 | 0 | 6.3638 | 0 | 18.3638 | 0 | 57.7027 | 48.9 | 0 | 2.467 | 60.083 | 0 | 0 | 0
1862 | 79.2539 | 0 | 79.2539 | 42.9 | 2 | 0 | 4 | 5.8218 | 34.9862 | 5.8218 | 34.9862 | 0 | 0 | 5.9821 | 0 | 4.4719 | 0 | 10.4541 | 0 | 67.2096 | 48.9 | 0 | 2.3776 | 61.1147 | 0 | 0 | 0
1863 | 80.1265 | 0 | 80.1265 | 42.9 | 2 | 7.1054e-15 | 4 | 5.6312 | 38.0195 | 5.6312 | 26.4527 | 0 | 11.5668 | 0 | 0 | 0.85733 | 0 | 0.85733 | 0 | 68 | 48.9 | 0 | 2.4038 | 72.8577 | 0 | 3.3307e-15 | 0
1864 | 86.8199 | 0 | 86.8199 | 42.9 | 2 | 7.3878 | 4.3518 | 6.398 | 23.7823 | 6.398 | 23.7823 | 0 | 0 | 0 | 0 | 0 | 0 | 0 | 0 | 68 | 49.2518 | 0 | 2.6046 | 77.7482 | 0 | 0 | 0
1865 | 90.3997 | 0 | 90.3997 | 42.9 | 2 | 9.2393 | 8.0073 | 7.0063 | 12.5589 | 7.0063 | 12.5589 | 0 | 0 | 0 | 8.6879 | 0 | 0 | 0 | 8.6879 | 58.3468 | 52.9073 | 0 | 2.712 | 65.4048 | 0 | 0 | 0
1866 | 95.359 | 0 | 95.359 | 43.4966 | 2 | 11.6245 | 10 | 6.2378 | 5.6815e-15 | 6.2378 | 5.6815e-15 | 0 | 0 | 0 | 12 | 0 | 10 | 0 | 22 | 34.1669 | 55.4966 | 0 | 2.8608 | 49.5034 | 0 | 0 | 0
1867 | 99.5568 | 0 | 99.5568 | 49.3192 | 2 | 12.2638 | 10 | 5.5347 | 0 | 5.5347 | 0 | 0 | 0 | 0 | 12 | 0 | 8.4391 | 0 | 20.4391 | 11.6801 | 61.3192 | 0 | 2.9867 | 43.6808 | 0 | 0 | 0
1868 | 101.5311 | 0 | 101.5311 | 55 | 5.5569 | 12.1604 | 10 | 8.3018 | 0 | 8.3018 | 0 | 0 | 0 | 0 | 10.5121 | 0 | 0 | 0 | 10.5121 | 0 | 70.5569 | 0 | 3.0459 | 34.4431 | 0 | 0 | 0
1869 | 100.9012 | 0 | 100.9012 | 55 | 13.4855 | 11.7729 | 10 | 10.6428 | 0 | 10.6428 | 0 | 0 | 0 | 0 | 0 | 0 | 0 | 0 | 0 | 0 | 78.4855 | 0 | 3.027 | 26.5145 | 0 | 0 | -1.4211e-14
1870 | 94.0628 | 0 | 94.0628 | 55 | 9.2639 | 11.1396 | 10 | 8.6592 | 0 | 8.6592 | 0 | 0 | 0 | 0 | 0 | 0 | 0 | 0 | 0 | 0 | 74.2639 | 0 | 2.8219 | 30.7361 | 0 | 0 | 0
1871 | 89.1997 | 0 | 89.1997 | 55 | 4.7728 | 10.4659 | 10 | 8.961 | 0 | 8.961 | 0 | 0 | 0 | 0 | 0 | 0 | 0 | 0 | 0 | 0 | 69.7728 | 0 | 2.676 | 35.2272 | 0 | 1.4211e-14 | 0
1872 | 81.9051 | 0 | 81.9051 | 46.085 | 2 | 8.7128 | 10 | 15.1073 | 0 | 15.1073 | 0 | 0 | 0 | 0 | 0 | 0 | 0 | 0 | 0 | 0 | 58.085 | 0 | 2.4572 | 46.915 | 0 | 0 | 0
1873 | 83.902 | 0 | 83.902 | 48.3605 | 2 | 9.0541 | 10 | 14.4873 | 0 | 14.4873 | 0 | 0 | 0 | 0 | 0 | 0 | 0 | 0 | 0 | 0 | 60.3605 | 0 | 2.5171 | 44.6395 | 0 | 1.4211e-14 | 0
1874 | 81.4666 | 0 | 81.4666 | 47.2706 | 2 | 8.8906 | 10 | 13.3054 | 0 | 13.3054 | 0 | 0 | 0 | 0 | 0 | 0 | 0 | 0 | 0 | 0 | 59.2706 | 0 | 2.444 | 45.7294 | 0 | 0 | 0
1875 | 81.2218 | 0 | 81.2218 | 47.412 | 2 | 8.9118 | 10 | 12.898 | 0 | 12.898 | 0 | 0 | 0 | 0 | 0 | 0 | 0 | 0 | 0 | 0 | 59.412 | 0 | 2.4367 | 45.588 | 0 | 0 | 0
1876 | 84.4268 | 0 | 84.4268 | 46.598 | 2 | 8.7897 | 10 | 17.039 | 0 | 17.039 | 0 | 0 | 0 | 0 | 0 | 0 | 0 | 0 | 0 | 0 | 58.598 | 0 | 2.5328 | 46.402 | 0 | 0 | -1.4211e-14
1877 | 85.3291 | 0 | 85.3291 | 49.9225 | 2 | 9.2884 | 10 | 14.1183 | 0 | 14.1183 | 0 | 0 | 0 | 0 | 0 | 0 | 0 | 0 | 0 | 0 | 61.9225 | 0 | 2.5599 | 43.0775 | 0 | 0 | 0
1878 | 85.5504 | 0 | 85.5504 | 50.653 | 2 | 9.398 | 10 | 13.4995 | 0 | 13.4995 | 0 | 0 | 0 | 0 | 0 | 0 | 0 | 0 | 0 | 0 | 62.653 | 0 | 2.5665 | 42.347 | 0 | 0 | 0
1879 | 83.8519 | 0 | 83.8519 | 42.9 | 2 | 7.6356 | 6.0036 | 13.9836 | 11.3291 | 13.9836 | 11.3291 | 0 | 0 | 0 | 0 | 0 | 0 | 0 | 0 | 0 | 50.9036 | 0 | 2.5156 | 54.0964 | 0 | 0 | 0
1880 | 82.863 | 0 | 82.863 | 42.9 | 2 | 1.7648 | 4 | 13.1845 | 19.0138 | 13.1845 | 19.0138 | 0 | 0 | 0 | 0 | 0 | 0 | 0 | 0 | 0 | 48.9 | 0 | 2.4859 | 60.9437 | 0 | 1.4211e-14 | 0
1881 | 81.1391 | 0 | 81.1391 | 42.9 | 2 | 0 | 4 | 14.0365 | 27.505 | 14.0365 | 27.505 | 0 | 0 | 9.3023 | 0 | 0 | 0 | 9.3023 | 0 | 8.3721 | 48.9 | 0 | 2.4342 | 61.2649 | 0 | 0 | 0
1882 | 82.6307 | 0 | 82.6307 | 42.9 | 2 | 7.1054e-15 | 4 | 12.4679 | 33.1714 | 12.4679 | 33.1714 | 0 | 0 | 11.9087 | 0 | 0 | 0 | 11.9087 | 0 | 19.0899 | 48.9 | 0 | 2.4789 | 60.925 | 0 | 0 | 0
1883 | 79.7471 | 0 | 79.7471 | 42.9 | 2 | 1.4211e-14 | 4 | 11.8426 | 35.0713 | 11.8426 | 35.0713 | 0 | 0 | 12 | 0 | 4.0668 | 0 | 16.0668 | 0 | 33.6393 | 48.9 | 0 | 2.3924 | 60.3826 | 0 | 0 | 0
1884 | 80.8172 | 0 | 80.8172 | 42.9 | 2 | 0 | 4 | 11.0075 | 38.3422 | 11.0075 | 38.3422 | 0 | 0 | 12 | 0 | 5.4324 | 0 | 17.4324 | 0 | 49.4478 | 48.9 | 0 | 2.4245 | 60.2045 | 0 | 0 | 0
1885 | 82.3516 | 0 | 82.3516 | 42.9 | 2 | 0 | 4 | 11.8343 | 38.0701 | 11.8343 | 38.0701 | 0 | 0 | 8.1223 | 0 | 8.3305 | 0 | 16.4528 | 0 | 64.4382 | 48.9 | 0 | 2.4705 | 60.3322 | 0 | 0 | 0
1886 | 78.8573 | 0 | 78.8573 | 42.9 | 2 | 0 | 4 | 12.624 | 35.6698 | 12.624 | 21.1967 | 0 | 14.4731 | 0 | 0 | 3.8633 | 0 | 3.8633 | 0 | 68 | 48.9 | 0 | 2.3657 | 72.0866 | 0 | 0 | -6.2172e-15
1887 | 80.2633 | 0 | 80.2633 | 42.9 | 2 | 0 | 4 | 9.9656 | 30.4355 | 9.9656 | 21.3977 | 0 | 9.0379 | 0 | 0 | 0 | 0 | 0 | 0 | 68 | 48.9 | 0 | 2.4079 | 83.2994 | 0 | 0 | 0
1888 | 83.6901 | 0 | 83.6901 | 42.9 | 2 | 3.198 | 4 | 12.117 | 19.4751 | 12.117 | 19.4751 | 0 | 0 | 0 | 0 | 0 | 0 | 0 | 0 | 68 | 48.9 | 0 | 2.5107 | 81.6974 | 0 | 0 | 0
1889 | 87.3262 | 0 | 87.3262 | 42.9 | 2 | 8.1644 | 5.1234 | 14.0869 | 10.6454 | 14.0869 | 10.6454 | 0 | 0 | 0 | 4.4062 | 0 | 0 | 0 | 4.4062 | 63.1043 | 50.0234 | 0 | 2.6198 | 72.5705 | 0 | 0 | -1.4211e-14
1890 | 92.1904 | 0 | 92.1904 | 42.9 | 2 | 9.3356 | 4 | 12.9881 | 5.0706e-15 | 12.9881 | 5.0706e-15 | 0 | 0 | 0 | 12 | 0 | 8.9666 | 0 | 20.9666 | 40.0453 | 48.9 | 0 | 2.7657 | 58.1285 | 0 | 0 | 0
1891 | 95.9796 | 0 | 95.9796 | 42.9 | 2 | 10.8529 | 5.9803 | 12.7738 | 0 | 12.7738 | 0 | 0 | 0 | 0 | 12 | 0 | 9.4725 | 0 | 21.4725 | 16.4376 | 50.8803 | 0 | 2.8794 | 54.1197 | 0 | 0 | 0
1892 | 100.7579 | 0 | 100.7579 | 52.1259 | 2 | 11.4189 | 10 | 13.2131 | 0 | 13.2131 | 0 | 0 | 0 | 0 | 12 | 0 | 0 | 0 | 12 | 3.1043 | 64.1259 | 0 | 3.0227 | 40.8741 | 0 | 0 | 0
1893 | 98.736 | 0 | 98.736 | 55 | 5.4002 | 10.9791 | 10 | 14.5629 | 0 | 14.5629 | 0 | 0 | 0 | 0 | 2.7938 | 0 | 0 | 0 | 2.7938 | 0 | 70.4002 | 0 | 2.9621 | 34.5998 | 0 | 0 | 0
1894 | 95.2263 | 0 | 95.2263 | 55 | 6.2893 | 10.6934 | 10 | 13.2435 | 0 | 13.2435 | 0 | 0 | 0 | 0 | 0 | 0 | 0 | 0 | 0 | 0 | 71.2893 | 0 | 2.8568 | 33.7107 | 0 | 0 | 0
1895 | 88.638 | 0 | 88.638 | 52.0315 | 2 | 9.6047 | 10 | 15.0018 | 0 | 15.0018 | 0 | 0 | 0 | 0 | 0 | 0 | 0 | 0 | 0 | 0 | 64.0315 | 0 | 2.6591 | 40.9685 | 0 | 0 | 0
1896 | 81.1828 | 0 | 81.1828 | 48.8351 | 2 | 9.1253 | 10 | 11.2224 | 0 | 11.2224 | 0 | 0 | 0 | 0 | 0 | 0 | 0 | 0 | 0 | 0 | 60.8351 | 0 | 2.4355 | 44.1649 | 0 | 0 | 0
1897 | 82.0913 | 0 | 82.0913 | 48.9066 | 2 | 9.136 | 10 | 12.0487 | 0 | 12.0487 | 0 | 0 | 0 | 0 | 0 | 0 | 0 | 0 | 0 | 0 | 60.9066 | 0 | 2.4627 | 44.0934 | 0 | 0 | 0
1898 | 84.0072 | 0 | 84.0072 | 50.9225 | 2 | 9.4384 | 10 | 11.6464 | 0 | 11.6464 | 0 | 0 | 0 | 0 | 0 | 0 | 0 | 0 | 0 | 0 | 62.9225 | 0 | 2.5202 | 42.0775 | 0 | 0 | 0
1899 | 84.1219 | 0 | 84.1219 | 52.316 | 2 | 9.6474 | 10 | 10.1585 | 0 | 10.1585 | 0 | 0 | 0 | 0 | 0 | 0 | 0 | 0 | 0 | 0 | 64.316 | 0 | 2.5237 | 40.684 | 0 | 0 | 0
1900 | 84.6468 | 0 | 84.6468 | 51.8419 | 2 | 9.5763 | 10 | 11.2285 | 0 | 11.2285 | 0 | 0 | 0 | 0 | 0 | 0 | 0 | 0 | 0 | 0 | 63.8419 | 0 | 2.5394 | 41.1581 | 0 | 0 | 0
1901 | 83.2325 | 0 | 83.2325 | 50.8991 | 2 | 9.4349 | 10 | 10.8986 | 0 | 10.8986 | 0 | 0 | 0 | 0 | 0 | 0 | 0 | 0 | 0 | 0 | 62.8991 | 0 | 2.497 | 42.1009 | 0 | 0 | 0
1902 | 84.4702 | 0 | 84.4702 | 52.9933 | 2 | 9.749 | 10 | 9.728 | 0 | 9.728 | 0 | 0 | 0 | 0 | 0 | 0 | 0 | 0 | 0 | 0 | 64.9933 | 0 | 2.5341 | 40.0067 | 0 | 0 | 0
1903 | 82.1695 | 0 | 82.1695 | 42.9 | 2 | 7.8174 | 7.216 | 9.083 | 13.153 | 9.083 | 13.153 | 0 | 0 | 0 | 0 | 0 | 0 | 0 | 0 | 0 | 52.116 | 0 | 2.4651 | 52.884 | 0 | 0 | 0
1904 | 83.7856 | 0 | 83.7856 | 42.9 | 2 | 5.947 | 4 | 8.346 | 20.5926 | 8.346 | 20.5926 | 0 | 0 | 0 | 0 | 0 | 0 | 0 | 0 | 0 | 48.9 | 0 | 2.5136 | 57.307 | 0 | 0 | 0
1905 | 84.4872 | 0 | 84.4872 | 42.9 | 2 | 0 | 4 | 10.6052 | 36.3658 | 10.6052 | 36.3658 | 0 | 0 | 11.3837 | 0 | 0 | 0 | 11.3837 | 0 | 10.2453 | 48.9 | 0 | 2.5346 | 60.9934 | 0 | 0 | 0
1906 | 81.2525 | 0 | 81.2525 | 42.9 | 2 | 0 | 4 | 9.6039 | 47.2174 | 9.6039 | 44.7486 | 0 | 2.4688 | 12 | 0 | 10 | 0 | 22 | 0 | 30.2649 | 48.9 | 0 | 2.4376 | 59.2867 | 0 | 0 | 0
1907 | 83.2736 | 0 | 83.2736 | 42.9 | 2 | 1.4211e-14 | 4 | 8.0616 | 54.2275 | 8.0616 | 48.3121 | 0 | 5.9154 | 12 | 0 | 10 | 0 | 22 | 0 | 50.2844 | 48.9 | 0 | 2.4982 | 58.8371 | 0 | 1.4211e-14 | 0
1908 | 78.9707 | 0 | 78.9707 | 42.9 | 2 | 7.1054e-15 | 4 | 9.7833 | 55 | 9.7833 | 33.9805 | 0 | 21.0195 | 12 | 0 | 1.693 | 0 | 13.693 | 0 | 62.6453 | 48.9 | 0 | 2.3691 | 57.9505 | 0 | 1.7764e-14 | 0
1909 | 80.4027 | 0 | 80.4027 | 42.9 | 2 | 7.1054e-15 | 4 | 8.9066 | 48.7032 | 8.9066 | 28.5457 | 0 | 20.1575 | 5.9496 | 0 | 0 | 0 | 5.9496 | 0 | 68 | 48.9 | 0 | 2.4121 | 69.073 | 0 | 1.2434e-14 | 0
1910 | 77.3068 | 0 | 77.3068 | 42.9 | 2 | 0 | 4 | 10.9082 | 46.3311 | 10.9082 | 17.4987 | 0 | 28.8325 | 0 | 0 | 0 | 0 | 0 | 0 | 68 | 48.9 | 0 | 2.3192 | 80.7175 | 0 | 0 | 0
1911 | 77.9813 | 0 | 77.9813 | 42.9 | 2 | 0 | 4 | 9.2167 | 33.3944 | 9.2167 | 19.8646 | 0 | 13.5298 | 0 | 0 | 0 | 0 | 0 | 0 | 68 | 48.9 | 0 | 2.3394 | 82.7135 | 0 | 0 | 0
1912 | 81.9269 | 0 | 81.9269 | 42.9 | 2 | 0 | 4 | 9.4991 | 25.2118 | 9.4991 | 23.5278 | 0 | 1.684 | 0 | 0 | 0 | 0 | 0 | 0 | 68 | 48.9 | 0 | 2.4578 | 84.2586 | 0 | 0 | 0
1913 | 87.7754 | 0 | 87.7754 | 42.9 | 2 | 8.3142 | 8.8326 | 9.6331 | 14.4002 | 9.6331 | 14.4002 | 0 | 0 | 0 | 1.6953 | 0 | 0 | 0 | 1.6953 | 66.1163 | 53.7326 | 0 | 2.6333 | 71.5721 | 0 | 0 | 0
1914 | 90.9685 | 0 | 90.9685 | 42.9 | 2 | 10.7533 | 6.4923 | 8.5264 | 5.6849e-15 | 8.5264 | 5.6849e-15 | 0 | 0 | 0 | 12 | 0 | 8.2965 | 0 | 20.2965 | 43.7841 | 51.3923 | 0 | 2.7291 | 55.3112 | 0 | 0 | 0
1915 | 97.6008 | 0 | 97.6008 | 42.9 | 2 | 11.4465 | 9.4098 | 9.8445 | 0 | 9.8445 | 0 | 0 | 0 | 0 | 12 | 0 | 10 | 0 | 22 | 19.6043 | 54.3098 | 0 | 2.928 | 50.6902 | 0 | 0 | 0
1916 | 98.9507 | 0 | 98.9507 | 51.8303 | 2 | 11.396 | 10 | 11.5819 | 0 | 11.5819 | 0 | 0 | 0 | 0 | 12 | 0 | 0.14259 | 0 | 12.1426 | 6.1163 | 63.8303 | 0 | 2.9685 | 41.1697 | 0 | 0 | 0
1917 | 95.973 | 0 | 95.973 | 55 | 3.6772 | 11.1273 | 10 | 10.6639 | 0 | 10.6639 | 0 | 0 | 0 | 0 | 5.5047 | 0 | 0 | 0 | 5.5047 | 0 | 68.6772 | 0 | 2.8792 | 36.3228 | 0 | 0 | 0
1918 | 91.7646 | 0 | 91.7646 | 55 | 4.7933 | 10.469 | 10 | 11.5023 | 0 | 11.5023 | 0 | 0 | 0 | 0 | 0 | 0 | 0 | 0 | 0 | 0 | 69.7933 | 0 | 2.7529 | 35.2067 | 0 | 0 | 0
1919 | 87.4202 | 0 | 87.4202 | 53.6236 | 2 | 9.8436 | 10 | 11.9531 | 0 | 11.9531 | 0 | 0 | 0 | 0 | 0 | 0 | 0 | 0 | 0 | 0 | 65.6236 | 0 | 2.6226 | 39.3764 | 0 | 0 | 0
1920 | 83.4684 | 0 | 83.4684 | 46.7812 | 2 | 8.8172 | 10 | 15.87 | 0 | 15.87 | 0 | 0 | 0 | 0 | 0 | 0 | 0 | 0 | 0 | 0 | 58.7812 | 0 | 2.5041 | 46.2188 | 0 | 0 | 0
1921 | 85.0702 | 0 | 85.0702 | 49.3237 | 2 | 9.1986 | 10 | 14.548 | 0 | 14.548 | 0 | 0 | 0 | 0 | 0 | 0 | 0 | 0 | 0 | 0 | 61.3237 | 0 | 2.5521 | 43.6763 | 0 | 0 | 0
1922 | 86.1682 | 0 | 86.1682 | 49.2216 | 2 | 9.1833 | 10 | 15.7633 | 0 | 15.7633 | 0 | 0 | 0 | 0 | 0 | 0 | 0 | 0 | 0 | 0 | 61.2216 | 0 | 2.585 | 43.7784 | 0 | 0 | 0
1923 | 86.5382 | 0 | 86.5382 | 49.4621 | 2 | 9.2193 | 10 | 15.8568 | 0 | 15.8568 | 0 | 0 | 0 | 0 | 0 | 0 | 0 | 0 | 0 | 0 | 61.4621 | 0 | 2.5961 | 43.5379 | 0 | 0 | 0
1924 | 88.2986 | 0 | 88.2986 | 50.3684 | 2 | 9.3553 | 10 | 16.5749 | 0 | 16.5749 | 0 | 0 | 0 | 0 | 0 | 0 | 0 | 0 | 0 | 0 | 62.3684 | 0 | 2.649 | 42.6316 | 0 | 0 | 0
1925 | 89.5839 | 0 | 89.5839 | 53.2939 | 2 | 9.7941 | 10 | 14.4959 | 0 | 14.4959 | 0 | 0 | 0 | 0 | 0 | 0 | 0 | 0 | 0 | 0 | 65.2939 | 0 | 2.6875 | 39.7061 | 0 | 0 | -1.4211e-14
1926 | 89.7009 | 0 | 89.7009 | 53.8587 | 2 | 9.8788 | 10 | 13.9633 | 0 | 13.9633 | 0 | 0 | 0 | 0 | 0 | 0 | 0 | 0 | 0 | 0 | 65.8587 | 0 | 2.691 | 39.1413 | 0 | 0 | 0
1927 | 89.2714 | 0 | 89.2714 | 44.3998 | 2 | 8.46 | 10 | 14.0061 | 10.4055 | 14.0061 | 10.4055 | 0 | 0 | 0 | 0 | 0 | 0 | 0 | 0 | 0 | 56.3998 | 0 | 2.6781 | 48.6002 | 0 | 0 | 0
1928 | 87.0136 | 0 | 87.0136 | 42.9 | 2 | 4.4757 | 4 | 13.0162 | 20.6217 | 13.0162 | 20.6217 | 0 | 0 | 0 | 0 | 0 | 0 | 0 | 0 | 0 | 48.9 | 0 | 2.6104 | 58.5863 | 0 | 0 | 0
1929 | 87.4939 | 0 | 87.4939 | 42.9 | 2 | 0 | 4 | 14.0457 | 29.891 | 14.0457 | 29.891 | 0 | 0 | 5.3428 | 0 | 0 | 0 | 5.3428 | 0 | 4.8085 | 48.9 | 0 | 2.6248 | 61.7814 | 0 | 0 | 0
1930 | 85.8663 | 0 | 85.8663 | 42.9 | 2 | 0 | 4 | 13.0825 | 37.4396 | 13.0825 | 37.4396 | 0 | 0 | 12 | 0 | 1.5559 | 0 | 13.5559 | 0 | 17.043 | 48.9 | 0 | 2.576 | 60.7101 | 0 | 0 | 0
1931 | 84.2706 | 0 | 84.2706 | 42.9 | 2 | 0 | 4 | 14.4916 | 39.265 | 14.4916 | 39.265 | 0 | 0 | 12 | 0 | 6.3861 | 0 | 18.3861 | 0 | 33.7306 | 48.9 | 0 | 2.5281 | 60.0801 | 0 | 0 | 0
1932 | 85.8924 | 0 | 85.8924 | 42.9 | 2 | 0 | 4 | 12.003 | 41.1908 | 12.003 | 41.1908 | 0 | 0 | 12 | 0 | 4.2014 | 0 | 16.2014 | 0 | 48.4041 | 48.9 | 0 | 2.5768 | 60.365 | 0 | 0 | 0
1933 | 84.8759 | 0 | 84.8759 | 42.9 | 2 | 0 | 4 | 12.9071 | 39.4435 | 12.9071 | 39.4435 | 0 | 0 | 11.9906 | 0 | 4.3841 | 0 | 16.3747 | 0 | 63.2376 | 48.9 | 0 | 2.5463 | 60.3424 | 0 | 0 | 0
1934 | 85.5573 | 0 | 85.5573 | 42.9 | 2 | 0 | 4 | 13.9022 | 34.5862 | 13.9022 | 27.9207 | 0 | 6.6655 | 0 | 0 | 5.1656 | 0 | 5.1656 | 0 | 68 | 48.9 | 0 | 2.5667 | 72.9351 | 0 | 1.5987e-14 | 0
1935 | 82.9483 | 0 | 82.9483 | 42.9 | 2 | 0 | 4 | 12.6131 | 26.1143 | 12.6131 | 21.4352 | 0 | 4.6791 | 0 | 0 | 0 | 0 | 0 | 0 | 68 | 48.9 | 0 | 2.4884 | 83.868 | 0 | 0 | 0
1936 | 85.6167 | 0 | 85.6167 | 42.9 | 2 | 1.9538 | 4 | 14.3467 | 20.4162 | 14.3467 | 20.4162 | 0 | 0 | 0 | 0 | 0 | 0 | 0 | 0 | 68 | 48.9 | 0 | 2.5685 | 82.7793 | 0 | 0 | 0
1937 | 89.1331 | 0 | 89.1331 | 42.9 | 2 | 6.4644 | 4 | 11.8162 | 11.2019 | 11.8162 | 11.2019 | 0 | 0 | 0 | 10.7506 | 0 | 0 | 0 | 10.7506 | 56.0549 | 48.9 | 0 | 2.674 | 69.5087 | 0 | 0 | -1.4211e-14
1938 | 95.6005 | 0 | 95.6005 | 42.9 | 2 | 9.1231 | 4 | 15.5774 | 5.2134e-15 | 15.5774 | 5.2134e-15 | 0 | 0 | 0 | 12 | 0 | 10 | 0 | 22 | 31.875 | 48.9 | 0 | 2.868 | 57.4147 | 0 | 0 | 0
1939 | 102.6303 | 0 | 102.6303 | 44.3213 | 2 | 11.5141 | 10 | 14.3558 | 0 | 14.3558 | 0 | 0 | 0 | 0 | 12 | 0 | 8.4391 | 0 | 20.4391 | 9.3882 | 56.3213 | 0 | 3.0789 | 48.6787 | 0 | 0 | 0
1940 | 104.4091 | 0 | 104.4091 | 55 | 3.284 | 11.51 | 10 | 16.1656 | 0 | 16.1656 | 0 | 0 | 0 | 0 | 8.4494 | 0 | 0 | 0 | 8.4494 | 0 | 68.284 | 0 | 3.1323 | 36.716 | 0 | 0 | 0
1941 | 102.8353 | 0 | 102.8353 | 55 | 10.6688 | 11.3503 | 10 | 15.8162 | 0 | 15.8162 | 0 | 0 | 0 | 0 | 0 | 0 | 0 | 0 | 0 | 0 | 75.6688 | 0 | 3.0851 | 29.3312 | 0 | 0 | 0
1942 | 96.2902 | 0 | 96.2902 | 55 | 4.9206 | 10.4881 | 10 | 15.8815 | 0 | 15.8815 | 0 | 0 | 0 | 0 | 0 | 0 | 0 | 0 | 0 | 0 | 69.9206 | 0 | 2.8887 | 35.0794 | 0 | 0 | 0
1943 | 93.945 | 0 | 93.945 | 54.7029 | 2 | 10.0055 | 10 | 17.2366 | 0 | 17.2366 | 0 | 0 | 0 | 0 | 0 | 0 | 0 | 0 | 0 | 0 | 66.7029 | 0 | 2.8183 | 38.2971 | 0 | 0 | 0
1944 | 80.4492 | 0 | 80.4492 | 42.9579 | 2 | 8.2437 | 10 | 17.2475 | 0 | 17.2475 | 0 | 0 | 0 | 0 | 0 | 0 | 0 | 0 | 0 | 0 | 54.9579 | 0 | 2.4135 | 50.0421 | 0 | 0 | 0
1945 | 83.5968 | 0 | 83.5968 | 45.566 | 2 | 8.6349 | 10 | 17.3959 | 0 | 17.3959 | 0 | 0 | 0 | 0 | 0 | 0 | 0 | 0 | 0 | 0 | 57.566 | 0 | 2.5079 | 47.434 | 0 | 0 | 0
1946 | 84.7337 | 0 | 84.7337 | 47.4126 | 2 | 8.9119 | 10 | 16.4092 | 0 | 16.4092 | 0 | 0 | 0 | 0 | 0 | 0 | 0 | 0 | 0 | 0 | 59.4126 | 0 | 2.542 | 45.5874 | 0 | 0 | 0
1947 | 84.7824 | 0 | 84.7824 | 48.6308 | 2 | 9.0946 | 10 | 15.057 | 0 | 15.057 | 0 | 0 | 0 | 0 | 0 | 0 | 0 | 0 | 0 | 0 | 60.6308 | 0 | 2.5435 | 44.3692 | 0 | 0 | 0
1948 | 83.1536 | 0 | 83.1536 | 47.7961 | 2 | 8.9694 | 10 | 14.3881 | 0 | 14.3881 | 0 | 0 | 0 | 0 | 0 | 0 | 0 | 0 | 0 | 0 | 59.7961 | 0 | 2.4946 | 45.2039 | 0 | 0 | 0
1949 | 84.6516 | 0 | 84.6516 | 48.6245 | 2 | 9.0937 | 10 | 14.9335 | 0 | 14.9335 | 0 | 0 | 0 | 0 | 0 | 0 | 0 | 0 | 0 | 0 | 60.6245 | 0 | 2.5395 | 44.3755 | 0 | 0 | 0
1950 | 83.2556 | 0 | 83.2556 | 49.3558 | 2 | 9.2034 | 10 | 12.6964 | 0 | 12.6964 | 0 | 0 | 0 | 0 | 0 | 0 | 0 | 0 | 0 | 0 | 61.3558 | 0 | 2.4977 | 43.6442 | 0 | 0 | 0
1951 | 83.3954 | 0 | 83.3954 | 42.9 | 2 | 6.1422 | 4 | 14.6527 | 13.7004 | 14.6527 | 13.7004 | 0 | 0 | 0 | 0 | 0 | 0 | 0 | 0 | 0 | 48.9 | 0 | 2.5019 | 57.1372 | 0 | 0 | 0
1952 | 81.6359 | 0 | 81.6359 | 42.9 | 2 | 7.1054e-15 | 4 | 13.9419 | 28.3726 | 13.9419 | 28.3726 | 0 | 0 | 9.5786 | 0 | 0 | 0 | 9.5786 | 0 | 8.6208 | 48.9 | 0 | 2.4491 | 61.2289 | 0 | 0 | 0
1953 | 84.4649 | 0 | 84.4649 | 42.9 | 2 | 7.1054e-15 | 4 | 14.157 | 36.1948 | 14.157 | 36.1948 | 0 | 0 | 12 | 0 | 2.7869 | 0 | 14.7869 | 0 | 21.9901 | 48.9 | 0 | 2.5339 | 60.5495 | 0 | 0 | 0
1954 | 81.339 | 0 | 81.339 | 42.9 | 2 | 1.4211e-14 | 4 | 13.0531 | 46.6885 | 13.0531 | 41.3859 | 0 | 5.3026 | 12 | 0 | 10 | 0 | 22 | 0 | 42.0097 | 48.9 | 0 | 2.4402 | 58.9171 | 0 | 0 | 0
1955 | 80.1731 | 0 | 80.1731 | 42.9 | 2 | 0 | 4 | 12.108 | 48.9461 | 12.108 | 40.0712 | 0 | 8.8748 | 12 | 0 | 8.9062 | 0 | 20.9062 | 0 | 61.0208 | 48.9 | 0 | 2.4052 | 58.5938 | 0 | 3.5527e-15 | 0
1956 | 79.8359 | 0 | 79.8359 | 42.9 | 2 | 0 | 4 | 13.3574 | 52.278 | 13.3574 | 25.3333 | 0 | 26.9448 | 7.7547 | 0 | 0 | 0 | 7.7547 | 0 | 68 | 48.9 | 0 | 2.3951 | 67.9522 | 0 | 0 | -1.7764e-15
1957 | 80.3164 | 0 | 80.3164 | 42.9 | 2 | 0 | 4 | 12.5923 | 54.8076 | 12.5923 | 18.8241 | 0 | 35.9835 | 0 | 0 | 0 | 0 | 0 | 0 | 68 | 48.9 | 0 | 2.4095 | 79.7848 | 0 | 0 | 0
1958 | 81.7796 | 0 | 81.7796 | 42.9 | 2 | 7.1054e-15 | 4 | 12.7279 | 49.7894 | 12.7279 | 20.1517 | 0 | 29.6377 | 0 | 0 | 0 | 0 | 0 | 0 | 68 | 48.9 | 0 | 2.4534 | 80.6125 | 0 | 0 | 0
1959 | 77.9305 | 0 | 77.9305 | 42.9 | 2 | 1.4211e-14 | 4 | 12.1646 | 36.6584 | 12.1646 | 16.8659 | 0 | 19.7925 | 0 | 0 | 0 | 0 | 0 | 0 | 68 | 48.9 | 0 | 2.3379 | 81.8966 | 0 | 1.4211e-14 | 0
1960 | 81.0672 | 0 | 81.0672 | 42.9 | 2 | 0 | 4 | 12.2427 | 28.0459 | 12.2427 | 19.9245 | 0 | 8.1214 | 0 | 0 | 0 | 0 | 0 | 0 | 68 | 48.9 | 0 | 2.432 | 83.419 | 0 | 0 | 0
1961 | 86.3411 | 0 | 86.3411 | 42.9 | 2 | 4.3883 | 4 | 15.5172 | 13.0294 | 15.5172 | 13.0294 | 0 | 0 | 0 | 4.5062 | 0 | 0 | 0 | 4.5062 | 62.9931 | 48.9 | 0 | 2.5902 | 76.744 | 0 | 1.4211e-14 | 0
1962 | 91.9157 | 0 | 91.9157 | 42.9 | 2 | 5.667 | 4 | 15.3487 | 6.6671e-15 | 15.3487 | 6.6671e-15 | 0 | 0 | 0 | 12 | 0 | 10 | 0 | 22 | 38.8133 | 48.9 | 0 | 2.7575 | 60.42 | 0 | 0 | 0
1963 | 95.0876 | 0 | 95.0876 | 42.9 | 2 | 10.2575 | 4 | 15.4909 | 0 | 15.4909 | 0 | 0 | 0 | 0 | 12 | 0 | 8.4391 | 0 | 20.4391 | 16.3264 | 48.9 | 0 | 2.8526 | 56.2246 | 0 | 1.4211e-14 | 0
1964 | 101.1106 | 0 | 101.1106 | 51.0999 | 2 | 11.265 | 10 | 14.7457 | 0 | 14.7457 | 0 | 0 | 0 | 0 | 12 | 0 | 0 | 0 | 12 | 2.9931 | 63.0999 | 0 | 3.0333 | 41.9001 | 0 | 0 | -1.4211e-14
1965 | 96.7019 | 0 | 96.7019 | 55 | 2.8282 | 10.5783 | 10 | 15.6015 | 0 | 15.6015 | 0 | 0 | 0 | 0 | 2.6938 | 0 | 0 | 0 | 2.6938 | 0 | 67.8282 | 0 | 2.9011 | 37.1718 | 0 | 0 | 0
1966 | 93.5364 | 0 | 93.5364 | 54.8423 | 2 | 10.0264 | 10 | 16.6677 | 0 | 16.6677 | 0 | 0 | 0 | 0 | 0 | 0 | 0 | 0 | 0 | 0 | 66.8423 | 0 | 2.8061 | 38.1577 | 0 | 1.4211e-14 | 0
1967 | 90.9441 | 0 | 90.9441 | 53.1714 | 2 | 9.7757 | 10 | 15.9969 | 0 | 15.9969 | 0 | 0 | 0 | 0 | 0 | 0 | 0 | 0 | 0 | 0 | 65.1714 | 0 | 2.7283 | 39.8286 | 0 | 0 | -1.4211e-14
1968 | 76.0255 | 0 | 76.0255 | 42.9 | 2 | 8.0166 | 8.5438 | 14.5651 | 0 | 14.5651 | 0 | 0 | 0 | 0 | 0 | 0 | 0 | 0 | 0 | 0 | 53.4438 | 0 | 2.2808 | 51.5562 | 0 | 0 | 0
1969 | 76.2765 | 0 | 76.2765 | 42.9 | 2 | 7.9893 | 8.3617 | 15.0255 | 0 | 15.0255 | 0 | 0 | 0 | 0 | 0 | 0 | 0 | 0 | 0 | 0 | 53.2617 | 0 | 2.2883 | 51.7383 | 0 | 0 | 0
1970 | 79.1024 | 0 | 79.1024 | 43.4716 | 2 | 8.3208 | 10 | 15.31 | 0 | 15.31 | 0 | 0 | 0 | 0 | 0 | 0 | 0 | 0 | 0 | 0 | 55.4716 | 0 | 2.3731 | 49.5284 | 0 | 0 | 0
1971 | 79.573 | 0 | 79.573 | 43.9594 | 2 | 8.3939 | 10 | 15.2197 | 0 | 15.2197 | 0 | 0 | 0 | 0 | 0 | 0 | 0 | 0 | 0 | 0 | 55.9594 | 0 | 2.3872 | 49.0406 | 0 | 0 | 0
1972 | 78.7407 | 0 | 78.7407 | 44.8022 | 2 | 8.5204 | 10 | 13.4181 | 0 | 13.4181 | 0 | 0 | 0 | 0 | 0 | 0 | 0 | 0 | 0 | 0 | 56.8022 | 0 | 2.3622 | 48.1978 | 0 | 0 | 0
1973 | 80.6664 | 0 | 80.6664 | 45.8473 | 2 | 8.6771 | 10 | 14.142 | 0 | 14.142 | 0 | 0 | 0 | 0 | 0 | 0 | 0 | 0 | 0 | 0 | 57.8473 | 0 | 2.42 | 47.1527 | 0 | 0 | 0
1974 | 81.0596 | 0 | 81.0596 | 46.6493 | 2 | 8.7974 | 10 | 13.6128 | 0 | 13.6128 | 0 | 0 | 0 | 0 | 0 | 0 | 0 | 0 | 0 | 0 | 58.6493 | 0 | 2.4318 | 46.3507 | 0 | 0 | 0
1975 | 80.6183 | 0 | 80.6183 | 42.9 | 2 | 5.5136 | 4 | 13.3944 | 12.8103 | 13.3944 | 12.8103 | 0 | 0 | 0 | 0 | 0 | 0 | 0 | 0 | 0 | 48.9 | 0 | 2.4185 | 57.6839 | 0 | 0 | 0
1976 | 81.8034 | 0 | 81.8034 | 42.9 | 2 | 0 | 4 | 13.0941 | 25.1356 | 13.0941 | 25.1356 | 0 | 0 | 5.3264 | 0 | 0 | 0 | 5.3264 | 0 | 4.7937 | 48.9 | 0 | 2.4541 | 61.7835 | 0 | 0 | 0
1977 | 78.1749 | 0 | 78.1749 | 42.9 | 2 | 1.4211e-14 | 4 | 11.105 | 34.8883 | 11.105 | 34.8883 | 0 | 0 | 12 | 0 | 4.7185 | 0 | 16.7185 | 0 | 19.944 | 48.9 | 0 | 2.3452 | 60.2976 | 0 | 0 | 0
1978 | 76.6873 | 0 | 76.6873 | 42.9 | 2 | 0 | 4 | 12.0785 | 41.8455 | 12.0785 | 37.7088 | 0 | 4.1367 | 12 | 0 | 10 | 0 | 22 | 0 | 39.9636 | 48.9 | 0 | 2.3006 | 59.0691 | 0 | 0 | 0
1979 | 77.634 | 0 | 77.634 | 42.9 | 2 | 7.1054e-15 | 4 | 12.1618 | 46.6982 | 12.1618 | 35.5467 | 0 | 11.1515 | 12 | 0 | 6.9745 | 0 | 18.9745 | 0 | 57.1937 | 48.9 | 0 | 2.329 | 58.5488 | 0 | 3.5527e-15 | 0
1980 | 75.5434 | 0 | 75.5434 | 42.9 | 2 | 7.1054e-15 | 4 | 11.2742 | 52.8956 | 11.2742 | 27.3691 | 0 | 25.5265 | 12 | 0 | 0 | 0 | 12 | 0 | 67.9937 | 48.9 | 0 | 2.2663 | 67.5835 | 0 | 0 | 0
1981 | 75.4117 | 0 | 75.4117 | 42.9 | 2 | 0 | 4 | 10.936 | 48.6894 | 10.936 | 15.5827 | 0 | 33.1067 | 0.0069543 | 0 | 0 | 0 | 0.0069543 | 0 | 68 | 48.9 | 0 | 2.2624 | 68.1591 | 0 | 1.1053e-14 | 0
1982 | 77.2437 | 0 | 77.2437 | 42.9 | 2 | 0 | 4 | 10.4796 | 40.6449 | 10.4796 | 17.8641 | 0 | 22.7808 | 0 | 0 | 0 | 0 | 0 | 0 | 68 | 48.9 | 0 | 2.3173 | 81.5069 | 0 | 0 | -1.4211e-14
1983 | 76.9141 | 0 | 76.9141 | 42.9 | 2 | 0 | 4 | 11.6143 | 35.7831 | 11.6143 | 16.3998 | 0 | 19.3834 | 0 | 0 | 0 | 0 | 0 | 0 | 68 | 48.9 | 0 | 2.3074 | 81.95 | 0 | 0 | 0
1984 | 78.487 | 0 | 78.487 | 42.9 | 2 | 0 | 4 | 12.9136 | 24.5466 | 12.9136 | 16.6733 | 0 | 7.8733 | 0 | 0 | 0 | 0 | 0 | 0 | 68 | 48.9 | 0 | 2.3546 | 83.4513 | 0 | 0 | 0
1985 | 82.469 | 0 | 82.469 | 42.9 | 2 | 7.3496 | 4.0975 | 13.0949 | 13.0269 | 13.0949 | 13.0269 | 0 | 0 | 0 | 0 | 0 | 0 | 0 | 0 | 68 | 48.9975 | 0 | 2.4741 | 78.0025 | 0 | 0 | 0
1986 | 88.7554 | 0 | 88.7554 | 42.9 | 2 | 8.5711 | 4 | 13.9833 | 6.4802e-15 | 13.9833 | 6.4802e-15 | 0 | 0 | 0 | 12 | 0 | 5.301 | 0 | 17.301 | 48.9169 | 48.9 | 0 | 2.6627 | 61.9808 | 0 | 0 | 0
1987 | 90.6429 | 0 | 90.6429 | 42.9 | 2 | 8.7273 | 4 | 14.9171 | 0 | 14.9171 | 0 | 0 | 0 | 0 | 12 | 0 | 6.0985 | 0 | 18.0985 | 28.9688 | 48.9 | 0 | 2.7193 | 61.1515 | 0 | 0 | 0
1988 | 97.4576 | 0 | 97.4576 | 42.9 | 2 | 10.818 | 8.1805 | 14.5195 | 0 | 14.5195 | 0 | 0 | 0 | 0 | 12 | 0 | 7.0395 | 0 | 19.0395 | 8 | 53.0805 | 0 | 2.9237 | 51.9195 | 0 | 0 | 0
1989 | 91.9061 | 0 | 91.9061 | 47.8377 | 2 | 10.0557 | 10 | 14.8127 | 0 | 14.8127 | 0 | 0 | 0 | 0 | 7.2 | 0 | 0 | 0 | 7.2 | 0 | 59.8377 | 0 | 2.7572 | 45.1623 | 0 | 0 | 0
1990 | 90.0899 | 0 | 90.0899 | 54.4717 | 2 | 9.9708 | 10 | 13.6475 | 0 | 13.6475 | 0 | 0 | 0 | 0 | 0 | 0 | 0 | 0 | 0 | 0 | 66.4717 | 0 | 2.7027 | 38.5283 | 0 | 0 | 0
1991 | 86.5085 | 0 | 86.5085 | 50.0566 | 2 | 9.3085 | 10 | 15.1434 | 0 | 15.1434 | 0 | 0 | 0 | 0 | 0 | 0 | 0 | 0 | 0 | 0 | 62.0566 | 0 | 2.5953 | 42.9434 | 0 | 0 | 0
1992 | 82.6174 | 0 | 82.6174 | 46.6926 | 2 | 8.8039 | 10 | 15.1208 | 0 | 15.1208 | 0 | 0 | 0 | 0 | 0 | 0 | 0 | 0 | 0 | 0 | 58.6926 | 0 | 2.4785 | 46.3074 | 0 | 0 | 0
1993 | 81.4244 | 0 | 81.4244 | 44.1368 | 2 | 8.4205 | 10 | 16.8671 | 0 | 16.8671 | 0 | 0 | 0 | 0 | 0 | 0 | 0 | 0 | 0 | 0 | 56.1368 | 0 | 2.4427 | 48.8632 | 0 | 0 | 0
1994 | 80.4673 | 0 | 80.4673 | 44.6911 | 2 | 8.5037 | 10 | 15.2725 | 0 | 15.2725 | 0 | 0 | 0 | 0 | 0 | 0 | 0 | 0 | 0 | 0 | 56.6911 | 0 | 2.414 | 48.3089 | 0 | 0 | 0
1995 | 84.752 | 0 | 84.752 | 48.4754 | 2 | 9.0713 | 10 | 15.2053 | 0 | 15.2053 | 0 | 0 | 0 | 0 | 0 | 0 | 0 | 0 | 0 | 0 | 60.4754 | 0 | 2.5426 | 44.5246 | 0 | 0 | 0
1996 | 84.2412 | 0 | 84.2412 | 50.4762 | 2 | 9.3715 | 10 | 12.3935 | 0 | 12.3935 | 0 | 0 | 0 | 0 | 0 | 0 | 0 | 0 | 0 | 0 | 62.4762 | 0 | 2.5272 | 42.5238 | 0 | 1.4211e-14 | 0
1997 | 84.1163 | 0 | 84.1163 | 50.28 | 2 | 9.342 | 10 | 12.4942 | 0 | 12.4942 | 0 | 0 | 0 | 0 | 0 | 0 | 0 | 0 | 0 | 0 | 62.28 | 0 | 2.5235 | 42.72 | 0 | 0 | 0
1998 | 84.0289 | 0 | 84.0289 | 49.7885 | 2 | 9.2683 | 10 | 12.972 | 0 | 12.972 | 0 | 0 | 0 | 0 | 0 | 0 | 0 | 0 | 0 | 0 | 61.7885 | 0 | 2.5209 | 43.2115 | 0 | 0 | 0
1999 | 81.9886 | 0 | 81.9886 | 42.9 | 2 | 7.799 | 7.0932 | 9.9776 | 12.2188 | 9.9776 | 12.2188 | 0 | 0 | 0 | 0 | 0 | 0 | 0 | 0 | 0 | 51.9932 | 0 | 2.4597 | 53.0068 | 0 | 0 | 0
2000 | 80.9514 | 0 | 80.9514 | 42.9 | 2 | 7.1054e-15 | 4 | 12.4633 | 21.608 | 12.4633 | 21.608 | 0 | 0 | 2.0199 | 0 | 0 | 0 | 2.0199 | 0 | 1.8179 | 48.9 | 0 | 2.4285 | 62.2148 | 0 | 0 | 0
2001 | 84.0452 | 0 | 84.0452 | 42.9 | 2 | 0 | 4 | 10.2077 | 31.4934 | 10.2077 | 31.4934 | 0 | 0 | 6.5559 | 0 | 0 | 0 | 6.5559 | 0 | 7.7182 | 48.9 | 0 | 2.5214 | 61.6232 | 0 | 0 | 0
2002 | 83.0761 | 0 | 83.0761 | 42.9 | 2 | 1.4211e-14 | 4 | 11.1155 | 35.3111 | 11.1155 | 35.3111 | 0 | 0 | 12 | 0 | 0.25045 | 0 | 12.2505 | 0 | 18.7491 | 48.9 | 0 | 2.4923 | 60.8804 | 0 | 0 | 0
2003 | 81.0933 | 0 | 81.0933 | 42.9 | 2 | 7.1054e-15 | 4 | 11.1882 | 44.5282 | 11.1882 | 43.0051 | 0 | 1.5231 | 12 | 0 | 10 | 0 | 22 | 0 | 38.7687 | 48.9 | 0 | 2.4328 | 59.41 | 0 | 0 | 0
2004 | 80.566 | 0 | 80.566 | 42.9 | 2 | 1.4211e-14 | 4 | 10.9761 | 46.2043 | 10.9761 | 42.6899 | 0 | 3.5144 | 12 | 0 | 10 | 0 | 22 | 0 | 58.7882 | 48.9 | 0 | 2.417 | 59.1503 | 0 | 0 | 0
2005 | 79.8977 | 0 | 79.8977 | 42.9 | 2 | 7.1054e-15 | 4 | 10.2566 | 44.2543 | 10.2566 | 30.9412 | 0 | 13.313 | 8.7575 | 0 | 1.4426 | 0 | 10.2001 | 0 | 68 | 48.9 | 0 | 2.3969 | 59.4113 | 0 | 0 | 0
2006 | 79.1016 | 0 | 79.1016 | 42.9 | 2 | 0 | 4 | 10.9709 | 38.2187 | 10.9709 | 19.2306 | 0 | 18.9881 | 0 | 0 | 0 | 0 | 0 | 0 | 68 | 48.9 | 0 | 2.373 | 82.0016 | 0 | 0 | 0
2007 | 80.0761 | 0 | 80.0761 | 42.9 | 2 | 0 | 4 | 11.7791 | 30.2556 | 11.7791 | 19.397 | 0 | 10.8586 | 0 | 0 | 0 | 0 | 0 | 0 | 68 | 48.9 | 0 | 2.4023 | 83.0619 | 0 | 1.4211e-14 | 0
2008 | 84.4142 | 0 | 84.4142 | 42.9 | 2 | 0.69382 | 4 | 13.0582 | 21.7621 | 13.0582 | 21.7621 | 0 | 0 | 0 | 0 | 0 | 0 | 0 | 0 | 68 | 48.9 | 0 | 2.5324 | 83.8749 | 0 | 0 | 0
2009 | 85.5645 | 0 | 85.5645 | 42.9 | 2 | 8.1241 | 6.2615 | 12.1823 | 11.0977 | 12.1823 | 11.0977 | 0 | 0 | 0 | 2.9989 | 0 | 0 | 0 | 2.9989 | 64.6679 | 51.1615 | 0 | 2.5669 | 72.8396 | 0 | 0 | 0
2010 | 91.0492 | 0 | 91.0492 | 42.9 | 2 | 10.2419 | 4.279 | 12.5279 | 5.4462e-15 | 12.5279 | 5.4462e-15 | 0 | 0 | 0 | 12 | 0 | 7.1005 | 0 | 19.1005 | 43.633 | 49.179 | 0 | 2.7315 | 58.7206 | 0 | 0 | 0
2011 | 98.0428 | 0 | 98.0428 | 42.9 | 2 | 11.1133 | 7.1885 | 12.841 | 0 | 12.841 | 0 | 0 | 0 | 0 | 12 | 0 | 10 | 0 | 22 | 19.4532 | 52.0885 | 0 | 2.9413 | 52.9115 | 0 | 0 | 0
2012 | 99.0792 | 0 | 99.0792 | 50.3359 | 2 | 11.3512 | 10 | 12.0534 | 0 | 12.0534 | 0 | 0 | 0 | 0 | 12 | 0 | 1.3386 | 0 | 13.3386 | 4.6679 | 62.3359 | 0 | 2.9724 | 42.6641 | 0 | 0 | 0
2013 | 98.1354 | 0 | 98.1354 | 55 | 3.6537 | 10.9282 | 10 | 14.3524 | 0 | 14.3524 | 0 | 0 | 0 | 0 | 4.2011 | 0 | 0 | 0 | 4.2011 | 0 | 68.6537 | 0 | 2.9441 | 36.3463 | 0 | 0 | 0
2014 | 91.56 | 0 | 91.56 | 54.6583 | 2 | 9.9988 | 10 | 14.9029 | 0 | 14.9029 | 0 | 0 | 0 | 0 | 0 | 0 | 0 | 0 | 0 | 0 | 66.6583 | 0 | 2.7468 | 38.3417 | 0 | 0 | 0
2015 | 88.263 | 0 | 88.263 | 51.8799 | 2 | 9.582 | 10 | 14.8011 | 0 | 14.8011 | 0 | 0 | 0 | 0 | 0 | 0 | 0 | 0 | 0 | 0 | 63.8799 | 0 | 2.6479 | 41.1201 | 0 | 0 | 0
2016 | 84.1745 | 0 | 84.1745 | 50.7655 | 2 | 9.4148 | 10 | 11.9942 | 0 | 11.9942 | 0 | 0 | 0 | 0 | 0 | 0 | 0 | 0 | 0 | 0 | 62.7655 | 0 | 2.5252 | 42.2345 | 0 | 0 | 0
2017 | 83.7926 | 0 | 83.7926 | 50.5192 | 2 | 9.3779 | 10 | 11.8955 | 0 | 11.8955 | 0 | 0 | 0 | 0 | 0 | 0 | 0 | 0 | 0 | 0 | 62.5192 | 0 | 2.5138 | 42.4808 | 0 | 0 | 0
2018 | 84.7465 | 0 | 84.7465 | 51.8172 | 2 | 9.5726 | 10 | 11.3566 | 0 | 11.3566 | 0 | 0 | 0 | 0 | 0 | 0 | 0 | 0 | 0 | 0 | 63.8172 | 0 | 2.5424 | 41.1828 | 0 | 0 | 0
2019 | 86.4683 | 0 | 86.4683 | 52.5355 | 2 | 9.6803 | 10 | 12.2525 | 0 | 12.2525 | 0 | 0 | 0 | 0 | 0 | 0 | 0 | 0 | 0 | 0 | 64.5355 | 0 | 2.594 | 40.4645 | 0 | 0 | 0
2020 | 87.1837 | 0 | 87.1837 | 54.8427 | 2 | 10.0264 | 10 | 10.3146 | 0 | 10.3146 | 0 | 0 | 0 | 0 | 0 | 0 | 0 | 0 | 0 | 0 | 66.8427 | 0 | 2.6155 | 38.1573 | 0 | 0 | 0
2021 | 85.784 | 0 | 85.784 | 52.5765 | 2 | 9.6865 | 10 | 11.521 | 0 | 11.521 | 0 | 0 | 0 | 0 | 0 | 0 | 0 | 0 | 0 | 0 | 64.5765 | 0 | 2.5735 | 40.4235 | 0 | 0 | 0
2022 | 85.9167 | 0 | 85.9167 | 52.7759 | 2 | 9.7164 | 10 | 11.4243 | 0 | 11.4243 | 0 | 0 | 0 | 0 | 0 | 0 | 0 | 0 | 0 | 0 | 64.7759 | 0 | 2.5775 | 40.2241 | 0 | 0 | 0
2023 | 87.2093 | 0 | 87.2093 | 42.9 | 2 | 8.1593 | 9.4954 | 11.1718 | 13.4828 | 11.1718 | 13.4828 | 0 | 0 | 0 | 0 | 0 | 0 | 0 | 0 | 0 | 54.3954 | 0 | 2.6163 | 50.6046 | 0 | 0 | 0
2024 | 87.3917 | 0 | 87.3917 | 42.9 | 2 | 1.1779 | 4 | 9.0056 | 28.3082 | 9.0056 | 28.3082 | 0 | 0 | 0 | 0 | 0 | 0 | 0 | 0 | 0 | 48.9 | 0 | 2.6218 | 61.454 | 0 | 0 | 0
2025 | 86.1727 | 0 | 86.1727 | 42.9 | 2 | 0 | 4 | 9.5872 | 38.8547 | 9.5872 | 38.8547 | 0 | 0 | 11.1691 | 0 | 0 | 0 | 11.1691 | 0 | 10.0522 | 48.9 | 0 | 2.5852 | 61.0214 | 0 | 0 | 0
2026 | 83.6566 | 0 | 83.6566 | 42.9 | 2 | 0 | 4 | 10.0356 | 49.8286 | 10.0356 | 46.721 | 0 | 3.1075 | 12 | 0 | 10 | 0 | 22 | 0 | 30.0718 | 48.9 | 0 | 2.5097 | 59.2034 | 0 | 0 | 0
2027 | 85.8145 | 0 | 85.8145 | 42.9 | 2 | 0 | 4 | 8.7423 | 46.0129 | 8.7423 | 46.0129 | 0 | 0 | 12 | 0 | 5.8407 | 0 | 17.8407 | 0 | 46.2566 | 48.9 | 0 | 2.5744 | 60.1512 | 0 | 0 | 0
2028 | 84.4083 | 0 | 84.4083 | 42.9 | 2 | 0 | 4 | 10.7692 | 55 | 10.7692 | 42.5914 | 0 | 12.4086 | 12 | 0 | 5.8523 | 0 | 17.8523 | 0 | 62.4522 | 48.9 | 0 | 2.5322 | 58.5312 | 0 | 3.5527e-15 | 0
2029 | 85.3564 | 0 | 85.3564 | 42.9 | 2 | 7.1054e-15 | 4 | 9.8492 | 48.033 | 9.8492 | 32.7714 | 0 | 15.2616 | 6.1642 | 0 | 0 | 0 | 6.1642 | 0 | 68 | 48.9 | 0 | 2.5607 | 69.6836 | 0 | 0 | -1.7764e-15
2030 | 83.2654 | 0 | 83.2654 | 42.9 | 2 | 0 | 4 | 10.6323 | 47.7851 | 10.6323 | 23.7331 | 0 | 24.052 | 0 | 0 | 0 | 0 | 0 | 0 | 68 | 48.9 | 0 | 2.498 | 81.341 | 0 | 0 | 0
2031 | 82.2464 | 0 | 82.2464 | 42.9 | 2 | 0 | 4 | 9.1362 | 38.5004 | 9.1362 | 24.2102 | 0 | 14.2901 | 0 | 0 | 0 | 0 | 0 | 0 | 68 | 48.9 | 0 | 2.4674 | 82.6143 | 0 | 0 | 0
2032 | 87.0923 | 0 | 87.0923 | 42.9 | 2 | 7.1054e-15 | 4 | 9.4419 | 29.8249 | 9.4419 | 28.7503 | 0 | 1.0746 | 0 | 0 | 0 | 0 | 0 | 0 | 68 | 48.9 | 0 | 2.6128 | 84.3381 | 0 | 0 | 0
2033 | 90.9764 | 0 | 90.9764 | 42.9 | 2 | 8.5476 | 4.4097 | 9.9852 | 15.46 | 9.9852 | 15.46 | 0 | 0 | 0 | 7.6739 | 0 | 0 | 0 | 7.6739 | 59.4735 | 49.3097 | 0 | 2.7293 | 70.0164 | 0 | 0 | -1.4211e-14
2034 | 93.9375 | 0 | 93.9375 | 42.9 | 2 | 10.7601 | 4.8339 | 11.4435 | 6.7523e-15 | 11.4435 | 6.7523e-15 | 0 | 0 | 0 | 12 | 0 | 10 | 0 | 22 | 35.2936 | 49.7339 | 0 | 2.8181 | 55.2661 | 0 | 0 | 0
2035 | 97.4651 | 0 | 97.4651 | 42.9 | 2 | 11.0856 | 8.5646 | 12.4758 | 0 | 12.4758 | 0 | 0 | 0 | 0 | 12 | 0 | 8.4391 | 0 | 20.4391 | 12.8068 | 53.4646 | 0 | 2.924 | 51.5354 | 0 | 0 | 0
2036 | 103.0564 | 0 | 103.0564 | 55 | 3.402 | 11.9892 | 10 | 11.1391 | 0 | 11.1391 | 0 | 0 | 0 | 0 | 11.5261 | 0 | 0 | 0 | 11.5261 | 0 | 68.402 | 0 | 3.0917 | 36.598 | 0 | 0 | 0
2037 | 99.5024 | 0 | 99.5024 | 55 | 11.9532 | 11.543 | 10 | 11.0061 | 0 | 11.0061 | 0 | 0 | 0 | 0 | 0 | 0 | 0 | 0 | 0 | 0 | 76.9532 | 0 | 2.9851 | 28.0468 | 0 | 0 | 0
2038 | 96.2309 | 0 | 96.2309 | 55 | 6.8926 | 10.7839 | 10 | 13.5543 | 0 | 13.5543 | 0 | 0 | 0 | 0 | 0 | 0 | 0 | 0 | 0 | 0 | 71.8926 | 0 | 2.8869 | 33.1074 | 0 | 0 | -1.4211e-14
2039 | 94.2623 | 0 | 94.2623 | 55 | 5.3254 | 10.5488 | 10 | 13.3881 | 0 | 13.3881 | 0 | 0 | 0 | 0 | 0 | 0 | 0 | 0 | 0 | 0 | 70.3254 | 0 | 2.8279 | 34.6746 | 0 | 0 | 0
2040 | 84.8854 | 0 | 84.8854 | 49.0079 | 2 | 9.1512 | 10 | 14.7263 | 0 | 14.7263 | 0 | 0 | 0 | 0 | 0 | 0 | 0 | 0 | 0 | 0 | 61.0079 | 0 | 2.5466 | 43.9921 | 0 | 0 | 0
2041 | 83.5888 | 0 | 83.5888 | 46.7884 | 2 | 8.8183 | 10 | 15.9822 | 0 | 15.9822 | 0 | 0 | 0 | 0 | 0 | 0 | 0 | 0 | 0 | 0 | 58.7884 | 0 | 2.5077 | 46.2116 | 0 | 0 | 0
2042 | 83.5874 | 0 | 83.5874 | 48.1985 | 2 | 9.0298 | 10 | 14.3591 | 0 | 14.3591 | 0 | 0 | 0 | 0 | 0 | 0 | 0 | 0 | 0 | 0 | 60.1985 | 0 | 2.5076 | 44.8015 | 0 | 0 | 0
2043 | 83.3898 | 0 | 83.3898 | 48.0018 | 2 | 9.0003 | 10 | 14.3876 | 0 | 14.3876 | 0 | 0 | 0 | 0 | 0 | 0 | 0 | 0 | 0 | 0 | 60.0018 | 0 | 2.5017 | 44.9982 | 0 | 0 | 0
2044 | 87.3016 | 0 | 87.3016 | 51.4186 | 2 | 9.5128 | 10 | 14.3702 | 0 | 14.3702 | 0 | 0 | 0 | 0 | 0 | 0 | 0 | 0 | 0 | 0 | 63.4186 | 0 | 2.619 | 41.5814 | 0 | 1.4211e-14 | 0
2045 | 84.0741 | 0 | 84.0741 | 47.4702 | 2 | 8.9206 | 10 | 15.6833 | 0 | 15.6833 | 0 | 0 | 0 | 0 | 0 | 0 | 0 | 0 | 0 | 0 | 59.4702 | 0 | 2.5222 | 45.5298 | 0 | 0 | 0
2046 | 86.8824 | 0 | 86.8824 | 52.2601 | 2 | 9.639 | 10 | 12.9832 | 0 | 12.9832 | 0 | 0 | 0 | 0 | 0 | 0 | 0 | 0 | 0 | 0 | 64.2601 | 0 | 2.6065 | 40.7399 | 0 | 0 | 0
2047 | 86.3856 | 0 | 86.3856 | 42.9 | 2 | 7.9446 | 8.064 | 12.2586 | 13.2184 | 12.2586 | 13.2184 | 0 | 0 | 0 | 0 | 0 | 0 | 0 | 0 | 0 | 52.964 | 0 | 2.5916 | 52.036 | 0 | 0 | 0
2048 | 87.8575 | 0 | 87.8575 | 42.9 | 2 | 0 | 4 | 11.4987 | 27.8734 | 11.4987 | 27.8734 | 0 | 0 | 0.41461 | 0 | 0 | 0 | 0.41461 | 0 | 0.37315 | 48.9 | 0 | 2.6357 | 62.4242 | 0 | 0 | 0
2049 | 83.4952 | 0 | 83.4952 | 42.9 | 2 | 0 | 4 | 12.0282 | 41.0334 | 12.0282 | 41.0334 | 0 | 0 | 12 | 0 | 6.4665 | 0 | 18.4665 | 0 | 17.1349 | 48.9 | 0 | 2.5049 | 60.0696 | 0 | 0 | 0
2050 | 83.37 | 0 | 83.37 | 42.9 | 2 | 0 | 4 | 11.8028 | 50.5335 | 11.8028 | 44.6671 | 0 | 5.8664 | 12 | 0 | 10 | 0 | 22 | 0 | 37.1545 | 48.9 | 0 | 2.5011 | 58.8435 | 0 | 0 | 0
2051 | 85.2642 | 0 | 85.2642 | 42.9 | 2 | 2.1316e-14 | 4 | 12.5697 | 53.1115 | 12.5697 | 41.0211 | 0 | 12.0904 | 12 | 0 | 5.2266 | 0 | 17.2266 | 0 | 52.7732 | 48.9 | 0 | 2.5579 | 58.6543 | 0 | 1.7764e-14 | 0
2052 | 82.9025 | 0 | 82.9025 | 42.9 | 2 | 0 | 4 | 11.9107 | 51.5993 | 11.9107 | 34.0918 | 0 | 17.5076 | 12 | 0 | 0 | 0 | 12 | 0 | 63.5732 | 48.9 | 0 | 2.4871 | 68.6295 | 0 | 1.4211e-14 | 0
2053 | 82.5538 | 0 | 82.5538 | 42.9 | 2 | 0 | 4 | 9.8967 | 47.1385 | 9.8967 | 28.6759 | 0 | 18.4626 | 4.9187 | 0 | 0 | 0 | 4.9187 | 0 | 68 | 48.9 | 0 | 2.4766 | 69.4285 | 0 | 0 | -6.2172e-15
2054 | 79.6014 | 0 | 79.6014 | 42.9 | 2 | 0 | 4 | 11.3153 | 49.4266 | 11.3153 | 19.3861 | 0 | 30.0405 | 0 | 0 | 0 | 0 | 0 | 0 | 68 | 48.9 | 0 | 2.388 | 80.5599 | 0 | 0 | 0
2055 | 79.4607 | 0 | 79.4607 | 42.9 | 2 | 0 | 4 | 12.4395 | 38.2222 | 12.4395 | 18.1212 | 0 | 20.101 | 0 | 0 | 0 | 0 | 0 | 0 | 68 | 48.9 | 0 | 2.3838 | 81.8564 | 0 | 0 | 0
2056 | 86.4268 | 0 | 86.4268 | 42.9 | 2 | 7.1054e-15 | 4 | 13.0097 | 26.0522 | 13.0097 | 24.5171 | 0 | 1.5351 | 0 | 0 | 0 | 0 | 0 | 0 | 68 | 48.9 | 0 | 2.5928 | 84.278 | 0 | 0 | 0
2057 | 89.4819 | 0 | 89.4819 | 42.9 | 2 | 8.2431 | 5.1281 | 12.1793 | 14.1054 | 12.1793 | 14.1054 | 0 | 0 | 0 | 4.926 | 0 | 0 | 0 | 4.926 | 62.5266 | 50.0281 | 0 | 2.6845 | 72.0458 | 0 | 0 | 0
2058 | 93.8951 | 0 | 93.8951 | 42.9 | 2 | 10.6606 | 4.1703 | 12.1642 | 6.4887e-15 | 12.1642 | 6.4887e-15 | 0 | 0 | 0 | 12 | 0 | 10 | 0 | 22 | 38.3468 | 49.0703 | 0 | 2.8169 | 55.9297 | 0 | 0 | 0
2059 | 99.7529 | 0 | 99.7529 | 42.9 | 2 | 11.1835 | 9.2172 | 14.0131 | 0 | 14.0131 | 0 | 0 | 0 | 0 | 12 | 0 | 8.4391 | 0 | 20.4391 | 15.86 | 54.1172 | 0 | 2.9926 | 50.8828 | 0 | 0 | 0
2060 | 105.733 | 0 | 105.733 | 55 | 3.4342 | 12.0652 | 10 | 13.2337 | 0 | 13.2337 | 0 | 0 | 0 | 0 | 12 | 0 | 0 | 0 | 12 | 2.5266 | 68.4342 | 0 | 3.172 | 36.5658 | 0 | 0 | 0
2061 | 100.6806 | 0 | 100.6806 | 55 | 7.2723 | 11.182 | 10 | 14.9524 | 0 | 14.9524 | 0 | 0 | 0 | 0 | 2.274 | 0 | 0 | 0 | 2.274 | 0 | 72.2723 | 0 | 3.0204 | 32.7277 | 0 | 0 | 0
2062 | 94.7161 | 0 | 94.7161 | 55 | 3.9891 | 10.3484 | 10 | 15.3786 | 0 | 15.3786 | 0 | 0 | 0 | 0 | 0 | 0 | 0 | 0 | 0 | 0 | 68.9891 | 0 | 2.8415 | 36.0109 | 0 | 0 | 0
2063 | 91.6764 | 0 | 91.6764 | 55 | 3.0676 | 10.2102 | 10 | 13.3985 | 0 | 13.3985 | 0 | 0 | 0 | 0 | 0 | 0 | 0 | 0 | 0 | 0 | 68.0676 | 0 | 2.7503 | 36.9324 | 0 | 0 | 0
2064 | 85.5745 | 0 | 85.5745 | 48.7163 | 2 | 9.1075 | 10 | 15.7507 | 0 | 15.7507 | 0 | 0 | 0 | 0 | 0 | 0 | 0 | 0 | 0 | 0 | 60.7163 | 0 | 2.5672 | 44.2837 | 0 | 0 | 0
2065 | 86.661 | 0 | 86.661 | 49.7508 | 2 | 9.2626 | 10 | 15.6475 | 0 | 15.6475 | 0 | 0 | 0 | 0 | 0 | 0 | 0 | 0 | 0 | 0 | 61.7508 | 0 | 2.5998 | 43.2492 | 0 | 0 | 0
2066 | 87.5943 | 0 | 87.5943 | 52.1355 | 2 | 9.6203 | 10 | 13.8385 | 0 | 13.8385 | 0 | 0 | 0 | 0 | 0 | 0 | 0 | 0 | 0 | 0 | 64.1355 | 0 | 2.6278 | 40.8645 | 0 | 0 | 0
2067 | 87.8544 | 0 | 87.8544 | 52.6506 | 2 | 9.6976 | 10 | 13.5062 | 0 | 13.5062 | 0 | 0 | 0 | 0 | 0 | 0 | 0 | 0 | 0 | 0 | 64.6506 | 0 | 2.6356 | 40.3494 | 0 | 0 | -1.4211e-14
2068 | 87.4954 | 0 | 87.4954 | 50.2867 | 2 | 9.343 | 10 | 15.8657 | 0 | 15.8657 | 0 | 0 | 0 | 0 | 0 | 0 | 0 | 0 | 0 | 0 | 62.2867 | 0 | 2.6249 | 42.7133 | 0 | 0 | 0
2069 | 88.9524 | 0 | 88.9524 | 52.7845 | 2 | 9.7177 | 10 | 14.4503 | 0 | 14.4503 | 0 | 0 | 0 | 0 | 0 | 0 | 0 | 0 | 0 | 0 | 64.7845 | 0 | 2.6686 | 40.2155 | 0 | 0 | 0
2070 | 86.605 | 0 | 86.605 | 51.5261 | 2 | 9.5289 | 10 | 13.55 | 0 | 13.55 | 0 | 0 | 0 | 0 | 0 | 0 | 0 | 0 | 0 | 0 | 63.5261 | 0 | 2.5982 | 41.4739 | 0 | 0 | 0
2071 | 85.2115 | 0 | 85.2115 | 42.9 | 2 | 6.0367 | 4 | 15.4465 | 14.8284 | 15.4465 | 14.8284 | 0 | 0 | 0 | 0 | 0 | 0 | 0 | 0 | 0 | 48.9 | 0 | 2.5563 | 57.229 | 0 | 0 | 0
2072 | 88.8382 | 0 | 88.8382 | 42.9 | 2 | 1.8555 | 4 | 12.6483 | 25.4344 | 12.6483 | 25.4344 | 0 | 0 | 0 | 0 | 0 | 0 | 0 | 0 | 0 | 48.9 | 0 | 2.6651 | 60.8648 | 0 | 0 | 0
2073 | 86.0754 | 0 | 86.0754 | 42.9 | 2 | 0 | 4 | 13.0706 | 35.7046 | 13.0706 | 35.7046 | 0 | 0 | 11.5997 | 0 | 0 | 0 | 11.5997 | 0 | 10.4398 | 48.9 | 0 | 2.5823 | 60.9653 | 0 | 0 | 0
2074 | 83.8713 | 0 | 83.8713 | 42.9 | 2 | 1.4211e-14 | 4 | 11.7658 | 48.8563 | 11.7658 | 45.2055 | 0 | 3.6508 | 12 | 0 | 10 | 0 | 22 | 0 | 30.4593 | 48.9 | 0 | 2.5161 | 59.1325 | 0 | 0 | 0
2075 | 83.3592 | 0 | 83.3592 | 42.9 | 2 | 0 | 4 | 12.8529 | 50.4301 | 12.8529 | 43.6063 | 0 | 6.8238 | 12 | 0 | 10 | 0 | 22 | 0 | 50.4789 | 48.9 | 0 | 2.5008 | 58.7186 | 0 | 1.4211e-14 | 0
2076 | 85.2779 | 0 | 85.2779 | 42.9 | 2 | 0 | 4 | 11.7864 | 51.8727 | 11.7864 | 38.2846 | 0 | 13.5881 | 12 | 0 | 1.693 | 0 | 13.693 | 0 | 62.8398 | 48.9 | 0 | 2.5583 | 58.9199 | 0 | 3.5527e-15 | 0
2077 | 84.8528 | 0 | 84.8528 | 42.9 | 2 | 7.1054e-15 | 4 | 13.2099 | 52.1841 | 13.2099 | 28.4764 | 0 | 23.7077 | 5.7336 | 0 | 0 | 0 | 5.7336 | 0 | 68 | 48.9 | 0 | 2.5456 | 68.6381 | 0 | 1.7764e-15 | 0
2078 | 80.9416 | 0 | 80.9416 | 42.9 | 2 | 0 | 4 | 13.6534 | 45.4672 | 13.6534 | 18.3882 | 0 | 27.0791 | 0 | 0 | 0 | 0 | 0 | 0 | 68 | 48.9 | 0 | 2.4282 | 80.9462 | 0 | 1.4211e-14 | 0
2079 | 83.7448 | 0 | 83.7448 | 42.9 | 2 | 0 | 4 | 14.3669 | 38.1 | 14.3669 | 20.478 | 0 | 17.622 | 0 | 0 | 0 | 0 | 0 | 0 | 68 | 48.9 | 0 | 2.5123 | 82.1797 | 0 | 1.4211e-14 | 0
2080 | 88.37 | 0 | 88.37 | 42.9 | 2 | 0 | 4 | 14.695 | 30.2975 | 14.695 | 24.775 | 0 | 5.5225 | 0 | 0 | 0 | 0 | 0 | 0 | 68 | 48.9 | 0 | 2.6511 | 83.7579 | 0 | 0 | 0
2081 | 89.3005 | 0 | 89.3005 | 42.9 | 2 | 8.2609 | 6.6467 | 11.8911 | 14.0762 | 11.8911 | 14.0762 | 0 | 0 | 0 | 3.5256 | 0 | 0 | 0 | 3.5256 | 64.0826 | 51.5467 | 0 | 2.679 | 71.9276 | 0 | 0 | 0
2082 | 96.0503 | 0 | 96.0503 | 42.9 | 2 | 10.4277 | 4.5895 | 16.1047 | 6.8778e-15 | 16.1047 | 6.8778e-15 | 0 | 0 | 0 | 12 | 0 | 8.0284 | 0 | 20.0284 | 42.0413 | 49.4895 | 0 | 2.8815 | 57.4821 | 0 | 0 | -1.4211e-14
2083 | 98.6234 | 0 | 98.6234 | 42.9 | 2 | 11.0046 | 6.4636 | 14.2552 | 0 | 14.2552 | 0 | 0 | 0 | 0 | 12 | 0 | 10 | 0 | 22 | 17.8614 | 51.3636 | 0 | 2.9587 | 53.6364 | 0 | 0 | 0
2084 | 104.9753 | 0 | 104.9753 | 52.6753 | 2 | 11.5629 | 10 | 16.3264 | 0 | 16.3264 | 0 | 0 | 0 | 0 | 12 | 0 | 0.4107 | 0 | 12.4107 | 4.0826 | 64.6753 | 0 | 3.1493 | 40.3247 | 0 | 0 | 0
2085 | 100.3021 | 0 | 100.3021 | 55 | 5.6108 | 11.1428 | 10 | 14.8742 | 0 | 14.8742 | 0 | 0 | 0 | 0 | 3.6744 | 0 | 0 | 0 | 3.6744 | 0 | 70.6108 | 0 | 3.0091 | 34.3892 | 0 | 0 | 0
2086 | 96.8204 | 0 | 96.8204 | 55 | 6.4193 | 10.7129 | 10 | 14.6881 | 0 | 14.6881 | 0 | 0 | 0 | 0 | 0 | 0 | 0 | 0 | 0 | 0 | 71.4193 | 0 | 2.9046 | 33.5807 | 0 | 0 | 0
2087 | 91.2255 | 0 | 91.2255 | 52.4183 | 2 | 9.6628 | 10 | 17.1444 | 0 | 17.1444 | 0 | 0 | 0 | 0 | 0 | 0 | 0 | 0 | 0 | 0 | 64.4183 | 0 | 2.7368 | 40.5817 | 0 | 0 | 0
2088 | 82.7124 | 0 | 82.7124 | 45.1859 | 2 | 8.5779 | 10 | 16.9486 | 0 | 16.9486 | 0 | 0 | 0 | 0 | 0 | 0 | 0 | 0 | 0 | 0 | 57.1859 | 0 | 2.4814 | 47.8141 | 0 | 0 | 0
2089 | 86.2327 | 0 | 86.2327 | 48.2386 | 2 | 9.0358 | 10 | 16.9582 | 0 | 16.9582 | 0 | 0 | 0 | 0 | 0 | 0 | 0 | 0 | 0 | 0 | 60.2386 | 0 | 2.587 | 44.7614 | 0 | 0 | 0
2090 | 84.5858 | 0 | 84.5858 | 46.5378 | 2 | 8.7807 | 10 | 17.2673 | 0 | 17.2673 | 0 | 0 | 0 | 0 | 0 | 0 | 0 | 0 | 0 | 0 | 58.5378 | 0 | 2.5376 | 46.4622 | 0 | 0 | 0
2091 | 88.8116 | 0 | 88.8116 | 51.4537 | 2 | 9.5181 | 10 | 15.8398 | 0 | 15.8398 | 0 | 0 | 0 | 0 | 0 | 0 | 0 | 0 | 0 | 0 | 63.4537 | 0 | 2.6643 | 41.5463 | 0 | 0 | 0
2092 | 88.8762 | 0 | 88.8762 | 53.8361 | 2 | 9.8754 | 10 | 13.1646 | 0 | 13.1646 | 0 | 0 | 0 | 0 | 0 | 0 | 0 | 0 | 0 | 0 | 65.8361 | 0 | 2.6663 | 39.1639 | 0 | 0 | 0
2093 | 85.5655 | 0 | 85.5655 | 50.37 | 2 | 9.3555 | 10 | 13.84 | 0 | 13.84 | 0 | 0 | 0 | 0 | 0 | 0 | 0 | 0 | 0 | 0 | 62.37 | 0 | 2.567 | 42.63 | 0 | 0 | 0
2094 | 86.6614 | 0 | 86.6614 | 52.3621 | 2 | 9.6543 | 10 | 12.6449 | 0 | 12.6449 | 0 | 0 | 0 | 0 | 0 | 0 | 0 | 0 | 0 | 0 | 64.3621 | 0 | 2.5998 | 40.6379 | 0 | 0 | 0
2095 | 85.863 | 0 | 85.863 | 42.9 | 2 | 7.7689 | 6.8928 | 13.8045 | 12.4967 | 13.8045 | 12.4967 | 0 | 0 | 0 | 0 | 0 | 0 | 0 | 0 | 0 | 51.7928 | 0 | 2.5759 | 53.2072 | 0 | 0 | 0
2096 | 88.5618 | 0 | 88.5618 | 42.9 | 2 | 2.6538 | 4 | 15.9358 | 21.0722 | 15.9358 | 21.0722 | 0 | 0 | 0 | 0 | 0 | 0 | 0 | 0 | 0 | 48.9 | 0 | 2.6569 | 60.1706 | 0 | 0 | 0
2097 | 87.8649 | 0 | 87.8649 | 42.9 | 2 | 7.1054e-15 | 4 | 14.1515 | 32.242 | 14.1515 | 32.242 | 0 | 0 | 7.4285 | 0 | 0 | 0 | 7.4285 | 0 | 6.6856 | 48.9 | 0 | 2.6359 | 61.5093 | 0 | 0 | 0
2098 | 87.4501 | 0 | 87.4501 | 42.9 | 2 | 1.4211e-14 | 4 | 13.0475 | 40.7939 | 13.0475 | 40.7939 | 0 | 0 | 12 | 0 | 3.2913 | 0 | 15.2913 | 0 | 20.5201 | 48.9 | 0 | 2.6235 | 60.4837 | 0 | 0 | 0
2099 | 84.0022 | 0 | 84.0022 | 42.9 | 2 | 7.1054e-15 | 4 | 12.5486 | 47.2665 | 12.5486 | 44.5536 | 0 | 2.7128 | 12 | 0 | 10 | 0 | 22 | 0 | 40.5396 | 48.9 | 0 | 2.5201 | 59.2549 | 0 | 0 | 0
2100 | 83.9994 | 0 | 83.9994 | 42.9 | 2 | 7.1054e-15 | 4 | 12.8756 | 44.3131 | 12.8756 | 42.6255 | 0 | 1.6876 | 12 | 0 | 8.4017 | 0 | 20.4017 | 0 | 59.0856 | 48.9 | 0 | 2.52 | 59.5971 | 0 | 3.5527e-15 | 0
2101 | 82.8964 | 0 | 82.8964 | 42.9 | 2 | 7.1054e-15 | 4 | 12.5126 | 45.2382 | 12.5126 | 31.3886 | 0 | 13.8496 | 9.9048 | 0 | 0 | 0 | 9.9048 | 0 | 68 | 48.9 | 0 | 2.4869 | 69.3799 | 0 | 0 | -1.7764e-15
2102 | 83.5951 | 0 | 83.5951 | 42.9 | 2 | 0 | 4 | 14.6094 | 37.0074 | 14.6094 | 20.0857 | 0 | 16.9217 | 0 | 0 | 0 | 0 | 0 | 0 | 68 | 48.9 | 0 | 2.5079 | 82.2711 | 0 | 0 | 0
2103 | 84.8814 | 0 | 84.8814 | 42.9 | 2 | 0 | 4 | 12.7618 | 32.5822 | 12.7618 | 23.2196 | 0 | 9.3626 | 0 | 0 | 0 | 0 | 0 | 0 | 68 | 48.9 | 0 | 2.5464 | 83.2571 | 0 | 0 | 0
2104 | 85.9386 | 0 | 85.9386 | 42.9 | 2 | 7.1054e-15 | 4 | 15.3858 | 23.7442 | 15.3858 | 21.6528 | 0 | 2.0914 | 0 | 0 | 0 | 0 | 0 | 0 | 68 | 48.9 | 0 | 2.5782 | 84.2055 | 0 | 1.4211e-14 | 0
2105 | 92.1893 | 0 | 92.1893 | 42.9 | 2 | 8.604 | 6.4656 | 14.6316 | 11.594 | 14.6316 | 11.594 | 0 | 0 | 0 | 5.9942 | 0 | 0 | 0 | 5.9942 | 61.3398 | 51.3656 | 0 | 2.7657 | 69.6403 | 0 | 0 | 0
2106 | 94.0928 | 0 | 94.0928 | 42.9 | 2 | 10.4997 | 4.4992 | 13.595 | 5.7686e-15 | 13.595 | 5.7686e-15 | 0 | 0 | 0 | 12 | 0 | 8.5988 | 0 | 20.5988 | 38.6798 | 49.3992 | 0 | 2.8228 | 57.002 | 0 | 1.4211e-14 | 0
2107 | 101.4141 | 0 | 101.4141 | 42.9 | 2 | 11.1789 | 7.7853 | 15.7097 | 0 | 15.7097 | 0 | 0 | 0 | 0 | 12 | 0 | 9.8403 | 0 | 21.8403 | 14.6732 | 52.6853 | 0 | 3.0424 | 52.3147 | 0 | 0 | 0
2108 | 107.3354 | 0 | 107.3354 | 55 | 4.3761 | 12.2064 | 10 | 13.7529 | 0 | 13.7529 | 0 | 0 | 0 | 0 | 12 | 0 | 0 | 0 | 12 | 1.3398 | 69.3761 | 0 | 3.2201 | 35.6239 | 0 | 0 | 0
2109 | 99.4709 | 0 | 99.4709 | 55 | 5.6733 | 10.7819 | 10 | 16.8098 | 0 | 16.8098 | 0 | 0 | 0 | 0 | 1.2058 | 0 | 0 | 0 | 1.2058 | 0 | 70.6733 | 0 | 2.9841 | 34.3267 | 0 | 0 | 0
2110 | 99.0229 | 0 | 99.0229 | 55 | 7.1455 | 10.8218 | 10 | 16.0555 | 0 | 16.0555 | 0 | 0 | 0 | 0 | 0 | 0 | 0 | 0 | 0 | 0 | 72.1455 | 0 | 2.9707 | 32.8545 | 0 | 0 | 0
2111 | 93.0684 | 0 | 93.0684 | 55 | 3.4262 | 10.264 | 10 | 14.3782 | 0 | 14.3782 | 0 | 0 | 0 | 0 | 0 | 0 | 0 | 0 | 0 | 0 | 68.4262 | 0 | 2.7921 | 36.5738 | 0 | 0 | 0
2112 | 84.4862 | 0 | 84.4862 | 48.6613 | 2 | 9.0992 | 10 | 14.7256 | 0 | 14.7256 | 0 | 0 | 0 | 0 | 0 | 0 | 0 | 0 | 0 | 0 | 60.6613 | 0 | 2.5346 | 44.3387 | 0 | 0 | 0
2113 | 88.0141 | 0 | 88.0141 | 53.4053 | 2 | 9.8108 | 10 | 12.798 | 0 | 12.798 | 0 | 0 | 0 | 0 | 0 | 0 | 0 | 0 | 0 | 0 | 65.4053 | 0 | 2.6404 | 39.5947 | 0 | 0 | 0
2114 | 85.1345 | 0 | 85.1345 | 49.3214 | 2 | 9.1982 | 10 | 14.6149 | 0 | 14.6149 | 0 | 0 | 0 | 0 | 0 | 0 | 0 | 0 | 0 | 0 | 61.3214 | 0 | 2.554 | 43.6786 | 0 | 0 | 0
2115 | 86.9142 | 0 | 86.9142 | 53.5892 | 2 | 9.8384 | 10 | 11.4866 | 0 | 11.4866 | 0 | 0 | 0 | 0 | 0 | 0 | 0 | 0 | 0 | 0 | 65.5892 | 0 | 2.6074 | 39.4108 | 0 | 0 | 0
2116 | 86.2651 | 0 | 86.2651 | 51.1096 | 2 | 9.4665 | 10 | 13.689 | 0 | 13.689 | 0 | 0 | 0 | 0 | 0 | 0 | 0 | 0 | 0 | 0 | 63.1096 | 0 | 2.588 | 41.8904 | 0 | 0 | 0
2117 | 88.4068 | 0 | 88.4068 | 51.661 | 2 | 9.5492 | 10 | 15.1967 | 0 | 15.1967 | 0 | 0 | 0 | 0 | 0 | 0 | 0 | 0 | 0 | 0 | 63.661 | 0 | 2.6522 | 41.339 | 0 | 0 | 0
2118 | 88.4087 | 0 | 88.4087 | 53.4063 | 2 | 9.811 | 10 | 13.1914 | 0 | 13.1914 | 0 | 0 | 0 | 0 | 0 | 0 | 0 | 0 | 0 | 0 | 65.4063 | 0 | 2.6523 | 39.5937 | 0 | 0 | 0
2119 | 86.333 | 0 | 86.333 | 42.9 | 2 | 7.9111 | 7.8407 | 11.6839 | 13.9972 | 11.6839 | 13.9972 | 0 | 0 | 0 | 0 | 0 | 0 | 0 | 0 | 0 | 52.7407 | 0 | 2.59 | 52.2593 | 0 | 0 | 0
2120 | 87.2699 | 0 | 87.2699 | 42.9 | 2 | 1.5745 | 4 | 12.4548 | 24.3406 | 12.4548 | 24.3406 | 0 | 0 | 0 | 0 | 0 | 0 | 0 | 0 | 0 | 48.9 | 0 | 2.6181 | 61.1092 | 0 | 0 | 0
2121 | 89.0452 | 0 | 89.0452 | 42.9 | 2 | 7.1054e-15 | 4 | 11.7573 | 33.9515 | 11.7573 | 33.9515 | 0 | 0 | 5.5636 | 0 | 0 | 0 | 5.5636 | 0 | 5.0073 | 48.9 | 0 | 2.6714 | 61.7526 | 0 | 0 | 0
2122 | 87.2728 | 0 | 87.2728 | 42.9 | 2 | 0 | 4 | 10.7253 | 43.4315 | 10.7253 | 43.4315 | 0 | 0 | 12 | 0 | 3.784 | 0 | 15.784 | 0 | 19.296 | 48.9 | 0 | 2.6182 | 60.4195 | 0 | 0 | 0
2123 | 84.0051 | 0 | 84.0051 | 42.9 | 2 | 1.4211e-14 | 4 | 10.8865 | 53.9202 | 10.8865 | 46.2186 | 0 | 7.7017 | 12 | 0 | 10 | 0 | 22 | 0 | 39.3155 | 48.9 | 0 | 2.5202 | 58.6041 | 0 | 0 | 0
2124 | 85.7437 | 0 | 85.7437 | 42.9 | 2 | 2.1316e-14 | 4 | 9.7172 | 53.5924 | 9.7172 | 47.0355 | 0 | 6.5569 | 12 | 0 | 7.909 | 0 | 19.909 | 0 | 57.4073 | 48.9 | 0 | 2.5723 | 59.0262 | 0 | 3.5527e-15 | 0
2125 | 83.2624 | 0 | 83.2624 | 42.9 | 2 | 0 | 4 | 11.5839 | 47.4704 | 11.5839 | 34.5482 | 0 | 12.9222 | 11.7697 | 0 | 0 | 0 | 11.7697 | 0 | 68 | 48.9 | 0 | 2.4979 | 69.2576 | 0 | 0 | -5.3291e-15
2126 | 81.5219 | 0 | 81.5219 | 42.9 | 2 | 7.1054e-15 | 4 | 11.6458 | 49.0463 | 11.6458 | 20.9761 | 0 | 28.0702 | 0 | 0 | 0 | 0 | 0 | 0 | 68 | 48.9 | 0 | 2.4457 | 80.8169 | 0 | 1.4211e-14 | 0
2127 | 84.2388 | 0 | 84.2388 | 42.9 | 2 | 0 | 4 | 12.4227 | 36.6616 | 12.4227 | 22.9161 | 0 | 13.7456 | 0 | 0 | 0 | 0 | 0 | 0 | 68 | 48.9 | 0 | 2.5272 | 82.6854 | 0 | 1.4211e-14 | 0
2128 | 86.4115 | 0 | 86.4115 | 42.9 | 2 | 0 | 4 | 11.0555 | 27.4844 | 11.0555 | 26.456 | 0 | 1.0284 | 0 | 0 | 0 | 0 | 0 | 0 | 68 | 48.9 | 0 | 2.5923 | 84.3441 | 0 | 0 | 0
2129 | 91.6184 | 0 | 91.6184 | 42.9 | 2 | 8.1711 | 4 | 13.251 | 14.0987 | 13.251 | 14.0987 | 0 | 0 | 0 | 7.1976 | 0 | 0 | 0 | 7.1976 | 60.0027 | 48.9 | 0 | 2.7486 | 71.1142 | 0 | 0 | 0
2130 | 94.302 | 0 | 94.302 | 42.9 | 2 | 10.0518 | 4 | 13.3502 | 6.6713e-15 | 13.3502 | 6.6713e-15 | 0 | 0 | 0 | 12 | 0 | 10 | 0 | 22 | 35.8228 | 48.9 | 0 | 2.8291 | 56.6072 | 0 | 0 | 0
2131 | 102.5999 | 0 | 102.5999 | 43.4117 | 2 | 11.3776 | 10 | 15.3715 | 0 | 15.3715 | 0 | 0 | 0 | 0 | 12 | 0 | 8.4391 | 0 | 20.4391 | 13.336 | 55.4117 | 0 | 3.078 | 49.5883 | 0 | 1.4211e-14 | 0
2132 | 107.3617 | 0 | 107.3617 | 55 | 5.5139 | 12.3771 | 10 | 12.4706 | 0 | 12.4706 | 0 | 0 | 0 | 0 | 12 | 0 | 0 | 0 | 12 | 0.0026684 | 70.5139 | 0 | 3.2208 | 34.4861 | 0 | 0 | 0
2133 | 102.2119 | 0 | 102.2119 | 55 | 12.0683 | 11.5606 | 10 | 13.5806 | 0 | 13.5806 | 0 | 0 | 0 | 0 | 0.0024016 | 0 | 0 | 0 | 0.0024016 | 0 | 77.0683 | 0 | 3.0664 | 27.9317 | 0 | 0 | 0
2134 | 99.2792 | 0 | 99.2792 | 55 | 10.1489 | 11.2724 | 10 | 12.858 | 0 | 12.858 | 0 | 0 | 0 | 0 | 0 | 0 | 0 | 0 | 0 | 0 | 75.1489 | 0 | 2.9784 | 29.8511 | 0 | 0 | 0
2135 | 92.9857 | 0 | 92.9857 | 55 | 2.6027 | 10.1404 | 10 | 15.2425 | 0 | 15.2425 | 0 | 0 | 0 | 0 | 0 | 0 | 0 | 0 | 0 | 0 | 67.6027 | 0 | 2.7896 | 37.3973 | 0 | 0 | 0
2136 | 80.0013 | 0 | 80.0013 | 43.56 | 2 | 8.334 | 10 | 16.1074 | 0 | 16.1074 | 0 | 0 | 0 | 0 | 0 | 0 | 0 | 0 | 0 | 0 | 55.56 | 0 | 2.4 | 49.44 | 0 | 0 | 0
2137 | 77.0198 | 0 | 77.0198 | 42.9072 | 2 | 8.2361 | 10 | 13.8765 | 0 | 13.8765 | 0 | 0 | 0 | 0 | 0 | 0 | 0 | 0 | 0 | 0 | 54.9072 | 0 | 2.3106 | 50.0928 | 0 | 0 | 0
2138 | 78.9087 | 0 | 78.9087 | 43.4117 | 2 | 8.3118 | 10 | 15.1852 | 0 | 15.1852 | 0 | 0 | 0 | 0 | 0 | 0 | 0 | 0 | 0 | 0 | 55.4117 | 0 | 2.3673 | 49.5883 | 0 | 0 | 0
2139 | 82.1872 | 0 | 82.1872 | 47.196 | 2 | 8.8794 | 10 | 14.1118 | 0 | 14.1118 | 0 | 0 | 0 | 0 | 0 | 0 | 0 | 0 | 0 | 0 | 59.196 | 0 | 2.4656 | 45.804 | 0 | 0 | 0
2140 | 81.2256 | 0 | 81.2256 | 45.2331 | 2 | 8.585 | 10 | 15.4076 | 0 | 15.4076 | 0 | 0 | 0 | 0 | 0 | 0 | 0 | 0 | 0 | 0 | 57.2331 | 0 | 2.4368 | 47.7669 | 0 | 0 | 0
2141 | 81.8946 | 0 | 81.8946 | 46.7875 | 2 | 8.8181 | 10 | 14.2889 | 0 | 14.2889 | 0 | 0 | 0 | 0 | 0 | 0 | 0 | 0 | 0 | 0 | 58.7875 | 0 | 2.4568 | 46.2125 | 0 | 0 | 0
2142 | 79.1691 | 0 | 79.1691 | 44.7018 | 2 | 8.5053 | 10 | 13.962 | 0 | 13.962 | 0 | 0 | 0 | 0 | 0 | 0 | 0 | 0 | 0 | 0 | 56.7018 | 0 | 2.3751 | 48.2982 | 0 | 0 | 0
2143 | 81.5268 | 0 | 81.5268 | 42.9 | 2 | 7.5469 | 5.4123 | 11.8108 | 11.8569 | 11.8108 | 11.8569 | 0 | 0 | 0 | 0 | 0 | 0 | 0 | 0 | 0 | 50.3123 | 0 | 2.4458 | 54.6877 | 0 | 0 | 0
2144 | 81.1727 | 0 | 81.1727 | 42.9 | 2 | 7.1054e-15 | 4 | 14.04 | 22.5321 | 14.04 | 22.5321 | 0 | 0 | 4.2994 | 0 | 0 | 0 | 4.2994 | 0 | 3.8695 | 48.9 | 0 | 2.4352 | 61.9175 | 0 | 0 | 0
2145 | 82.1768 | 0 | 82.1768 | 42.9 | 2 | 0 | 4 | 13.2688 | 32.2746 | 13.2688 | 32.2746 | 0 | 0 | 12 | 0 | 0.26658 | 0 | 12.2666 | 0 | 14.9153 | 48.9 | 0 | 2.4653 | 60.8783 | 0 | 0 | 0
2146 | 77.3387 | 0 | 77.3387 | 42.9 | 2 | 0 | 4 | 10.3723 | 36.7424 | 10.3723 | 36.7424 | 0 | 0 | 12 | 0 | 6.6761 | 0 | 18.6761 | 0 | 31.8703 | 48.9 | 0 | 2.3202 | 60.0423 | 0 | 0 | 0
2147 | 80.5123 | 0 | 80.5123 | 42.9 | 2 | 0 | 4 | 12.0897 | 46.3491 | 12.0897 | 41.5226 | 0 | 4.8265 | 12 | 0 | 10 | 0 | 22 | 0 | 51.8899 | 48.9 | 0 | 2.4154 | 58.9792 | 0 | 0 | 0
2148 | 79.9013 | 0 | 79.9013 | 42.9 | 2 | 7.1054e-15 | 4 | 12.4665 | 48.0149 | 12.4665 | 35.2852 | 0 | 12.7297 | 12 | 0 | 4.7504 | 0 | 16.7504 | 0 | 67.0695 | 48.9 | 0 | 2.397 | 58.633 | 0 | 3.5527e-15 | 0
2149 | 78.9482 | 0 | 78.9482 | 42.9 | 2 | 0 | 4 | 12.6774 | 46.1772 | 12.6774 | 18.4046 | 0 | 27.7726 | 1.0339 | 0 | 0 | 0 | 1.0339 | 0 | 68 | 48.9 | 0 | 2.3684 | 68.7209 | 0 | 1.5765e-14 | 0
2150 | 77.7893 | 0 | 77.7893 | 42.9 | 2 | 0 | 4 | 12.5299 | 42.8976 | 12.5299 | 16.3594 | 0 | 26.5382 | 0 | 0 | 0 | 0 | 0 | 0 | 68 | 48.9 | 0 | 2.3337 | 81.0168 | 0 | 0 | 0
2151 | 76.9412 | 0 | 76.9412 | 42.9 | 2 | 0 | 4 | 13.0733 | 30.605 | 13.0733 | 14.9679 | 0 | 15.6371 | 0 | 0 | 0 | 0 | 0 | 0 | 68 | 48.9 | 0 | 2.3082 | 82.4386 | 0 | 0 | 0
2152 | 80.2085 | 0 | 80.2085 | 42.9 | 2 | 7.1054e-15 | 4 | 13.4012 | 21.232 | 13.4012 | 17.9073 | 0 | 3.3247 | 0 | 0 | 0 | 0 | 0 | 0 | 68 | 48.9 | 0 | 2.4063 | 84.0446 | 0 | 0 | 0
2153 | 82.9818 | 0 | 82.9818 | 42.9 | 2 | 6.5642 | 4 | 15.4678 | 11.5387 | 15.4678 | 11.5387 | 0 | 0 | 0 | 0.51098 | 0 | 0 | 0 | 0.51098 | 67.4322 | 48.9 | 0 | 2.4895 | 78.3259 | 0 | 0 | 0
2154 | 89.2007 | 0 | 89.2007 | 42.9 | 2 | 6.7662 | 4 | 15.7073 | 5.8174e-15 | 15.7073 | 5.8174e-15 | 0 | 0 | 0 | 12 | 0 | 5.8272 | 0 | 17.8272 | 47.7784 | 48.9 | 0 | 2.676 | 63.0927 | 0 | 0 | 0
2155 | 95.22 | 0 | 95.22 | 42.9 | 2 | 10.6963 | 4.4086 | 13.2151 | 0 | 13.2151 | 0 | 0 | 0 | 0 | 12 | 0 | 10 | 0 | 22 | 23.5985 | 49.3086 | 0 | 2.8566 | 55.6914 | 0 | 0 | 0
2156 | 100.168 | 0 | 100.168 | 46.323 | 2 | 10.9403 | 10 | 16.2928 | 0 | 16.2928 | 0 | 0 | 0 | 0 | 12 | 0 | 2.6119 | 0 | 14.6119 | 7.4322 | 58.323 | 0 | 3.005 | 46.677 | 0 | 0 | -1.4211e-14
2157 | 93.6134 | 0 | 93.6134 | 49.9274 | 2 | 10.2925 | 10 | 14.7045 | 0 | 14.7045 | 0 | 0 | 0 | 0 | 6.689 | 0 | 0 | 0 | 6.689 | 0 | 61.9274 | 0 | 2.8084 | 43.0726 | 0 | 0 | 0
2158 | 92.0549 | 0 | 92.0549 | 53.6012 | 2 | 9.8402 | 10 | 16.6134 | 0 | 16.6134 | 0 | 0 | 0 | 0 | 0 | 0 | 0 | 0 | 0 | 0 | 65.6012 | 0 | 2.7616 | 39.3988 | 0 | 0 | 0
2159 | 86.4873 | 0 | 86.4873 | 50.7285 | 2 | 9.4093 | 10 | 14.3495 | 0 | 14.3495 | 0 | 0 | 0 | 0 | 0 | 0 | 0 | 0 | 0 | 0 | 62.7285 | 0 | 2.5946 | 42.2715 | 0 | 0 | 0
2160 | 82.8939 | 0 | 82.8939 | 47.2953 | 2 | 8.3227 | 10 | 15.276 | 0 | 15.276 | 0 | 0 | 0 | 0 | 0 | 0 | 0 | 0 | 0 | 0 | 59.2953 | 0 | 2.4868 | 45.7047 | 0 | 0 | 0
2161 | 86.462 | 0 | 86.462 | 49.784 | 2 | 8.672 | 10 | 16.006 | 0 | 16.006 | 0 | 0 | 0 | 0 | 0 | 0 | 0 | 0 | 0 | 0 | 61.784 | 0 | 2.5939 | 43.216 | 0 | 0 | -1.4211e-14
2162 | 85.6633 | 0 | 85.6633 | 49.2674 | 2 | 8.5995 | 10 | 15.7965 | 0 | 15.7965 | 0 | 0 | 0 | 0 | 0 | 0 | 0 | 0 | 0 | 0 | 61.2674 | 0 | 2.5699 | 43.7326 | 0 | 0 | 0
2163 | 85.6113 | 0 | 85.6113 | 48.9825 | 2 | 8.5595 | 10 | 16.0693 | 0 | 16.0693 | 0 | 0 | 0 | 0 | 0 | 0 | 0 | 0 | 0 | 0 | 60.9825 | 0 | 2.5683 | 44.0175 | 0 | 0 | 0
2164 | 86.96 | 0 | 86.96 | 50.6833 | 2 | 8.7982 | 10 | 15.4785 | 0 | 15.4785 | 0 | 0 | 0 | 0 | 0 | 0 | 0 | 0 | 0 | 0 | 62.6833 | 0 | 2.6088 | 42.3167 | 0 | 0 | 0
2165 | 85.3888 | 0 | 85.3888 | 51.9493 | 2 | 8.9759 | 10 | 12.4636 | 0 | 12.4636 | 0 | 0 | 0 | 0 | 0 | 0 | 0 | 0 | 0 | 0 | 63.9493 | 0 | 2.5617 | 41.0507 | 0 | 0 | 0
2166 | 87.0772 | 0 | 87.0772 | 52.2989 | 2 | 9.025 | 10 | 13.7532 | 0 | 13.7532 | 0 | 0 | 0 | 0 | 0 | 0 | 0 | 0 | 0 | 0 | 64.2989 | 0 | 2.6123 | 40.7011 | 0 | 0 | 0
2167 | 88.666 | 0 | 88.666 | 42.9 | 2 | 7.4978 | 8.5185 | 13.2724 | 14.4774 | 13.2724 | 14.4774 | 0 | 0 | 0 | 0 | 0 | 0 | 0 | 0 | 0 | 53.4185 | 0 | 2.66 | 51.5815 | 0 | 0 | 0
2168 | 86.1549 | 0 | 86.1549 | 42.9 | 2 | 1.8566 | 4 | 10.6179 | 24.7805 | 10.6179 | 24.7805 | 0 | 0 | 0 | 0 | 0 | 0 | 0 | 0 | 0 | 48.9 | 0 | 2.5846 | 60.4907 | 0 | 0 | 0
2169 | 85.0347 | 0 | 85.0347 | 42.9 | 2 | 7.1054e-15 | 4 | 13.2402 | 35.4592 | 13.2402 | 35.4592 | 0 | 0 | 12 | 0 | 0.56465 | 0 | 12.5647 | 0 | 11.3206 | 48.9 | 0 | 2.551 | 60.5723 | 0 | 1.4211e-14 | 0
2170 | 84.582 | 0 | 84.582 | 42.9 | 2 | 0 | 4 | 11.3583 | 44.2068 | 11.3583 | 44.2068 | 0 | 0 | 12 | 0 | 7.8831 | 0 | 19.8831 | 0 | 29.3885 | 48.9 | 0 | 2.5375 | 59.6715 | 0 | 0 | 0
2171 | 84.2064 | 0 | 84.2064 | 42.9 | 2 | 1.4211e-14 | 4 | 13.2823 | 53.1629 | 13.2823 | 44.0241 | 0 | 9.1388 | 12 | 0 | 10 | 0 | 22 | 0 | 49.408 | 48.9 | 0 | 2.5262 | 58.2861 | 0 | 0 | 0
2172 | 82.455 | 0 | 82.455 | 42.9 | 2 | 7.1054e-15 | 4 | 12.9618 | 53.7179 | 12.9618 | 35.8384 | 0 | 17.8795 | 12 | 0 | 3.2452 | 0 | 15.2452 | 0 | 63.2 | 48.9 | 0 | 2.4736 | 58.0417 | 0 | 1.7764e-15 | 0
2173 | 82.9909 | 0 | 82.9909 | 42.9 | 2 | 7.1054e-15 | 4 | 11.1364 | 55 | 11.1364 | 28.2878 | 0 | 26.7122 | 5.3333 | 0 | 0 | 0 | 5.3333 | 0 | 68 | 48.9 | 0 | 2.4897 | 68.1745 | 0 | 0 | -1.7764e-15
2174 | 81.4252 | 0 | 81.4252 | 42.9 | 2 | 0 | 4 | 12.6506 | 51.6142 | 12.6506 | 19.8746 | 0 | 31.7396 | 0 | 0 | 0 | 0 | 0 | 0 | 68 | 48.9 | 0 | 2.4428 | 80.2122 | 0 | 0 | 0
2175 | 80.1717 | 0 | 80.1717 | 42.9 | 2 | 0 | 4 | 11.3605 | 43.1373 | 11.3605 | 19.9112 | 0 | 23.2261 | 0 | 0 | 0 | 0 | 0 | 0 | 68 | 48.9 | 0 | 2.4052 | 81.2601 | 0 | 0 | 0
2176 | 85.0646 | 0 | 85.0646 | 42.9 | 2 | 0 | 4 | 14.1939 | 27.0298 | 14.1939 | 21.9707 | 0 | 5.0591 | 0 | 0 | 0 | 0 | 0 | 0 | 68 | 48.9 | 0 | 2.5519 | 83.4961 | 0 | 0 | 0
2177 | 88.3347 | 0 | 88.3347 | 42.9 | 2 | 7.4863 | 8.1904 | 13.7904 | 13.7213 | 13.7904 | 13.7213 | 0 | 0 | 0 | 0.24623 | 0 | 0 | 0 | 0.24623 | 67.7264 | 53.0904 | 0 | 2.65 | 73.6634 | 0 | 0 | -1.4211e-14
2178 | 93.2533 | 0 | 93.2533 | 42.9 | 2 | 9.919 | 5.9551 | 12.6663 | 6.6597e-15 | 12.6663 | 6.6597e-15 | 0 | 0 | 0 | 12 | 0 | 7.813 | 0 | 19.813 | 45.9187 | 50.8551 | 0 | 2.7976 | 56.332 | 0 | 0 | 0
2179 | 98.2058 | 0 | 98.2058 | 42.9 | 2 | 10.3062 | 6.5265 | 14.4731 | 0 | 14.4731 | 0 | 0 | 0 | 0 | 12 | 0 | 10 | 0 | 22 | 21.7388 | 51.4265 | 0 | 2.9462 | 53.5735 | 0 | 0 | 0
2180 | 104.7401 | 0 | 104.7401 | 53.9202 | 2 | 11.0248 | 10 | 15.169 | 0 | 15.169 | 0 | 0 | 0 | 0 | 12 | 0 | 0.6261 | 0 | 12.6261 | 7.7264 | 65.9202 | 0 | 3.1422 | 39.0798 | 0 | 0 | 0
2181 | 102.0249 | 0 | 102.0249 | 55 | 4.1012 | 10.6751 | 10 | 15.2949 | 0 | 15.2949 | 0 | 0 | 0 | 0 | 6.9538 | 0 | 0 | 0 | 6.9538 | 0 | 69.1012 | 0 | 3.0607 | 35.8988 | 0 | 0 | 0
2182 | 95.5742 | 0 | 95.5742 | 55 | 5.9036 | 9.952 | 10 | 14.7186 | 0 | 14.7186 | 0 | 0 | 0 | 0 | 0 | 0 | 0 | 0 | 0 | 0 | 70.9036 | 0 | 2.8672 | 34.0964 | 0 | 0 | 0
2183 | 94.3739 | 0 | 94.3739 | 55 | 4.1804 | 9.7102 | 10 | 15.4834 | 0 | 15.4834 | 0 | 0 | 0 | 0 | 0 | 0 | 0 | 0 | 0 | 0 | 69.1804 | 0 | 2.8312 | 35.8196 | 0 | 0 | 0
2184 | 86.1888 | 0 | 86.1888 | 49.2037 | 2 | 8.5906 | 10 | 16.3946 | 0 | 16.3946 | 0 | 0 | 0 | 0 | 0 | 0 | 0 | 0 | 0 | 0 | 61.2037 | 0 | 2.5857 | 43.7963 | 0 | 0 | 0
2185 | 86.1719 | 0 | 86.1719 | 48.5069 | 2 | 8.4928 | 10 | 17.1722 | 0 | 17.1722 | 0 | 0 | 0 | 0 | 0 | 0 | 0 | 0 | 0 | 0 | 60.5069 | 0 | 2.5852 | 44.4931 | 0 | 0 | -1.4211e-14
2186 | 86.8941 | 0 | 86.8941 | 50.9396 | 2 | 8.8342 | 10 | 15.1203 | 0 | 15.1203 | 0 | 0 | 0 | 0 | 0 | 0 | 0 | 0 | 0 | 0 | 62.9396 | 0 | 2.6068 | 42.0604 | 0 | 0 | 0
2187 | 89.7778 | 0 | 89.7778 | 51.2838 | 2 | 8.8825 | 10 | 17.6114 | 0 | 17.6114 | 0 | 0 | 0 | 0 | 0 | 0 | 0 | 0 | 0 | 0 | 63.2838 | 0 | 2.6933 | 41.7162 | 0 | 0 | 0
2188 | 91.3999 | 0 | 91.3999 | 55 | 2.1586 | 9.4264 | 10 | 14.8149 | 0 | 14.8149 | 0 | 0 | 0 | 0 | 0 | 0 | 0 | 0 | 0 | 0 | 67.1586 | 0 | 2.742 | 37.8414 | 0 | 1.4211e-14 | 0
2189 | 91.6674 | 0 | 91.6674 | 55 | 2.333 | 9.4509 | 10 | 14.8835 | 0 | 14.8835 | 0 | 0 | 0 | 0 | 0 | 0 | 0 | 0 | 0 | 0 | 67.333 | 0 | 2.75 | 37.667 | 0 | 0 | 0
2190 | 90.526 | 0 | 90.526 | 54.6788 | 2 | 9.3591 | 10 | 14.4881 | 0 | 14.4881 | 0 | 0 | 0 | 0 | 0 | 0 | 0 | 0 | 0 | 0 | 66.6788 | 0 | 2.7158 | 38.3212 | 0 | 0 | 0
2191 | 89.6459 | 0 | 89.6459 | 44.1088 | 2 | 7.8754 | 10 | 13.8119 | 11.8497 | 13.8119 | 11.8497 | 0 | 0 | 0 | 0 | 0 | 0 | 0 | 0 | 0 | 56.1088 | 0 | 2.6894 | 48.8912 | 0 | 0 | -1.4211e-14
2192 | 88.8298 | 0 | 88.8298 | 42.9 | 2 | 2.6687 | 4 | 13.9749 | 23.2862 | 13.9749 | 23.2862 | 0 | 0 | 0 | 0 | 0 | 0 | 0 | 0 | 0 | 48.9 | 0 | 2.6649 | 59.7786 | 0 | 0 | 0
2193 | 89.5556 | 0 | 89.5556 | 42.9 | 2 | 0 | 4 | 14.1027 | 35.3738 | 14.1027 | 35.3738 | 0 | 0 | 8.8209 | 0 | 0 | 0 | 8.8209 | 0 | 7.9388 | 48.9 | 0 | 2.6867 | 61.0331 | 0 | 0 | 0
2194 | 90.8408 | 0 | 90.8408 | 42.9 | 2 | 0 | 4 | 12.8844 | 38.1461 | 12.8844 | 38.1461 | 0 | 0 | 9.0896 | 0 | 0 | 0 | 9.0896 | 0 | 16.1195 | 48.9 | 0 | 2.7252 | 61 | 0 | 0 | 0
2195 | 88.8899 | 0 | 88.8899 | 42.9 | 2 | 0 | 4 | 12.6901 | 45.0523 | 12.6901 | 45.0523 | 0 | 0 | 12 | 0 | 5.7525 | 0 | 17.7525 | 0 | 32.2231 | 48.9 | 0 | 2.6667 | 59.9338 | 0 | 0 | 0
2196 | 87.227 | 0 | 87.227 | 42.9 | 2 | 0 | 4 | 12.0797 | 49.9444 | 12.0797 | 48.2473 | 0 | 1.6971 | 12 | 0 | 10 | 0 | 22 | 0 | 52.2426 | 48.9 | 0 | 2.6168 | 59.2021 | 0 | 0 | 0
2197 | 88.6541 | 0 | 88.6541 | 42.9 | 2 | 0 | 4 | 13.4365 | 48.8654 | 13.4365 | 43.6809 | 0 | 5.1845 | 11.4228 | 0 | 5.9405 | 0 | 17.3633 | 0 | 68 | 48.9 | 0 | 2.6596 | 59.3435 | 0 | 0 | 0
2198 | 85.8456 | 0 | 85.8456 | 42.9 | 2 | 0 | 4 | 13.1883 | 48.2005 | 13.1883 | 23.7573 | 0 | 24.4431 | 0 | 0 | 0 | 0 | 0 | 0 | 68 | 48.9 | 0 | 2.5754 | 81.1103 | 0 | 0 | 0
2199 | 84.3616 | 0 | 84.3616 | 42.9 | 2 | 7.1054e-15 | 4 | 13.1193 | 40.1994 | 13.1193 | 22.3423 | 0 | 17.857 | 0 | 0 | 0 | 0 | 0 | 0 | 68 | 48.9 | 0 | 2.5308 | 81.9209 | 0 | 1.4211e-14 | 0
2200 | 89.0204 | 0 | 89.0204 | 42.9 | 2 | 0 | 4 | 14.5232 | 27.6314 | 14.5232 | 25.5972 | 0 | 2.0341 | 0 | 0 | 0 | 0 | 0 | 0 | 68 | 48.9 | 0 | 2.6706 | 83.8684 | 0 | 1.4211e-14 | 0
2201 | 92.4863 | 0 | 92.4863 | 42.9 | 2 | 8.0692 | 9.9976 | 13.2807 | 13.6472 | 13.2807 | 13.6472 | 0 | 0 | 0 | 2.5916 | 0 | 0 | 0 | 2.5916 | 65.1204 | 54.8976 | 0 | 2.7746 | 69.5108 | 0 | 0 | 0
2202 | 98.4898 | 0 | 98.4898 | 42.9 | 2 | 10.5289 | 8.1133 | 12.9476 | 6.2891e-15 | 12.9476 | 6.2891e-15 | 0 | 0 | 0 | 12 | 0 | 10 | 0 | 22 | 40.9406 | 53.0133 | 0 | 2.9547 | 51.9867 | 0 | 0 | 0
2203 | 103.6484 | 0 | 103.6484 | 45.7974 | 2 | 10.9813 | 10 | 14.4305 | 0 | 14.4305 | 0 | 0 | 0 | 0 | 12 | 0 | 8.4391 | 0 | 20.4391 | 18.4538 | 57.7974 | 0 | 3.1095 | 47.2026 | 0 | 0 | -1.4211e-14
2204 | 109.9467 | 0 | 109.9467 | 55 | 7.5665 | 11.8698 | 10 | 13.5105 | 0 | 13.5105 | 0 | 0 | 0 | 0 | 12 | 0 | 0 | 0 | 12 | 5.1204 | 72.5665 | 0 | 3.2984 | 32.4335 | 0 | 0 | 0
2205 | 104.8926 | 0 | 104.8926 | 55 | 10.475 | 11.2405 | 10 | 13.5687 | 0 | 13.5687 | 0 | 0 | 0 | 0 | 4.6084 | 0 | 0 | 0 | 4.6084 | 0 | 75.475 | 0 | 3.1468 | 29.525 | 0 | 1.4211e-14 | 0
2206 | 100.2555 | 0 | 100.2555 | 55 | 9.5077 | 10.4579 | 10 | 15.2899 | 0 | 15.2899 | 0 | 0 | 0 | 0 | 0 | 0 | 0 | 0 | 0 | 0 | 74.5077 | 0 | 3.0077 | 30.4923 | 0 | 0 | 0
2207 | 97.7527 | 0 | 97.7527 | 55 | 6.4846 | 10.0336 | 10 | 16.2344 | 0 | 16.2344 | 0 | 0 | 0 | 0 | 0 | 0 | 0 | 0 | 0 | 0 | 71.4846 | 0 | 2.9326 | 33.5154 | 0 | 0 | -1.4211e-14
2208 | 88.0409 | 0 | 88.0409 | 51.9497 | 2 | 8.976 | 10 | 15.1152 | 0 | 15.1152 | 0 | 0 | 0 | 0 | 0 | 0 | 0 | 0 | 0 | 0 | 63.9497 | 0 | 2.6412 | 41.0503 | 0 | 0 | 0
2209 | 86.745 | 0 | 86.745 | 49.8944 | 2 | 8.6875 | 10 | 16.1631 | 0 | 16.1631 | 0 | 0 | 0 | 0 | 0 | 0 | 0 | 0 | 0 | 0 | 61.8944 | 0 | 2.6024 | 43.1056 | 0 | 0 | 0
2210 | 88.6909 | 0 | 88.6909 | 51.0461 | 2 | 8.8492 | 10 | 16.7956 | 0 | 16.7956 | 0 | 0 | 0 | 0 | 0 | 0 | 0 | 0 | 0 | 0 | 63.0461 | 0 | 2.6607 | 41.9539 | 0 | 0 | -1.4211e-14
2211 | 87.8352 | 0 | 87.8352 | 52.9905 | 2 | 9.1221 | 10 | 13.7227 | 0 | 13.7227 | 0 | 0 | 0 | 0 | 0 | 0 | 0 | 0 | 0 | 0 | 64.9905 | 0 | 2.6351 | 40.0095 | 0 | 0 | 0
2212 | 90.3475 | 0 | 90.3475 | 53.3496 | 2 | 9.1725 | 10 | 15.8254 | 0 | 15.8254 | 0 | 0 | 0 | 0 | 0 | 0 | 0 | 0 | 0 | 0 | 65.3496 | 0 | 2.7104 | 39.6504 | 0 | 0 | 0
2213 | 88.708 | 0 | 88.708 | 51.3689 | 2 | 8.8945 | 10 | 16.4447 | 0 | 16.4447 | 0 | 0 | 0 | 0 | 0 | 0 | 0 | 0 | 0 | 0 | 63.3689 | 0 | 2.6612 | 41.6311 | 0 | 0 | 0
2214 | 87.9349 | 0 | 87.9349 | 51.707 | 2 | 8.9419 | 10 | 15.2861 | 0 | 15.2861 | 0 | 0 | 0 | 0 | 0 | 0 | 0 | 0 | 0 | 0 | 63.707 | 0 | 2.638 | 41.293 | 0 | 0 | -1.4211e-14
2215 | 87.8661 | 0 | 87.8661 | 42.9 | 2 | 7.5158 | 8.6466 | 14.7815 | 12.0222 | 14.7815 | 12.0222 | 0 | 0 | 0 | 0 | 0 | 0 | 0 | 0 | 0 | 53.5466 | 0 | 2.636 | 51.4534 | 0 | 0 | 0
2216 | 90.2556 | 0 | 90.2556 | 42.9 | 2 | 6.9618 | 4.6997 | 12.1296 | 21.5644 | 12.1296 | 21.5644 | 0 | 0 | 0 | 0 | 0 | 0 | 0 | 0 | 0 | 49.5997 | 0 | 2.7077 | 55.4003 | 0 | 0 | -1.4211e-14
2217 | 88.6415 | 0 | 88.6415 | 42.9 | 2 | 7.1054e-15 | 4 | 12.6253 | 30.6904 | 12.6253 | 30.6904 | 0 | 0 | 3.5741 | 0 | 0 | 0 | 3.5741 | 0 | 3.2167 | 48.9 | 0 | 2.6592 | 61.6789 | 0 | 0 | 0
2218 | 89.1271 | 0 | 89.1271 | 42.9 | 2 | 7.1054e-15 | 4 | 15.3203 | 35.638 | 15.3203 | 35.638 | 0 | 0 | 10.7312 | 0 | 0 | 0 | 10.7312 | 0 | 12.8748 | 48.9 | 0 | 2.6738 | 60.798 | 0 | 1.4211e-14 | 0
2219 | 87.3366 | 0 | 87.3366 | 42.9 | 2 | 7.1054e-15 | 4 | 13.0827 | 44.6348 | 13.0827 | 44.6348 | 0 | 0 | 12 | 0 | 7.2808 | 0 | 19.2808 | 0 | 30.3874 | 48.9 | 0 | 2.6201 | 59.7456 | 0 | 0 | 0
2220 | 84.4744 | 0 | 84.4744 | 42.9 | 2 | 7.1054e-15 | 4 | 15.3617 | 41.7101 | 15.3617 | 41.7101 | 0 | 0 | 12 | 0 | 9.4973 | 0 | 21.4973 | 0 | 49.9435 | 48.9 | 0 | 2.5342 | 59.4728 | 0 | 1.4211e-14 | 0
2221 | 83.9902 | 0 | 83.9902 | 42.9 | 2 | 2.1316e-14 | 4 | 12.528 | 43.8746 | 12.528 | 39.4771 | 0 | 4.3975 | 12 | 0 | 4.9149 | 0 | 16.9149 | 0 | 65.2748 | 48.9 | 0 | 2.5197 | 59.4956 | 0 | 1.7764e-14 | 0
2222 | 86.0834 | 0 | 86.0834 | 42.9 | 2 | 0 | 4 | 12.2654 | 38.4407 | 12.2654 | 27.946 | 0 | 10.4948 | 3.028 | 0 | 0 | 0 | 3.028 | 0 | 68 | 48.9 | 0 | 2.5825 | 70.4544 | 0 | 0 | -6.2172e-15
2223 | 82.8592 | 0 | 82.8592 | 42.9 | 2 | 7.1054e-15 | 4 | 13.5856 | 30.5985 | 13.5856 | 20.3736 | 0 | 10.2249 | 0 | 0 | 0 | 0 | 0 | 0 | 68 | 48.9 | 0 | 2.4858 | 82.8603 | 0 | 0 | 0
2224 | 87.9068 | 0 | 87.9068 | 42.9 | 2 | 0 | 4 | 16.4053 | 23.5916 | 16.4053 | 22.6015 | 0 | 0.99003 | 0 | 0 | 0 | 0 | 0 | 0 | 68 | 48.9 | 0 | 2.6372 | 83.997 | 0 | 0 | 0
2225 | 93.8461 | 0 | 93.8461 | 42.9 | 2 | 8.3943 | 4.4285 | 14.5873 | 11.0588 | 14.5873 | 11.0588 | 0 | 0 | 0 | 10.4771 | 0 | 0 | 0 | 10.4771 | 56.3587 | 49.3285 | 0 | 2.8154 | 67.1944 | 0 | 0 | 0
2226 | 98.5396 | 0 | 98.5396 | 42.9 | 2 | 10.3231 | 6.6475 | 14.669 | 5.7255e-15 | 14.669 | 5.7255e-15 | 0 | 0 | 0 | 12 | 0 | 10 | 0 | 22 | 32.1789 | 51.5475 | 0 | 2.9562 | 53.4525 | 0 | 0 | 0
2227 | 102.106 | 0 | 102.106 | 43.9978 | 2 | 10.7287 | 10 | 14.9404 | 0 | 14.9404 | 0 | 0 | 0 | 0 | 12 | 0 | 8.4391 | 0 | 20.4391 | 9.6921 | 55.9978 | 0 | 3.0632 | 49.0022 | 0 | 1.4211e-14 | 0
2228 | 107.2146 | 0 | 107.2146 | 55 | 5.7547 | 11.1555 | 10 | 16.5815 | 0 | 16.5815 | 0 | 0 | 0 | 0 | 8.7229 | 0 | 0 | 0 | 8.7229 | 0 | 70.7547 | 0 | 3.2164 | 34.2453 | 0 | 0 | 0
2229 | 101.7743 | 0 | 101.7743 | 55 | 11.2112 | 10.697 | 10 | 14.866 | 0 | 14.866 | 0 | 0 | 0 | 0 | 0 | 0 | 0 | 0 | 0 | 0 | 76.2112 | 0 | 3.0532 | 28.7888 | 0 | 0 | 0
2230 | 96.8637 | 0 | 96.8637 | 55 | 5.9933 | 9.9646 | 10 | 15.9057 | 0 | 15.9057 | 0 | 0 | 0 | 0 | 0 | 0 | 0 | 0 | 0 | 0 | 70.9933 | 0 | 2.9059 | 34.0067 | 0 | 0 | 0
2231 | 95.8933 | 0 | 95.8933 | 55 | 4.8923 | 9.8101 | 10 | 16.1909 | 0 | 16.1909 | 0 | 0 | 0 | 0 | 0 | 0 | 0 | 0 | 0 | 0 | 69.8923 | 0 | 2.8768 | 35.1077 | 0 | 0 | 0
2232 | 81.5999 | 0 | 81.5999 | 46.9871 | 2 | 8.2794 | 10 | 14.3333 | 0 | 14.3333 | 0 | 0 | 0 | 0 | 0 | 0 | 0 | 0 | 0 | 0 | 58.9871 | 0 | 2.448 | 46.0129 | 0 | 0 | 0
2233 | 84.8331 | 0 | 84.8331 | 48.0598 | 2 | 8.43 | 10 | 16.3432 | 0 | 16.3432 | 0 | 0 | 0 | 0 | 0 | 0 | 0 | 0 | 0 | 0 | 60.0598 | 0 | 2.545 | 44.9402 | 0 | 0 | 0
2234 | 84.6957 | 0 | 84.6957 | 47.68 | 2 | 8.3767 | 10 | 16.639 | 0 | 16.639 | 0 | 0 | 0 | 0 | 0 | 0 | 0 | 0 | 0 | 0 | 59.68 | 0 | 2.5409 | 45.32 | 0 | 0 | 0
2235 | 82.744 | 0 | 82.744 | 46.9874 | 2 | 8.2795 | 10 | 15.4771 | 0 | 15.4771 | 0 | 0 | 0 | 0 | 0 | 0 | 0 | 0 | 0 | 0 | 58.9874 | 0 | 2.4823 | 46.0126 | 0 | 0 | 0
2236 | 85.0096 | 0 | 85.0096 | 49.5504 | 2 | 8.6392 | 10 | 14.8199 | 0 | 14.8199 | 0 | 0 | 0 | 0 | 0 | 0 | 0 | 0 | 0 | 0 | 61.5504 | 0 | 2.5503 | 43.4496 | 0 | 0 | 0
2237 | 85.6047 | 0 | 85.6047 | 49.9066 | 2 | 8.6892 | 10 | 15.0089 | 0 | 15.0089 | 0 | 0 | 0 | 0 | 0 | 0 | 0 | 0 | 0 | 0 | 61.9066 | 0 | 2.5681 | 43.0934 | 0 | 0 | 0
2238 | 85.6901 | 0 | 85.6901 | 48.9563 | 2 | 8.5558 | 10 | 16.1779 | 0 | 16.1779 | 0 | 0 | 0 | 0 | 0 | 0 | 0 | 0 | 0 | 0 | 60.9563 | 0 | 2.5707 | 44.0437 | 0 | 0 | 0
2239 | 86.2176 | 0 | 86.2176 | 42.9 | 2 | 7.4208 | 7.9697 | 12.4555 | 13.4715 | 12.4555 | 13.4715 | 0 | 0 | 0 | 0 | 0 | 0 | 0 | 0 | 0 | 52.8697 | 0 | 2.5865 | 52.1303 | 0 | 0 | 0
2240 | 87.2595 | 0 | 87.2595 | 42.9 | 2 | 0 | 4 | 14.1897 | 25.6362 | 14.1897 | 25.6362 | 0 | 0 | 1.4664 | 0 | 0 | 0 | 1.4664 | 0 | 1.3198 | 48.9 | 0 | 2.6178 | 61.9383 | 0 | 0 | 0
2241 | 85.1349 | 0 | 85.1349 | 42.9 | 2 | 7.1054e-15 | 4 | 12.6396 | 40.2371 | 12.6396 | 40.2371 | 0 | 0 | 12 | 0 | 4.6418 | 0 | 16.6418 | 0 | 16.3994 | 48.9 | 0 | 2.554 | 60.0705 | 0 | 0 | 0
2242 | 83.0216 | 0 | 83.0216 | 42.9 | 2 | 0 | 4 | 12.0249 | 44.3794 | 12.0249 | 44.0967 | 0 | 0.2827 | 12 | 0 | 10 | 0 | 22 | 0 | 36.4189 | 48.9 | 0 | 2.4906 | 59.3762 | 0 | 0 | -1.4211e-14
2243 | 84.3998 | 0 | 84.3998 | 42.9 | 2 | 0 | 4 | 11.9181 | 50.0113 | 11.9181 | 42.6328 | 0 | 7.3785 | 12 | 0 | 7.0512 | 0 | 19.0512 | 0 | 53.7198 | 48.9 | 0 | 2.532 | 58.8657 | 0 | 3.5527e-15 | 0
2244 | 83.7389 | 0 | 83.7389 | 42.9 | 2 | 7.1054e-15 | 4 | 12.6109 | 55 | 12.6109 | 34.228 | 0 | 20.772 | 12 | 0 | 0 | 0 | 12 | 0 | 64.5198 | 48.9 | 0 | 2.5122 | 68.0851 | 0 | 0 | 0
2245 | 82.3311 | 0 | 82.3311 | 42.9 | 2 | 0 | 4 | 12.6674 | 49.7705 | 12.6674 | 24.6305 | 0 | 25.14 | 3.8669 | 0 | 0 | 0 | 3.8669 | 0 | 68 | 48.9 | 0 | 2.4699 | 68.5485 | 0 | 4.885e-15 | 0
2246 | 83.261 | 0 | 83.261 | 42.9 | 2 | 0 | 4 | 12.7316 | 45.1653 | 12.7316 | 21.6294 | 0 | 23.5359 | 0 | 0 | 0 | 0 | 0 | 0 | 68 | 48.9 | 0 | 2.4978 | 81.2219 | 0 | 0 | 0
2247 | 78.5097 | 0 | 78.5097 | 42.9 | 2 | 0 | 4 | 13.0664 | 36.6535 | 13.0664 | 16.5433 | 0 | 20.1102 | 0 | 0 | 0 | 0 | 0 | 0 | 68 | 48.9 | 0 | 2.3553 | 81.6436 | 0 | 0 | 0
2248 | 86.0406 | 0 | 86.0406 | 42.9 | 2 | 0 | 4 | 13.2653 | 25.4876 | 13.2653 | 23.8754 | 0 | 1.6123 | 0 | 0 | 0 | 0 | 0 | 0 | 68 | 48.9 | 0 | 2.5812 | 83.9204 | 0 | 1.4211e-14 | 0
2249 | 88.6126 | 0 | 88.6126 | 42.9 | 2 | 7.7607 | 6.1025 | 12.6522 | 12.9086 | 12.6522 | 12.9086 | 0 | 0 | 0 | 4.2887 | 0 | 0 | 0 | 4.2887 | 63.2348 | 51.0025 | 0 | 2.6584 | 71.7088 | 0 | 1.4211e-14 | 0
2250 | 91.8148 | 0 | 91.8148 | 42.9 | 2 | 9.6479 | 4.3108 | 13.4306 | 6.5545e-15 | 13.4306 | 6.5545e-15 | 0 | 0 | 0 | 12 | 0 | 7.5255 | 0 | 19.5255 | 41.7389 | 49.2108 | 0 | 2.7544 | 58.2636 | 0 | 0 | 0
2251 | 96.3878 | 0 | 96.3878 | 42.9 | 2 | 10.0936 | 5.0121 | 14.3821 | 0 | 14.3821 | 0 | 0 | 0 | 0 | 12 | 0 | 10 | 0 | 22 | 17.559 | 49.9121 | 0 | 2.8916 | 55.0879 | 0 | 0 | 0
2252 | 101.9656 | 0 | 101.9656 | 50.11 | 2 | 10.5303 | 10 | 16.4117 | 0 | 16.4117 | 0 | 0 | 0 | 0 | 12 | 0 | 0.91356 | 0 | 12.9136 | 3.2348 | 62.11 | 0 | 3.059 | 42.89 | 0 | 0 | 0
2253 | 97.1577 | 0 | 97.1577 | 55 | 3.68 | 10.0486 | 10 | 15.5179 | 0 | 15.5179 | 0 | 0 | 0 | 0 | 2.9113 | 0 | 0 | 0 | 2.9113 | 0 | 68.68 | 0 | 2.9147 | 36.32 | 0 | 0 | 0
2254 | 94.3571 | 0 | 94.3571 | 55 | 2.96 | 9.5389 | 10 | 16.8582 | 0 | 16.8582 | 0 | 0 | 0 | 0 | 0 | 0 | 0 | 0 | 0 | 0 | 67.96 | 0 | 2.8307 | 37.04 | 0 | 0 | 0
2255 | 90.6776 | 0 | 90.6776 | 53.9184 | 2 | 9.2523 | 10 | 15.5069 | 0 | 15.5069 | 0 | 0 | 0 | 0 | 0 | 0 | 0 | 0 | 0 | 0 | 65.9184 | 0 | 2.7203 | 39.0816 | 0 | 0 | 0
2256 | 85.767 | 0 | 85.767 | 48.0616 | 2 | 8.4303 | 10 | 17.2752 | 0 | 17.2752 | 0 | 0 | 0 | 0 | 0 | 0 | 0 | 0 | 0 | 0 | 60.0616 | 0 | 2.573 | 44.9384 | 0 | 1.4211e-14 | 0
2257 | 88.8164 | 0 | 88.8164 | 51.8935 | 2 | 8.9681 | 10 | 15.9548 | 0 | 15.9548 | 0 | 0 | 0 | 0 | 0 | 0 | 0 | 0 | 0 | 0 | 63.8935 | 0 | 2.6645 | 41.1065 | 0 | 0 | 0
2258 | 89.4985 | 0 | 89.4985 | 52.4324 | 2 | 9.0437 | 10 | 16.0224 | 0 | 16.0224 | 0 | 0 | 0 | 0 | 0 | 0 | 0 | 0 | 0 | 0 | 64.4324 | 0 | 2.685 | 40.5676 | 0 | 1.4211e-14 | 0
2259 | 89.9292 | 0 | 89.9292 | 55 | 2.1344 | 9.423 | 10 | 13.3718 | 0 | 13.3718 | 0 | 0 | 0 | 0 | 0 | 0 | 0 | 0 | 0 | 0 | 67.1344 | 0 | 2.6979 | 37.8656 | 0 | 1.4211e-14 | 0
2260 | 88.3199 | 0 | 88.3199 | 50.9338 | 2 | 8.8334 | 10 | 16.5527 | 0 | 16.5527 | 0 | 0 | 0 | 0 | 0 | 0 | 0 | 0 | 0 | 0 | 62.9338 | 0 | 2.6496 | 42.0662 | 0 | 0 | 0
2261 | 88.2748 | 0 | 88.2748 | 51.0148 | 2 | 8.8448 | 10 | 16.4152 | 0 | 16.4152 | 0 | 0 | 0 | 0 | 0 | 0 | 0 | 0 | 0 | 0 | 63.0148 | 0 | 2.6482 | 41.9852 | 0 | 0 | -1.4211e-14
2262 | 88.6894 | 0 | 88.6894 | 53.7829 | 2 | 9.2333 | 10 | 13.6732 | 0 | 13.6732 | 0 | 0 | 0 | 0 | 0 | 0 | 0 | 0 | 0 | 0 | 65.7829 | 0 | 2.6607 | 39.2171 | 0 | 0 | 0
2263 | 89.9563 | 0 | 89.9563 | 42.9 | 2 | 7.6787 | 9.8069 | 14.6874 | 12.8834 | 14.6874 | 12.8834 | 0 | 0 | 0 | 0 | 0 | 0 | 0 | 0 | 0 | 54.7069 | 0 | 2.6987 | 50.2931 | 0 | 0 | 0
2264 | 88.876 | 0 | 88.876 | 42.9 | 2 | 0 | 4 | 15.5798 | 27.6233 | 15.5798 | 27.6233 | 0 | 0 | 3.2271 | 0 | 0 | 0 | 3.2271 | 0 | 2.9044 | 48.9 | 0 | 2.6663 | 61.7216 | 0 | 0 | 0
2265 | 87.6346 | 0 | 87.6346 | 42.9 | 2 | 0 | 4 | 12.8148 | 36.1885 | 12.8148 | 36.1885 | 0 | 0 | 10.2688 | 0 | 0 | 0 | 10.2688 | 0 | 12.1463 | 48.9 | 0 | 2.629 | 60.8549 | 0 | 0 | 0
2266 | 88.4135 | 0 | 88.4135 | 42.9 | 2 | 0 | 4 | 11.934 | 43.2191 | 11.934 | 43.2191 | 0 | 0 | 12 | 0 | 3.6396 | 0 | 15.6396 | 0 | 26.3019 | 48.9 | 0 | 2.6524 | 60.1938 | 0 | 0 | 0
2267 | 85.4266 | 0 | 85.4266 | 42.9 | 2 | 0 | 4 | 12.3403 | 49.8981 | 12.3403 | 46.1863 | 0 | 3.7118 | 12 | 0 | 10 | 0 | 22 | 0 | 46.3214 | 48.9 | 0 | 2.5628 | 58.9541 | 0 | 0 | 0
2268 | 86.5143 | 0 | 86.5143 | 42.9 | 2 | 0 | 4 | 12.1562 | 53.028 | 12.1562 | 45.5115 | 0 | 7.5165 | 12 | 0 | 8.0534 | 0 | 20.0534 | 0 | 64.5463 | 48.9 | 0 | 2.5954 | 58.7254 | 0 | 0 | -1.4211e-14
2269 | 86.9551 | 0 | 86.9551 | 42.9 | 2 | 2.1316e-14 | 4 | 12.346 | 49.1005 | 12.346 | 29.5465 | 0 | 19.554 | 3.8374 | 0 | 0 | 0 | 3.8374 | 0 | 68 | 48.9 | 0 | 2.6087 | 69.2397 | 0 | 3.1086e-15 | 0
2270 | 83.7685 | 0 | 83.7685 | 42.9 | 2 | 7.1054e-15 | 4 | 13.8026 | 48.4996 | 13.8026 | 21.066 | 0 | 27.4336 | 0 | 0 | 0 | 0 | 0 | 0 | 68 | 48.9 | 0 | 2.5131 | 80.7422 | 0 | 0 | 0
2271 | 85.4453 | 0 | 85.4453 | 42.9 | 2 | 7.1054e-15 | 4 | 14.1212 | 34.6726 | 14.1212 | 22.4241 | 0 | 12.2484 | 0 | 0 | 0 | 0 | 0 | 0 | 68 | 48.9 | 0 | 2.5634 | 82.6112 | 0 | 0 | 0
2272 | 90.6102 | 0 | 90.6102 | 42.9 | 2 | 7.1054e-15 | 4 | 13.3336 | 28.3912 | 13.3336 | 28.3767 | 0 | 0.014525 | 0 | 0 | 0 | 0 | 0 | 0 | 68 | 48.9 | 0 | 2.7183 | 84.117 | 0 | 0 | 0
2273 | 92.3091 | 0 | 92.3091 | 42.9 | 2 | 8.043 | 9.5603 | 14.4166 | 12.5472 | 14.4166 | 12.5472 | 0 | 0 | 0 | 2.842 | 0 | 0 | 0 | 2.842 | 64.8422 | 54.4603 | 0 | 2.7693 | 69.6977 | 0 | 0 | 0
2274 | 97.7518 | 0 | 97.7518 | 42.9 | 2 | 10.1258 | 7.5855 | 15.4848 | 6.0931e-15 | 15.4848 | 6.0931e-15 | 0 | 0 | 0 | 12 | 0 | 7.6558 | 0 | 19.6558 | 43.205 | 52.4855 | 0 | 2.9326 | 54.8588 | 0 | 0 | 0
2275 | 102.2856 | 0 | 102.2856 | 42.9 | 2 | 10.5312 | 8.1299 | 16.7245 | 0 | 16.7245 | 0 | 0 | 0 | 0 | 12 | 0 | 10 | 0 | 22 | 19.0251 | 53.0299 | 0 | 3.0686 | 51.9701 | 0 | 0 | 0
2276 | 107.5583 | 0 | 107.5583 | 54.7213 | 2 | 11.1593 | 10 | 16.8944 | 0 | 16.8944 | 0 | 0 | 0 | 0 | 12 | 0 | 0.7833 | 0 | 12.7833 | 4.8422 | 66.7213 | 0 | 3.2267 | 38.2787 | 0 | 0 | 0
2277 | 100.8871 | 0 | 100.8871 | 55 | 6.17 | 10.6011 | 10 | 14.758 | 0 | 14.758 | 0 | 0 | 0 | 0 | 4.358 | 0 | 0 | 0 | 4.358 | 0 | 71.17 | 0 | 3.0266 | 33.83 | 0 | 0 | 0
2278 | 97.4245 | 0 | 97.4245 | 55 | 5.9305 | 9.9558 | 10 | 16.5382 | 0 | 16.5382 | 0 | 0 | 0 | 0 | 0 | 0 | 0 | 0 | 0 | 0 | 70.9305 | 0 | 2.9227 | 34.0695 | 0 | 1.4211e-14 | 0
2279 | 95.3827 | 0 | 95.3827 | 54.5214 | 2 | 9.337 | 10 | 19.5244 | 0 | 19.5244 | 0 | 0 | 0 | 0 | 0 | 0 | 0 | 0 | 0 | 0 | 66.5214 | 0 | 2.8615 | 38.4786 | 0 | 0 | 0
2280 | 84.525 | 0 | 84.525 | 47.8126 | 2 | 8.3953 | 10 | 16.3171 | 0 | 16.3171 | 0 | 0 | 0 | 0 | 0 | 0 | 0 | 0 | 0 | 0 | 59.8126 | 0 | 2.5357 | 45.1874 | 0 | 0 | 0
2281 | 88.6198 | 0 | 88.6198 | 51.3038 | 2 | 8.8853 | 10 | 16.4307 | 0 | 16.4307 | 0 | 0 | 0 | 0 | 0 | 0 | 0 | 0 | 0 | 0 | 63.3038 | 0 | 2.6586 | 41.6962 | 0 | 0 | 0
2282 | 90.3314 | 0 | 90.3314 | 53.2192 | 2 | 9.1542 | 10 | 15.9581 | 0 | 15.9581 | 0 | 0 | 0 | 0 | 0 | 0 | 0 | 0 | 0 | 0 | 65.2192 | 0 | 2.7099 | 39.7808 | 0 | 0 | 0
2283 | 88.4055 | 0 | 88.4055 | 52.5772 | 2 | 9.0641 | 10 | 14.7642 | 0 | 14.7642 | 0 | 0 | 0 | 0 | 0 | 0 | 0 | 0 | 0 | 0 | 64.5772 | 0 | 2.6522 | 40.4228 | 0 | 0 | 0
2284 | 87.2392 | 0 | 87.2392 | 52.0446 | 2 | 8.9893 | 10 | 14.2053 | 0 | 14.2053 | 0 | 0 | 0 | 0 | 0 | 0 | 0 | 0 | 0 | 0 | 64.0446 | 0 | 2.6172 | 40.9554 | 0 | 0 | 0
2285 | 91.363 | 0 | 91.363 | 55 | 2.7993 | 9.5163 | 10 | 14.0473 | 0 | 14.0473 | 0 | 0 | 0 | 0 | 0 | 0 | 0 | 0 | 0 | 0 | 67.7993 | 0 | 2.7409 | 37.2007 | 0 | 0 | 0
2286 | 89.0922 | 0 | 89.0922 | 53.345 | 2 | 9.1718 | 10 | 14.5754 | 0 | 14.5754 | 0 | 0 | 0 | 0 | 0 | 0 | 0 | 0 | 0 | 0 | 65.345 | 0 | 2.6728 | 39.655 | 0 | 0 | 0
2287 | 91.625 | 0 | 91.625 | 44.9262 | 2 | 7.9902 | 10 | 15.0907 | 11.6179 | 15.0907 | 11.6179 | 0 | 0 | 0 | 0 | 0 | 0 | 0 | 0 | 0 | 56.9262 | 0 | 2.7487 | 48.0738 | 0 | 0 | 0
2288 | 88.9052 | 0 | 88.9052 | 42.9 | 2 | 4.4014 | 4 | 13.2994 | 22.3044 | 13.2994 | 22.3044 | 0 | 0 | 0 | 0 | 0 | 0 | 0 | 0 | 0 | 48.9 | 0 | 2.6672 | 58.2591 | 0 | 1.4211e-14 | 0
2289 | 87.2756 | 0 | 87.2756 | 42.9 | 2 | 0 | 4 | 13.463 | 31.6428 | 13.463 | 31.6428 | 0 | 0 | 6.7302 | 0 | 0 | 0 | 6.7302 | 0 | 6.0572 | 48.9 | 0 | 2.6183 | 61.2904 | 0 | 0 | 0
2290 | 87.197 | 0 | 87.197 | 42.9 | 2 | 0 | 4 | 13.5464 | 39.8198 | 13.5464 | 39.8198 | 0 | 0 | 12 | 0 | 3.0692 | 0 | 15.0692 | 0 | 19.6869 | 48.9 | 0 | 2.6159 | 60.264 | 0 | 0 | 0
2291 | 87.1545 | 0 | 87.1545 | 42.9 | 2 | 0 | 4 | 11.7933 | 42.5031 | 11.7933 | 42.5031 | 0 | 0 | 12 | 0 | 4.0419 | 0 | 16.0419 | 0 | 34.2133 | 48.9 | 0 | 2.6146 | 60.1443 | 0 | 0 | 0
2292 | 88.4004 | 0 | 88.4004 | 42.9 | 2 | 1.4211e-14 | 4 | 12.3575 | 41.9008 | 12.3575 | 41.9008 | 0 | 0 | 12 | 0 | 2.7579 | 0 | 14.7579 | 0 | 47.556 | 48.9 | 0 | 2.652 | 60.3024 | 0 | 0 | 0
2293 | 85.7498 | 0 | 85.7498 | 42.9 | 2 | 0 | 4 | 12.3162 | 43.4504 | 12.3162 | 43.4504 | 0 | 0 | 10.6031 | 0 | 8.3137 | 0 | 18.9168 | 0 | 64.7636 | 48.9 | 0 | 2.5725 | 59.7905 | 0 | 0 | 0
2294 | 84.2689 | 0 | 84.2689 | 42.9 | 2 | 0 | 4 | 11.4444 | 39.0977 | 11.4444 | 27.4349 | 0 | 11.6629 | 0 | 0 | 3.5104 | 0 | 3.5104 | 0 | 68 | 48.9 | 0 | 2.5281 | 72.2512 | 0 | 4.4409e-16 | 0
2295 | 84.3646 | 0 | 84.3646 | 42.9 | 2 | 7.1054e-15 | 4 | 12.8532 | 29.4747 | 12.8532 | 22.6114 | 0 | 6.8633 | 0 | 0 | 0 | 0 | 0 | 0 | 68 | 48.9 | 0 | 2.5309 | 83.2741 | 0 | 1.4211e-14 | 0
2296 | 88.688 | 0 | 88.688 | 42.9 | 2 | 4.223 | 4 | 13.5939 | 21.9711 | 13.5939 | 21.9711 | 0 | 0 | 0 | 0 | 0 | 0 | 0 | 0 | 68 | 48.9 | 0 | 2.6606 | 80.4156 | 0 | 0 | 0
2297 | 93.4064 | 0 | 93.4064 | 42.9 | 2 | 4.943 | 4 | 14.052 | 11.4173 | 14.052 | 11.4173 | 0 | 0 | 0 | 12 | 0 | 2.094 | 0 | 14.094 | 52.3954 | 48.9 | 0 | 2.8022 | 67.4249 | 0 | 0 | 0
2298 | 97.4253 | 0 | 97.4253 | 42.9 | 2 | 10.1321 | 5.2861 | 15.1071 | 5.2656e-15 | 15.1071 | 5.2656e-15 | 0 | 0 | 0 | 12 | 0 | 10 | 0 | 22 | 28.2155 | 50.1861 | 0 | 2.9228 | 54.8139 | 0 | 0 | 0
2299 | 102.8652 | 0 | 102.8652 | 46.3641 | 2 | 10.7669 | 10 | 15.3892 | 0 | 15.3892 | 0 | 0 | 0 | 0 | 12 | 0 | 6.3451 | 0 | 18.3451 | 8 | 58.3641 | 0 | 3.086 | 46.6359 | 0 | 1.4211e-14 | 0
2300 | 106.9444 | 0 | 106.9444 | 55 | 8.1555 | 11.2787 | 10 | 15.3101 | 0 | 15.3101 | 0 | 0 | 0 | 0 | 7.2 | 0 | 0 | 0 | 7.2 | 0 | 73.1555 | 0 | 3.2083 | 31.8445 | 0 | 0 | 0
2301 | 101.3145 | 0 | 101.3145 | 55 | 8.9459 | 10.3791 | 10 | 16.9896 | 0 | 16.9896 | 0 | 0 | 0 | 0 | 0 | 0 | 0 | 0 | 0 | 0 | 73.9459 | 0 | 3.0394 | 31.0541 | 0 | 0 | 0
2302 | 98.9892 | 0 | 98.9892 | 55 | 7.7313 | 10.2086 | 10 | 16.0494 | 0 | 16.0494 | 0 | 0 | 0 | 0 | 0 | 0 | 0 | 0 | 0 | 0 | 72.7313 | 0 | 2.9697 | 32.2687 | 0 | 0 | 0
2303 | 93.486 | 0 | 93.486 | 54.5543 | 2 | 9.3416 | 10 | 17.5902 | 0 | 17.5902 | 0 | 0 | 0 | 0 | 0 | 0 | 0 | 0 | 0 | 0 | 66.5543 | 0 | 2.8046 | 38.4457 | 0 | 0 | 0
2304 | 80.0449 | 0 | 80.0449 | 42.9 | 2 | 7.667 | 9.724 | 17.7539 | 0 | 17.7539 | 0 | 0 | 0 | 0 | 0 | 0 | 0 | 0 | 0 | 0 | 54.624 | 0 | 2.4013 | 50.376 | 0 | 0 | 0
2305 | 81.5774 | 0 | 81.5774 | 44.4826 | 2 | 7.9279 | 10 | 17.1669 | 0 | 17.1669 | 0 | 0 | 0 | 0 | 0 | 0 | 0 | 0 | 0 | 0 | 56.4826 | 0 | 2.4473 | 48.5174 | 0 | 0 | 0
2306 | 79.5271 | 0 | 79.5271 | 42.9 | 2 | 7.5911 | 9.1828 | 17.8533 | 0 | 17.8533 | 0 | 0 | 0 | 0 | 0 | 0 | 0 | 0 | 0 | 0 | 54.0828 | 0 | 2.3858 | 50.9172 | 0 | 0 | 0
2307 | 79.382 | 0 | 79.382 | 43.2701 | 2 | 7.7577 | 10 | 16.3542 | 0 | 16.3542 | 0 | 0 | 0 | 0 | 0 | 0 | 0 | 0 | 0 | 0 | 55.2701 | 0 | 2.3815 | 49.7299 | 0 | 0 | 0
2308 | 82.4347 | 0 | 82.4347 | 46.0855 | 2 | 8.1529 | 10 | 16.1964 | 0 | 16.1964 | 0 | 0 | 0 | 0 | 0 | 0 | 0 | 0 | 0 | 0 | 58.0855 | 0 | 2.473 | 46.9145 | 0 | 0 | 0
2309 | 79.9533 | 0 | 79.9533 | 44.1175 | 2 | 7.8767 | 10 | 15.9592 | 0 | 15.9592 | 0 | 0 | 0 | 0 | 0 | 0 | 0 | 0 | 0 | 0 | 56.1175 | 0 | 2.3986 | 48.8825 | 0 | 0 | 0
2310 | 82.8244 | 0 | 82.8244 | 48.3825 | 2 | 8.4753 | 10 | 13.9666 | 0 | 13.9666 | 0 | 0 | 0 | 0 | 0 | 0 | 0 | 0 | 0 | 0 | 60.3825 | 0 | 2.4847 | 44.6175 | 0 | 0 | 0
2311 | 83.2605 | 0 | 83.2605 | 42.9 | 2 | 3.2247 | 4 | 17.7005 | 13.4353 | 17.7005 | 13.4353 | 0 | 0 | 0 | 0 | 0 | 0 | 0 | 0 | 0 | 48.9 | 0 | 2.4978 | 59.291 | 0 | 0 | -1.4211e-14
2312 | 82.9898 | 0 | 82.9898 | 42.9 | 2 | 7.1054e-15 | 4 | 15.5902 | 25.7502 | 15.5902 | 25.7502 | 0 | 0 | 7.2506 | 0 | 0 | 0 | 7.2506 | 0 | 6.5255 | 48.9 | 0 | 2.4897 | 61.2264 | 0 | 0 | 0
2313 | 81.6739 | 0 | 81.6739 | 42.9 | 2 | 0 | 4 | 15.4411 | 35.8384 | 15.4411 | 35.8384 | 0 | 0 | 12 | 0 | 6.5056 | 0 | 18.5056 | 0 | 23.3234 | 48.9 | 0 | 2.4502 | 59.8411 | 0 | 0 | 0
2314 | 79.8721 | 0 | 79.8721 | 42.9 | 2 | 0 | 4 | 14.2201 | 49.6274 | 14.2201 | 38.7521 | 0 | 10.8753 | 12 | 0 | 10 | 0 | 22 | 0 | 43.3429 | 48.9 | 0 | 2.3962 | 58.0724 | 0 | 0 | 0
2315 | 78.7816 | 0 | 78.7816 | 42.9 | 2 | 0 | 4 | 14.3782 | 51.3554 | 14.3782 | 32.6909 | 0 | 18.6646 | 12 | 0 | 5.1874 | 0 | 17.1874 | 0 | 58.9255 | 48.9 | 0 | 2.3634 | 57.706 | 0 | 7.1054e-15 | 0
2316 | 78.3764 | 0 | 78.3764 | 42.9 | 2 | 0 | 4 | 14.4951 | 46.3996 | 14.4951 | 25.064 | 0 | 21.3356 | 10.0828 | 0 | 0 | 0 | 10.0828 | 0 | 68 | 48.9 | 0 | 2.3513 | 68.2517 | 0 | 0 | 0
2317 | 77.8678 | 0 | 77.8678 | 42.9 | 2 | 0 | 4 | 12.7105 | 52.4986 | 12.7105 | 16.2573 | 0 | 36.2413 | 0 | 0 | 0 | 0 | 0 | 0 | 68 | 48.9 | 0 | 2.336 | 79.6581 | 0 | 0 | 0
2318 | 79.5013 | 0 | 79.5013 | 42.9 | 2 | 0 | 4 | 12.9445 | 46.1524 | 12.9445 | 17.6568 | 0 | 28.4956 | 0 | 0 | 0 | 0 | 0 | 0 | 68 | 48.9 | 0 | 2.385 | 80.6115 | 0 | 0 | 0
2319 | 77.039 | 0 | 77.039 | 42.9 | 2 | 0 | 4 | 15.2453 | 38.6949 | 15.2453 | 12.8937 | 0 | 25.8012 | 0 | 0 | 0 | 0 | 0 | 0 | 68 | 48.9 | 0 | 2.3112 | 80.9431 | 0 | 0 | 0
2320 | 80.9911 | 0 | 80.9911 | 42.9 | 2 | 7.1054e-15 | 4 | 14.3773 | 24.2851 | 14.3773 | 17.7138 | 0 | 6.5713 | 0 | 0 | 0 | 0 | 0 | 0 | 68 | 48.9 | 0 | 2.4297 | 83.31 | 0 | 0 | 0
2321 | 87.4305 | 0 | 87.4305 | 42.9 | 2 | 7.2002 | 6.3466 | 15.9085 | 13.024 | 15.9085 | 13.024 | 0 | 0 | 0 | 0.051281 | 0 | 0 | 0 | 0.051281 | 67.943 | 51.2466 | 0 | 2.6229 | 75.7021 | 0 | 0 | 0
2322 | 91.8996 | 0 | 91.8996 | 42.9 | 2 | 9.4755 | 4.2667 | 14.9158 | 6.0711e-15 | 14.9158 | 6.0711e-15 | 0 | 0 | 0 | 12 | 0 | 6.3417 | 0 | 18.3417 | 47.7312 | 49.1667 | 0 | 2.757 | 59.4917 | 0 | 0 | 0
2323 | 93.7873 | 0 | 93.7873 | 42.9 | 2 | 9.3105 | 4.6792 | 18.1438 | 0 | 18.1438 | 0 | 0 | 0 | 0 | 12 | 0 | 4.7538 | 0 | 16.7538 | 29.2417 | 49.5792 | 0 | 2.8136 | 60.667 | 0 | 0 | -1.4211e-14
2324 | 99.9913 | 0 | 99.9913 | 42.9 | 2 | 10.2683 | 8.9131 | 16.5662 | 0 | 16.5662 | 0 | 0 | 0 | 0 | 12 | 0 | 7.3437 | 0 | 19.3437 | 7.943 | 53.8131 | 0 | 2.9997 | 51.1869 | 0 | 0 | 0
2325 | 96.4119 | 0 | 96.4119 | 49.7362 | 2 | 9.6687 | 10 | 17.8583 | 0 | 17.8583 | 0 | 0 | 0 | 0 | 7.1487 | 0 | 0 | 0 | 7.1487 | 0 | 61.7362 | 0 | 2.8924 | 43.2638 | 0 | 1.4211e-14 | 0
2326 | 89.5793 | 0 | 89.5793 | 51.5088 | 2 | 8.9141 | 10 | 17.1563 | 0 | 17.1563 | 0 | 0 | 0 | 0 | 0 | 0 | 0 | 0 | 0 | 0 | 63.5088 | 0 | 2.6874 | 41.4912 | 0 | 0 | 0
2327 | 87.8468 | 0 | 87.8468 | 50.6679 | 2 | 8.7961 | 10 | 16.3828 | 0 | 16.3828 | 0 | 0 | 0 | 0 | 0 | 0 | 0 | 0 | 0 | 0 | 62.6679 | 0 | 2.6354 | 42.3321 | 0 | 0 | 0
2328 | 83.8416 | 0 | 83.8416 | 50.9483 | 2 | 8.8354 | 10 | 12.0578 | 0 | 12.0578 | 0 | 0 | 0 | 0 | 0 | 0 | 0 | 0 | 0 | 0 | 62.9483 | 0 | 2.5152 | 42.0517 | 0 | 0 | 0
2329 | 84.2549 | 0 | 84.2549 | 50.8917 | 2 | 8.8275 | 10 | 12.5357 | 0 | 12.5357 | 0 | 0 | 0 | 0 | 0 | 0 | 0 | 0 | 0 | 0 | 62.8917 | 0 | 2.5276 | 42.1083 | 0 | 0 | 0
2330 | 85.0083 | 0 | 85.0083 | 51.0527 | 2 | 8.8501 | 10 | 13.1055 | 0 | 13.1055 | 0 | 0 | 0 | 0 | 0 | 0 | 0 | 0 | 0 | 0 | 63.0527 | 0 | 2.5503 | 41.9473 | 0 | 0 | 0
2331 | 86.3874 | 0 | 86.3874 | 54.0606 | 2 | 9.2723 | 10 | 11.0545 | 0 | 11.0545 | 0 | 0 | 0 | 0 | 0 | 0 | 0 | 0 | 0 | 0 | 66.0606 | 0 | 2.5916 | 38.9394 | 0 | 0 | 0
2332 | 85.4559 | 0 | 85.4559 | 52.8472 | 2 | 9.102 | 10 | 11.5068 | 0 | 11.5068 | 0 | 0 | 0 | 0 | 0 | 0 | 0 | 0 | 0 | 0 | 64.8472 | 0 | 2.5637 | 40.1528 | 0 | 0 | 0
2333 | 89.2521 | 0 | 89.2521 | 55 | 2.9322 | 9.535 | 10 | 11.7849 | 0 | 11.7849 | 0 | 0 | 0 | 0 | 0 | 0 | 0 | 0 | 0 | 0 | 67.9322 | 0 | 2.6776 | 37.0678 | 0 | 0 | 0
2334 | 87.2888 | 0 | 87.2888 | 55 | 3.7297 | 9.6469 | 10 | 8.9121 | 0 | 8.9121 | 0 | 0 | 0 | 0 | 0 | 0 | 0 | 0 | 0 | 0 | 68.7297 | 0 | 2.6187 | 36.2703 | 0 | 0 | 0
2335 | 88.8439 | 0 | 88.8439 | 45.9167 | 2 | 8.1292 | 10 | 8.1198 | 14.6782 | 8.1198 | 14.6782 | 0 | 0 | 0 | 0 | 0 | 0 | 0 | 0 | 0 | 57.9167 | 0 | 2.6653 | 47.0833 | 0 | 0 | 0
2336 | 86.1123 | 0 | 86.1123 | 42.9 | 2 | 0 | 4 | 10.5824 | 28.2987 | 10.5824 | 28.2987 | 0 | 0 | 1.6688 | 0 | 0 | 0 | 1.6688 | 0 | 1.5019 | 48.9 | 0 | 2.5834 | 61.9134 | 0 | 0 | 0
2337 | 86.9319 | 0 | 86.9319 | 42.9 | 2 | 0 | 4 | 8.3101 | 37.7596 | 8.3101 | 37.7596 | 0 | 0 | 8.0378 | 0 | 0 | 0 | 8.0378 | 0 | 8.7359 | 48.9 | 0 | 2.608 | 61.1295 | 0 | 0 | 0
2338 | 84.9114 | 0 | 84.9114 | 42.9 | 2 | 0 | 4 | 9.13 | 44.4025 | 9.13 | 44.4025 | 0 | 0 | 12 | 0 | 5.521 | 0 | 17.521 | 0 | 24.626 | 48.9 | 0 | 2.5473 | 59.9623 | 0 | 0 | 0
2339 | 86.971 | 0 | 86.971 | 42.9 | 2 | 0 | 4 | 8.6381 | 49.9917 | 8.6381 | 49.9917 | 0 | 0 | 12 | 0 | 8.5588 | 0 | 20.5588 | 0 | 43.3169 | 48.9 | 0 | 2.6091 | 59.5883 | 0 | 0 | 0
2340 | 83.7726 | 0 | 83.7726 | 42.9 | 2 | 0 | 4 | 9.1345 | 55 | 9.1345 | 45.3513 | 0 | 9.6487 | 12 | 0 | 7.6132 | 0 | 19.6132 | 0 | 61.1359 | 48.9 | 0 | 2.5132 | 58.5171 | 0 | 3.5527e-15 | 0
2341 | 84.1029 | 0 | 84.1029 | 42.9 | 2 | 7.1054e-15 | 4 | 7.9749 | 49.7026 | 7.9749 | 34.8548 | 0 | 14.8478 | 7.6268 | 0 | 0 | 0 | 7.6268 | 0 | 68 | 48.9 | 0 | 2.5231 | 69.3525 | 0 | 1.7764e-15 | 0
2342 | 82.5971 | 0 | 82.5971 | 42.9 | 2 | 0 | 4 | 8.0464 | 47.4229 | 8.0464 | 25.6507 | 0 | 21.7722 | 0 | 0 | 0 | 0 | 0 | 0 | 68 | 48.9 | 0 | 2.4779 | 81.439 | 0 | 0 | 0
2343 | 82.6908 | 0 | 82.6908 | 42.9 | 2 | 0 | 4 | 11.3014 | 41.226 | 11.3014 | 22.4895 | 0 | 18.7365 | 0 | 0 | 0 | 0 | 0 | 0 | 68 | 48.9 | 0 | 2.4807 | 81.8126 | 0 | 0 | 0
2344 | 85.498 | 0 | 85.498 | 42.9 | 2 | 7.1054e-15 | 4 | 10.1793 | 27.3328 | 10.1793 | 26.4188 | 0 | 0.914 | 0 | 0 | 0 | 0 | 0 | 0 | 68 | 48.9 | 0 | 2.5649 | 84.0063 | 0 | 0 | 0
2345 | 88.9536 | 0 | 88.9536 | 43.4093 | 2 | 7.7773 | 10 | 11.2828 | 14.4842 | 11.2828 | 14.4842 | 0 | 0 | 0 | 0 | 0 | 0 | 0 | 0 | 68 | 55.4093 | 0 | 2.6686 | 71.5907 | 0 | 0 | 0
2346 | 94.8907 | 0 | 94.8907 | 42.9 | 2 | 10.2067 | 8.8719 | 11.966 | 6.8131e-15 | 11.966 | 6.8131e-15 | 0 | 0 | 0 | 12 | 0 | 6.9461 | 0 | 18.9461 | 47.1326 | 53.7719 | 0 | 2.8467 | 54.282 | 0 | 0 | -1.4211e-14
2347 | 100.1253 | 0 | 100.1253 | 44.3587 | 2 | 10.9984 | 10 | 10.7682 | 0 | 10.7682 | 0 | 0 | 0 | 0 | 12 | 0 | 10 | 0 | 22 | 22.9527 | 56.3587 | 0 | 3.0038 | 48.6413 | 0 | 0 | 0
2348 | 102.8236 | 0 | 102.8236 | 54.467 | 2 | 11.2232 | 10 | 11.6404 | 0 | 11.6404 | 0 | 0 | 0 | 0 | 12 | 0 | 1.493 | 0 | 13.493 | 8 | 66.467 | 0 | 3.0847 | 38.533 | 0 | 0 | 0
2349 | 99.7104 | 0 | 99.7104 | 55 | 5.1359 | 10.8549 | 10 | 11.5196 | 0 | 11.5196 | 0 | 0 | 0 | 0 | 7.2 | 0 | 0 | 0 | 7.2 | 0 | 70.1359 | 0 | 2.9913 | 34.8641 | 0 | 0 | 0
2350 | 97.5101 | 0 | 97.5101 | 55 | 9.9353 | 10.5179 | 10 | 12.0568 | 0 | 12.0568 | 0 | 0 | 0 | 0 | 0 | 0 | 0 | 0 | 0 | 0 | 74.9353 | 0 | 2.9253 | 30.0647 | 0 | 0 | 0
2351 | 90.7599 | 0 | 90.7599 | 55 | 5.1426 | 9.8452 | 10 | 10.7721 | 0 | 10.7721 | 0 | 0 | 0 | 0 | 0 | 0 | 0 | 0 | 0 | 0 | 70.1426 | 0 | 2.7228 | 34.8574 | 0 | 0 | 0
2352 | 85.6704 | 0 | 85.6704 | 52.157 | 2 | 9.0051 | 10 | 12.5083 | 0 | 12.5083 | 0 | 0 | 0 | 0 | 0 | 0 | 0 | 0 | 0 | 0 | 64.157 | 0 | 2.5701 | 40.843 | 0 | 0 | 0
2353 | 86.4361 | 0 | 86.4361 | 51.4748 | 2 | 8.9093 | 10 | 14.052 | 0 | 14.052 | 0 | 0 | 0 | 0 | 0 | 0 | 0 | 0 | 0 | 0 | 63.4748 | 0 | 2.5931 | 41.5252 | 0 | 0 | 0
2354 | 85.0598 | 0 | 85.0598 | 50.1539 | 2 | 8.7239 | 10 | 14.182 | 0 | 14.182 | 0 | 0 | 0 | 0 | 0 | 0 | 0 | 0 | 0 | 0 | 62.1539 | 0 | 2.5518 | 42.8461 | 0 | 0 | 0
2355 | 86.4192 | 0 | 86.4192 | 50.9629 | 2 | 8.8375 | 10 | 14.6189 | 0 | 14.6189 | 0 | 0 | 0 | 0 | 0 | 0 | 0 | 0 | 0 | 0 | 62.9629 | 0 | 2.5926 | 42.0371 | 0 | 0 | 0
2356 | 88.7121 | 0 | 88.7121 | 53.9769 | 2 | 9.2605 | 10 | 13.4746 | 0 | 13.4746 | 0 | 0 | 0 | 0 | 0 | 0 | 0 | 0 | 0 | 0 | 65.9769 | 0 | 2.6614 | 39.0231 | 0 | 0 | 0
2357 | 89.3958 | 0 | 89.3958 | 55 | 2.7259 | 9.506 | 10 | 12.1639 | 0 | 12.1639 | 0 | 0 | 0 | 0 | 0 | 0 | 0 | 0 | 0 | 0 | 67.7259 | 0 | 2.6819 | 37.2741 | 0 | 0 | 0
2358 | 85.8628 | 0 | 85.8628 | 53.3217 | 2 | 9.1686 | 10 | 11.3725 | 0 | 11.3725 | 0 | 0 | 0 | 0 | 0 | 0 | 0 | 0 | 0 | 0 | 65.3217 | 0 | 2.5759 | 39.6783 | 0 | 0 | 0
2359 | 86.2331 | 0 | 86.2331 | 43.0088 | 2 | 7.721 | 10 | 11.4157 | 12.0876 | 11.4157 | 12.0876 | 0 | 0 | 0 | 0 | 0 | 0 | 0 | 0 | 0 | 55.0088 | 0 | 2.587 | 49.9912 | 0 | 0 | 0
2360 | 87.5489 | 0 | 87.5489 | 42.9 | 2 | 6.3855 | 4 | 10.9095 | 21.3539 | 10.9095 | 21.3539 | 0 | 0 | 0 | 0 | 0 | 0 | 0 | 0 | 0 | 48.9 | 0 | 2.6265 | 56.5192 | 0 | 0 | 0
2361 | 85.7115 | 0 | 85.7115 | 42.9 | 2 | 0 | 4 | 9.7772 | 30.7838 | 9.7772 | 30.7838 | 0 | 0 | 3.7495 | 0 | 0 | 0 | 3.7495 | 0 | 3.3746 | 48.9 | 0 | 2.5713 | 61.6573 | 0 | 0 | 0
2362 | 88.3921 | 0 | 88.3921 | 42.9 | 2 | 0 | 4 | 9.3603 | 35.2633 | 9.3603 | 35.2633 | 0 | 0 | 5.1315 | 0 | 0 | 0 | 5.1315 | 0 | 7.9929 | 48.9 | 0 | 2.6518 | 61.4872 | 0 | 0 | 0
2363 | 86.9408 | 0 | 86.9408 | 42.9 | 2 | 7.1054e-15 | 4 | 10.9209 | 42.6577 | 10.9209 | 42.6577 | 0 | 0 | 12 | 0 | 3.5379 | 0 | 15.5379 | 0 | 22.0547 | 48.9 | 0 | 2.6082 | 60.2063 | 0 | 1.4211e-14 | 0
2364 | 86.6488 | 0 | 86.6488 | 42.9 | 2 | 0 | 4 | 9.77 | 45.2957 | 9.77 | 45.2957 | 0 | 0 | 12 | 0 | 5.3169 | 0 | 17.3169 | 0 | 37.7567 | 48.9 | 0 | 2.5995 | 59.9874 | 0 | 0 | 0
2365 | 84.4473 | 0 | 84.4473 | 42.9 | 2 | 7.1054e-15 | 4 | 11.3609 | 43.2152 | 11.3609 | 43.2152 | 0 | 0 | 12 | 0 | 7.0288 | 0 | 19.0288 | 0 | 55.0369 | 48.9 | 0 | 2.5334 | 59.7767 | 0 | 1.4211e-14 | 0
2366 | 84.2655 | 0 | 84.2655 | 42.9 | 2 | 0 | 4 | 9.8507 | 33.2138 | 9.8507 | 33.2138 | 0 | 0 | 7.699 | 0 | 0 | 0 | 7.699 | 0 | 61.966 | 48.9 | 0 | 2.528 | 71.1712 | 0 | 0 | 0
2367 | 83.9099 | 0 | 83.9099 | 42.9 | 2 | 0 | 4 | 10.8934 | 32.5863 | 10.8934 | 30.6793 | 0 | 1.907 | 0.7533 | 0 | 5.8094 | 0 | 6.5627 | 0 | 68 | 48.9 | 0 | 2.5173 | 61.0763 | 0 | 0 | 0
2368 | 85.1497 | 0 | 85.1497 | 42.9 | 2 | 3.7122 | 4 | 10.9714 | 21.5661 | 10.9714 | 21.5661 | 0 | 0 | 0 | 0 | 0 | 0 | 0 | 0 | 68 | 48.9 | 0 | 2.5545 | 80.8635 | 0 | 1.4211e-14 | 0
2369 | 92.2736 | 0 | 92.2736 | 42.9 | 2 | 8.2727 | 9.0787 | 12.8148 | 12.2468 | 12.8148 | 12.2468 | 0 | 0 | 0 | 4.9605 | 0 | 0 | 0 | 4.9605 | 62.4884 | 53.9787 | 0 | 2.7682 | 68.0608 | 0 | 0 | -1.4211e-14
2370 | 95.8652 | 0 | 95.8652 | 42.9 | 2 | 10.2528 | 6.9483 | 12.5661 | 5.038e-15 | 12.5661 | 5.038e-15 | 0 | 0 | 0 | 12 | 0 | 9.198 | 0 | 21.198 | 39.1784 | 51.8483 | 0 | 2.876 | 53.9537 | 0 | 0 | 0
2371 | 102.3026 | 0 | 102.3026 | 47.8423 | 2 | 11.3809 | 10 | 9.8383 | 0 | 9.8383 | 0 | 0 | 0 | 0 | 12 | 0 | 9.2411 | 0 | 21.2411 | 15.8217 | 59.8423 | 0 | 3.0691 | 45.1577 | 0 | 0 | 0
2372 | 107.185 | 0 | 107.185 | 55 | 6.1888 | 11.6764 | 10 | 12.3198 | 0 | 12.3198 | 0 | 0 | 0 | 0 | 12 | 0 | 0 | 0 | 12 | 2.4884 | 71.1888 | 0 | 3.2155 | 33.8112 | 0 | 0 | 0
2373 | 100.2726 | 0 | 100.2726 | 55 | 9.3004 | 10.7432 | 10 | 12.9895 | 0 | 12.9895 | 0 | 0 | 0 | 0 | 2.2395 | 0 | 0 | 0 | 2.2395 | -4.4409e-16 | 74.3004 | 0 | 3.0082 | 30.6996 | 0 | 0 | 0
2374 | 96.1333 | 0 | 96.1333 | 55 | 7.0454 | 10.1123 | 10 | 13.9756 | 0 | 13.9756 | 0 | 0 | 0 | 0 | -3.9968e-16 | 0 | 0 | 0 | -3.9968e-16 | 0 | 72.0454 | 0 | 2.884 | 32.9546 | 0 | 1.4211e-14 | 0
2375 | 95.29 | 0 | 95.29 | 55 | 6.0649 | 9.9747 | 10 | 14.2504 | 0 | 14.2504 | 0 | 0 | 0 | 0 | 0 | 0 | 0 | 0 | 0 | 0 | 71.0649 | 0 | 2.8587 | 33.9351 | 0 | 0 | 0
2376 | 82.9899 | 0 | 82.9899 | 47.1817 | 2 | 8.3067 | 10 | 15.5015 | 0 | 15.5015 | 0 | 0 | 0 | 0 | 0 | 0 | 0 | 0 | 0 | 0 | 59.1817 | 0 | 2.4897 | 45.8183 | 0 | 0 | 0
2377 | 83.5386 | 0 | 83.5386 | 49.0871 | 2 | 8.5742 | 10 | 13.8773 | 0 | 13.8773 | 0 | 0 | 0 | 0 | 0 | 0 | 0 | 0 | 0 | 0 | 61.0871 | 0 | 2.5062 | 43.9129 | 0 | 0 | 0
2378 | 87.3299 | 0 | 87.3299 | 49.6766 | 2 | 8.6569 | 10 | 16.9964 | 0 | 16.9964 | 0 | 0 | 0 | 0 | 0 | 0 | 0 | 0 | 0 | 0 | 61.6766 | 0 | 2.6199 | 43.3234 | 0 | 1.4211e-14 | 0
2379 | 84.495 | 0 | 84.495 | 46.1415 | 2 | 8.1608 | 10 | 18.1927 | 0 | 18.1927 | 0 | 0 | 0 | 0 | 0 | 0 | 0 | 0 | 0 | 0 | 58.1415 | 0 | 2.5348 | 46.8585 | 0 | 1.4211e-14 | 0
2380 | 84.5604 | 0 | 84.5604 | 48.7221 | 2 | 8.523 | 10 | 15.3154 | 0 | 15.3154 | 0 | 0 | 0 | 0 | 0 | 0 | 0 | 0 | 0 | 0 | 60.7221 | 0 | 2.5368 | 44.2779 | 0 | 0 | 0
2381 | 84.7182 | 0 | 84.7182 | 49.6431 | 2 | 8.6522 | 10 | 14.4229 | 0 | 14.4229 | 0 | 0 | 0 | 0 | 0 | 0 | 0 | 0 | 0 | 0 | 61.6431 | 0 | 2.5415 | 43.3569 | 0 | 0 | 0
2382 | 87.6748 | 0 | 87.6748 | 51.2235 | 2 | 8.8741 | 10 | 15.5773 | 0 | 15.5773 | 0 | 0 | 0 | 0 | 0 | 0 | 0 | 0 | 0 | 0 | 63.2235 | 0 | 2.6302 | 41.7765 | 0 | 1.4211e-14 | 0
2383 | 84.8914 | 0 | 84.8914 | 42.9 | 2 | 7.5896 | 9.1724 | 13.1456 | 10.0837 | 13.1456 | 10.0837 | 0 | 0 | 0 | 0 | 0 | 0 | 0 | 0 | 0 | 54.0724 | 0 | 2.5467 | 50.9276 | 0 | 0 | 0
2384 | 84.979 | 0 | 84.979 | 42.9 | 2 | 4.8194 | 4 | 11.5633 | 19.6963 | 11.5633 | 19.6963 | 0 | 0 | 0 | 0 | 0 | 0 | 0 | 0 | 0 | 48.9 | 0 | 2.5494 | 57.8926 | 0 | 0 | -1.4211e-14
2385 | 86.1998 | 0 | 86.1998 | 42.9 | 2 | 0 | 4 | 14.4908 | 26.7716 | 14.4908 | 26.7716 | 0 | 0 | 3.9626 | 0 | 0 | 0 | 3.9626 | 0 | 3.5663 | 48.9 | 0 | 2.586 | 61.6311 | 0 | 0 | 0
2386 | 85.1215 | 0 | 85.1215 | 42.9 | 2 | 7.1054e-15 | 4 | 13.7802 | 36.161 | 13.7802 | 36.161 | 0 | 0 | 12 | 0 | 1.7197 | 0 | 13.7197 | 0 | 15.9519 | 48.9 | 0 | 2.5536 | 60.4301 | 0 | 0 | 0
2387 | 86.4508 | 0 | 86.4508 | 42.9 | 2 | 0 | 4 | 14.8042 | 35.206 | 14.8042 | 35.206 | 0 | 0 | 12 | 0 | 0.45939 | 0 | 12.4594 | 0 | 27.1754 | 48.9 | 0 | 2.5935 | 60.5853 | 0 | 0 | 0
2388 | 84.8619 | 0 | 84.8619 | 42.9 | 2 | 0 | 4 | 11.2965 | 39.5353 | 11.2965 | 39.5353 | 0 | 0 | 12 | 0 | 2.8698 | 0 | 14.8698 | 0 | 40.6212 | 48.9 | 0 | 2.5459 | 60.2886 | 0 | 0 | 0
2389 | 82.7134 | 0 | 82.7134 | 42.9 | 2 | 1.4211e-14 | 4 | 11.3281 | 41.5229 | 11.3281 | 41.5229 | 0 | 0 | 12 | 0 | 7.0375 | 0 | 19.0375 | 0 | 57.9095 | 48.9 | 0 | 2.4814 | 59.7756 | 0 | 0 | 0
2390 | 80.59 | 0 | 80.59 | 42.9 | 2 | 0 | 4 | 12.3926 | 38.4658 | 12.3926 | 30.2747 | 0 | 8.1911 | 1.3707 | 0 | 9.6066 | 0 | 10.9773 | 0 | 68 | 48.9 | 0 | 2.4177 | 59.7595 | 0 | 1.5987e-14 | 0
2391 | 82.9957 | 0 | 82.9957 | 42.9 | 2 | 0 | 4 | 12.9987 | 27.9818 | 12.9987 | 21.0969 | 0 | 6.8848 | 0 | 0 | 0 | 0 | 0 | 0 | 68 | 48.9 | 0 | 2.4899 | 83.2714 | 0 | 0 | 0
2392 | 85.4141 | 0 | 85.4141 | 42.9 | 2 | 3.8109 | 4 | 14.8715 | 17.8317 | 14.8715 | 17.8317 | 0 | 0 | 0 | 0 | 0 | 0 | 0 | 0 | 68 | 48.9 | 0 | 2.5624 | 80.777 | 0 | 0 | 0
2393 | 88.1886 | 0 | 88.1886 | 43.0617 | 2 | 7.8287 | 10 | 14.0919 | 10.4925 | 14.0919 | 10.4925 | 0 | 0 | 0 | 0.71382 | 0 | 0 | 0 | 0.71382 | 67.2069 | 55.0617 | 0 | 2.6457 | 71.2245 | 0 | 0 | 0
2394 | 94.5776 | 0 | 94.5776 | 42.9 | 2 | 9.9575 | 8.164 | 13.6773 | 4.9383e-15 | 13.6773 | 4.9383e-15 | 0 | 0 | 0 | 12 | 0 | 5.8788 | 0 | 17.8788 | 47.4971 | 53.064 | 0 | 2.8373 | 56.0573 | 0 | 1.4211e-14 | 0
2395 | 100.6702 | 0 | 100.6702 | 42.9 | 2 | 10.572 | 8.4205 | 14.7777 | 0 | 14.7777 | 0 | 0 | 0 | 0 | 12 | 0 | 10 | 0 | 22 | 23.3173 | 53.3205 | 0 | 3.0201 | 51.6795 | 0 | 0 | 0
2396 | 103.8572 | 0 | 103.8572 | 50.5208 | 2 | 10.8191 | 10 | 15.9569 | 0 | 15.9569 | 0 | 0 | 0 | 0 | 12 | 0 | 2.5603 | 0 | 14.5603 | 7.2069 | 62.5208 | 0 | 3.1157 | 42.4792 | 0 | 0 | 0
2397 | 101.8269 | 0 | 101.8269 | 55 | 3.1411 | 10.4747 | 10 | 16.7249 | 0 | 16.7249 | 0 | 0 | 0 | 0 | 6.4862 | 0 | 0 | 0 | 6.4862 | 0 | 68.1411 | 0 | 3.0548 | 36.8589 | 0 | 0 | 0
2398 | 94.5429 | 0 | 94.5429 | 55 | 4.4956 | 9.7544 | 10 | 15.2929 | 0 | 15.2929 | 0 | 0 | 0 | 0 | 0 | 0 | 0 | 0 | 0 | 0 | 69.4956 | 0 | 2.8363 | 35.5044 | 0 | 0 | 0
2399 | 91.2963 | 0 | 91.2963 | 53.1162 | 2 | 9.1397 | 10 | 17.0404 | 0 | 17.0404 | 0 | 0 | 0 | 0 | 0 | 0 | 0 | 0 | 0 | 0 | 65.1162 | 0 | 2.7389 | 39.8838 | 0 | 0 | -1.4211e-14
2400 | 86.0085 | 0 | 86.0085 | 49.531 | 2 | 8.6365 | 10 | 15.841 | 0 | 15.841 | 0 | 0 | 0 | 0 | 0 | 0 | 0 | 0 | 0 | 0 | 61.531 | 0 | 2.5803 | 43.469 | 0 | 0 | 0
2401 | 85.3739 | 0 | 85.3739 | 50.2032 | 2 | 8.7309 | 10 | 14.4399 | 0 | 14.4399 | 0 | 0 | 0 | 0 | 0 | 0 | 0 | 0 | 0 | 0 | 62.2032 | 0 | 2.5612 | 42.7968 | 0 | 0 | 0
2402 | 85.5849 | 0 | 85.5849 | 49.366 | 2 | 8.6133 | 10 | 15.6055 | 0 | 15.6055 | 0 | 0 | 0 | 0 | 0 | 0 | 0 | 0 | 0 | 0 | 61.366 | 0 | 2.5675 | 43.634 | 0 | 0 | -1.4211e-14
2403 | 88.7331 | 0 | 88.7331 | 53.0095 | 2 | 9.1247 | 10 | 14.5988 | 0 | 14.5988 | 0 | 0 | 0 | 0 | 0 | 0 | 0 | 0 | 0 | 0 | 65.0095 | 0 | 2.662 | 39.9905 | 0 | 0 | 0
2404 | 89.6693 | 0 | 89.6693 | 53.1422 | 2 | 9.1434 | 10 | 15.3837 | 0 | 15.3837 | 0 | 0 | 0 | 0 | 0 | 0 | 0 | 0 | 0 | 0 | 65.1422 | 0 | 2.6901 | 39.8578 | 0 | 0 | 0
2405 | 87.182 | 0 | 87.182 | 50.6055 | 2 | 8.7873 | 10 | 15.7891 | 0 | 15.7891 | 0 | 0 | 0 | 0 | 0 | 0 | 0 | 0 | 0 | 0 | 62.6055 | 0 | 2.6155 | 42.3945 | 0 | 0 | 0
2406 | 88.8282 | 0 | 88.8282 | 53.9492 | 2 | 9.2566 | 10 | 13.6224 | 0 | 13.6224 | 0 | 0 | 0 | 0 | 0 | 0 | 0 | 0 | 0 | 0 | 65.9492 | 0 | 2.6648 | 39.0508 | 0 | 0 | 0
2407 | 88.808 | 0 | 88.808 | 44.8571 | 2 | 7.9805 | 10 | 13.3693 | 10.6012 | 13.3693 | 10.6012 | 0 | 0 | 0 | 0 | 0 | 0 | 0 | 0 | 0 | 56.8571 | 0 | 2.6642 | 48.1429 | 0 | 0 | 0
2408 | 90.2197 | 0 | 90.2197 | 42.9 | 2 | 6.5528 | 4 | 12.3454 | 22.4216 | 12.3454 | 22.4216 | 0 | 0 | 0 | 0 | 0 | 0 | 0 | 0 | 0 | 48.9 | 0 | 2.7066 | 56.3726 | 0 | 0 | 0
2409 | 88.5914 | 0 | 88.5914 | 42.9 | 2 | 0.20872 | 4 | 13.3379 | 26.1447 | 13.3379 | 26.1447 | 0 | 0 | 0 | 0 | 0 | 0 | 0 | 0 | 0 | 48.9 | 0 | 2.6577 | 61.9358 | 0 | 0 | 0
2410 | 85.3539 | 0 | 85.3539 | 42.9 | 2 | 0 | 4 | 12.8006 | 35.4383 | 12.8006 | 35.4383 | 0 | 0 | 11.7849 | 0 | 0 | 0 | 11.7849 | 0 | 10.6065 | 48.9 | 0 | 2.5606 | 60.6683 | 0 | 0 | 0
2411 | 87.0393 | 0 | 87.0393 | 42.9 | 2 | 1.4211e-14 | 4 | 13.271 | 42.031 | 13.271 | 42.031 | 0 | 0 | 12 | 0 | 5.1628 | 0 | 17.1628 | 0 | 26.1663 | 48.9 | 0 | 2.6112 | 60.0063 | 0 | 0 | 0
2412 | 84.519 | 0 | 84.519 | 42.9 | 2 | 0 | 4 | 9.8769 | 39.1755 | 9.8769 | 39.1755 | 0 | 0 | 12 | 0 | 1.4335 | 0 | 13.4335 | 0 | 38.2879 | 48.9 | 0 | 2.5356 | 60.4654 | 0 | 0 | 0
2413 | 85.4181 | 0 | 85.4181 | 42.9 | 2 | 0 | 4 | 12.9091 | 36.513 | 12.9091 | 36.513 | 0 | 0 | 12 | 0 | 0.904 | 0 | 12.904 | 0 | 49.9213 | 48.9 | 0 | 2.5625 | 60.5305 | 0 | 0 | 0
2414 | 85.2838 | 0 | 85.2838 | 42.9 | 2 | 0 | 4 | 11.1191 | 36.0216 | 11.1191 | 36.0216 | 0 | 0 | 5.5484 | 0 | 5.2085 | 0 | 10.7569 | 0 | 59.7169 | 48.9 | 0 | 2.5585 | 60.7948 | 0 | 0 | 0
2415 | 82.6225 | 0 | 82.6225 | 42.9 | 2 | 7.1054e-15 | 4 | 12.6538 | 28.0025 | 12.6538 | 28.0025 | 0 | 0 | 0 | 0 | 6.9339 | 0 | 6.9339 | 0 | 66.1097 | 48.9 | 0 | 2.4787 | 73.2654 | 0 | 0 | 0
2416 | 89.5782 | 0 | 89.5782 | 42.9 | 2 | 6.9594 | 4.6821 | 12.7022 | 20.3345 | 12.7022 | 20.3345 | 0 | 0 | 0 | 0 | 0 | 0 | 0 | 0 | 66.1097 | 49.5821 | 0 | 2.6873 | 77.4179 | 0 | 0 | 0
2417 | 91.0116 | 0 | 91.0116 | 42.9 | 2 | 8.216 | 7.3507 | 13.7887 | 10.4718 | 13.7887 | 10.4718 | 0 | 0 | 0 | 6.2843 | 0 | 0 | 0 | 6.2843 | 59.1271 | 52.2507 | 0 | 2.7303 | 68.4649 | 0 | 1.4211e-14 | 0
2418 | 98.625 | 0 | 98.625 | 42.9 | 2 | 10.5645 | 8.3674 | 12.793 | 5.1716e-15 | 12.793 | 5.1716e-15 | 0 | 0 | 0 | 12 | 0 | 10 | 0 | 22 | 34.9472 | 53.2674 | 0 | 2.9587 | 51.7326 | 0 | 0 | 0
2419 | 100.9443 | 0 | 100.9443 | 45.7446 | 2 | 10.7293 | 10 | 13.7741 | 0 | 13.7741 | 0 | 0 | 0 | 0 | 12 | 0 | 6.6963 | 0 | 18.6963 | 14.3507 | 57.7446 | 0 | 3.0283 | 47.2554 | 0 | 0 | 0
2420 | 105.8261 | 0 | 105.8261 | 55 | 2.8553 | 11.2085 | 10 | 14.7623 | 0 | 14.7623 | 0 | 0 | 0 | 0 | 12 | 0 | 0 | 0 | 12 | 1.0174 | 67.8553 | 0 | 3.1748 | 37.1447 | 0 | 0 | 0
2421 | 102.7077 | 0 | 102.7077 | 55 | 11.5709 | 10.876 | 10 | 14.3452 | 0 | 14.3452 | 0 | 0 | 0 | 0 | 0.91567 | 0 | 0 | 0 | 0.91567 | 0 | 76.5709 | 0 | 3.0812 | 28.4291 | 0 | 0 | 0
2422 | 98.2359 | 0 | 98.2359 | 55 | 7.8357 | 10.2232 | 10 | 15.1769 | 0 | 15.1769 | 0 | 0 | 0 | 0 | 0 | 0 | 0 | 0 | 0 | 0 | 72.8357 | 0 | 2.9471 | 32.1643 | 0 | 0 | 0
2423 | 92.2429 | 0 | 92.2429 | 55 | 3.0008 | 9.5446 | 10 | 14.6974 | 0 | 14.6974 | 0 | 0 | 0 | 0 | 0 | 0 | 0 | 0 | 0 | 0 | 68.0008 | 0 | 2.7673 | 36.9992 | 0 | 1.4211e-14 | 0
2424 | 89.3795 | 0 | 89.3795 | 51.299 | 2 | 8.8847 | 10 | 17.1959 | 0 | 17.1959 | 0 | 0 | 0 | 0 | 0 | 0 | 0 | 0 | 0 | 0 | 63.299 | 0 | 2.6814 | 41.701 | 0 | 0 | 0
2425 | 87.4656 | 0 | 87.4656 | 48.237 | 2 | 8.4549 | 10 | 18.7737 | 0 | 18.7737 | 0 | 0 | 0 | 0 | 0 | 0 | 0 | 0 | 0 | 0 | 60.237 | 0 | 2.624 | 44.763 | 0 | 0 | 0
2426 | 88.8559 | 0 | 88.8559 | 51.7704 | 2 | 8.9508 | 10 | 16.1347 | 0 | 16.1347 | 0 | 0 | 0 | 0 | 0 | 0 | 0 | 0 | 0 | 0 | 63.7704 | 0 | 2.6657 | 41.2296 | 0 | 0 | 0
2427 | 92.6829 | 0 | 92.6829 | 54.7031 | 2 | 9.3625 | 10 | 16.6174 | 0 | 16.6174 | 0 | 0 | 0 | 0 | 0 | 0 | 0 | 0 | 0 | 0 | 66.7031 | 0 | 2.7805 | 38.2969 | 0 | 0 | 0
2428 | 91.0079 | 0 | 91.0079 | 54.8846 | 2 | 9.3879 | 10 | 14.7353 | 0 | 14.7353 | 0 | 0 | 0 | 0 | 0 | 0 | 0 | 0 | 0 | 0 | 66.8846 | 0 | 2.7302 | 38.1154 | 0 | 0 | 0
2429 | 93.2233 | 0 | 93.2233 | 55 | 3.0966 | 9.558 | 10 | 15.5687 | 0 | 15.5687 | 0 | 0 | 0 | 0 | 0 | 0 | 0 | 0 | 0 | 0 | 68.0966 | 0 | 2.7967 | 36.9034 | 0 | 0 | 0
2430 | 89.9817 | 0 | 89.9817 | 53.5316 | 2 | 9.198 | 10 | 15.2521 | 0 | 15.2521 | 0 | 0 | 0 | 0 | 0 | 0 | 0 | 0 | 0 | 0 | 65.5316 | 0 | 2.6995 | 39.4684 | 0 | 0 | 0
2431 | 89.5103 | 0 | 89.5103 | 42.9 | 2 | 7.1856 | 6.2937 | 17.3662 | 13.7648 | 17.3662 | 13.7648 | 0 | 0 | 0 | 0 | 0 | 0 | 0 | 0 | 0 | 51.1937 | 0 | 2.6853 | 53.8063 | 0 | 0 | 0
2432 | 91.3354 | 0 | 91.3354 | 42.9 | 2 | 1.8104 | 4 | 13.2322 | 27.3928 | 13.2322 | 27.3928 | 0 | 0 | 0 | 0 | 0 | 0 | 0 | 0 | 0 | 48.9 | 0 | 2.7401 | 60.5312 | 0 | 0 | 0
2433 | 88.5484 | 0 | 88.5484 | 42.9 | 2 | 7.1054e-15 | 4 | 13.9197 | 38.2901 | 13.9197 | 38.2901 | 0 | 0 | 12 | 0 | 0.56145 | 0 | 12.5615 | 0 | 11.3176 | 48.9 | 0 | 2.6565 | 60.5727 | 0 | 0 | 0
2434 | 91.6228 | 0 | 91.6228 | 42.9 | 2 | 7.1054e-15 | 4 | 12.3929 | 47.4659 | 12.3929 | 47.4659 | 0 | 0 | 12 | 0 | 5.1361 | 0 | 17.1361 | 0 | 26.8529 | 48.9 | 0 | 2.7487 | 60.0096 | 0 | 0 | 0
2435 | 91.2156 | 0 | 91.2156 | 42.9 | 2 | 0 | 4 | 13.8261 | 48.8208 | 13.8261 | 48.8208 | 0 | 0 | 12 | 0 | 8.3313 | 0 | 20.3313 | 0 | 45.3339 | 48.9 | 0 | 2.7365 | 59.6164 | 0 | 0 | 0
2436 | 89.2666 | 0 | 89.2666 | 42.9 | 2 | 7.1054e-15 | 4 | 12.7383 | 53.3933 | 12.7383 | 47.2925 | 0 | 6.1008 | 12 | 0 | 7.6642 | 0 | 19.6642 | 0 | 63.2 | 48.9 | 0 | 2.678 | 58.9476 | 0 | 3.5527e-15 | 0
2437 | 86.9029 | 0 | 86.9029 | 42.9 | 2 | 0 | 4 | 14.8577 | 49.9389 | 14.8577 | 28.4786 | 0 | 21.4603 | 5.3333 | 0 | 0 | 0 | 5.3333 | 0 | 68 | 48.9 | 0 | 2.6071 | 68.8209 | 0 | 1.2434e-14 | 0
2438 | 85.0321 | 0 | 85.0321 | 42.9 | 2 | 7.1054e-15 | 4 | 13.7789 | 47.7449 | 13.7789 | 22.3532 | 0 | 25.3917 | 0 | 0 | 0 | 0 | 0 | 0 | 68 | 48.9 | 0 | 2.551 | 80.9935 | 0 | 0 | 0
2439 | 84.6599 | 0 | 84.6599 | 42.9 | 2 | 0 | 4 | 16.0874 | 39.3653 | 16.0874 | 19.6725 | 0 | 19.6929 | 0 | 0 | 0 | 0 | 0 | 0 | 68 | 48.9 | 0 | 2.5398 | 81.6949 | 0 | 0 | -1.4211e-14
2440 | 88.9225 | 0 | 88.9225 | 42.9 | 2 | 0.48044 | 4 | 12.2718 | 27.2703 | 12.2718 | 27.2703 | 0 | 0 | 0 | 0 | 0 | 0 | 0 | 0 | 68 | 48.9 | 0 | 2.6677 | 83.6975 | 0 | 0 | 0
2441 | 94.2928 | 0 | 94.2928 | 42.9 | 2 | 8.3878 | 7.2791 | 13.4778 | 12.6677 | 13.4778 | 12.6677 | 0 | 0 | 0 | 7.5803 | 0 | 0 | 0 | 7.5803 | 59.5775 | 52.1791 | 0 | 2.8288 | 67.2406 | 0 | 0 | 0
2442 | 97.5357 | 0 | 97.5357 | 42.9 | 2 | 10.0196 | 5.5166 | 16.131 | 7.292e-15 | 16.131 | 7.292e-15 | 0 | 0 | 0 | 12 | 0 | 8.9684 | 0 | 20.9684 | 36.5165 | 50.4166 | 0 | 2.9261 | 55.615 | 0 | 0 | 0
2443 | 105.8281 | 0 | 105.8281 | 44.9966 | 2 | 11.0137 | 10 | 16.3471 | 0 | 16.3471 | 0 | 0 | 0 | 0 | 12 | 0 | 9.4706 | 0 | 21.4706 | 12.9108 | 56.9966 | 0 | 3.1748 | 48.0034 | 0 | 0 | 0
2444 | 110.8994 | 0 | 110.8994 | 55 | 6.8461 | 11.7153 | 10 | 15.7182 | 0 | 15.7182 | 0 | 0 | 0 | 0 | 11.6197 | 0 | 0 | 0 | 11.6197 | 0 | 71.8461 | 0 | 3.327 | 33.1539 | 0 | 0 | 0
2445 | 105.0469 | 0 | 105.0469 | 55 | 12.8862 | 10.9321 | 10 | 16.2285 | 0 | 16.2285 | 0 | 0 | 0 | 0 | 0 | 0 | 0 | 0 | 0 | 0 | 77.8862 | 0 | 3.1514 | 27.1138 | 0 | 0 | 0
2446 | 102.1348 | 0 | 102.1348 | 55 | 10.2651 | 10.5642 | 10 | 16.3055 | 0 | 16.3055 | 0 | 0 | 0 | 0 | 0 | 0 | 0 | 0 | 0 | 0 | 75.2651 | 0 | 3.064 | 29.7349 | 0 | 0 | 0
2447 | 95.1909 | 0 | 95.1909 | 55 | 3.4006 | 9.6007 | 10 | 17.1896 | 0 | 17.1896 | 0 | 0 | 0 | 0 | 0 | 0 | 0 | 0 | 0 | 0 | 68.4006 | 0 | 2.8557 | 36.5994 | 0 | 0 | -1.4211e-14
2448 | 83.015 | 0 | 83.015 | 46.7312 | 2 | 8.2435 | 10 | 16.0402 | 0 | 16.0402 | 0 | 0 | 0 | 0 | 0 | 0 | 0 | 0 | 0 | 0 | 58.7312 | 0 | 2.4904 | 46.2688 | 0 | 0 | 0
2449 | 85.4163 | 0 | 85.4163 | 48.8468 | 2 | 8.5405 | 10 | 16.029 | 0 | 16.029 | 0 | 0 | 0 | 0 | 0 | 0 | 0 | 0 | 0 | 0 | 60.8468 | 0 | 2.5625 | 44.1532 | 0 | 0 | 0
2450 | 86.9538 | 0 | 86.9538 | 49.9469 | 2 | 8.6949 | 10 | 16.3121 | 0 | 16.3121 | 0 | 0 | 0 | 0 | 0 | 0 | 0 | 0 | 0 | 0 | 61.9469 | 0 | 2.6086 | 43.0531 | 0 | 0 | 0
2451 | 87.9543 | 0 | 87.9543 | 49.5409 | 2 | 8.6379 | 10 | 17.7755 | 0 | 17.7755 | 0 | 0 | 0 | 0 | 0 | 0 | 0 | 0 | 0 | 0 | 61.5409 | 0 | 2.6386 | 43.4591 | 0 | 0 | 0
2452 | 87.1523 | 0 | 87.1523 | 50.6908 | 2 | 8.7993 | 10 | 15.6622 | 0 | 15.6622 | 0 | 0 | 0 | 0 | 0 | 0 | 0 | 0 | 0 | 0 | 62.6908 | 0 | 2.6146 | 42.3092 | 0 | 0 | 0
2453 | 89.4465 | 0 | 89.4465 | 51.8642 | 2 | 8.964 | 10 | 16.6183 | 0 | 16.6183 | 0 | 0 | 0 | 0 | 0 | 0 | 0 | 0 | 0 | 0 | 63.8642 | 0 | 2.6834 | 41.1358 | 0 | 0 | 0
2454 | 86.7333 | 0 | 86.7333 | 50.9535 | 2 | 8.8362 | 10 | 14.9436 | 0 | 14.9436 | 0 | 0 | 0 | 0 | 0 | 0 | 0 | 0 | 0 | 0 | 62.9535 | 0 | 2.602 | 42.0465 | 0 | 0 | 0
2455 | 88.4199 | 0 | 88.4199 | 42.9 | 2 | 7.4964 | 8.5083 | 15.7759 | 11.7394 | 15.7759 | 11.7394 | 0 | 0 | 0 | 0 | 0 | 0 | 0 | 0 | 0 | 53.4083 | 0 | 2.6526 | 51.5917 | 0 | 0 | 0
2456 | 88.2067 | 0 | 88.2067 | 42.9 | 2 | 1.2428 | 4 | 14.9042 | 23.1596 | 14.9042 | 23.1596 | 0 | 0 | 0 | 0 | 0 | 0 | 0 | 0 | 0 | 48.9 | 0 | 2.6462 | 61.029 | 0 | 0 | 0
2457 | 86.4932 | 0 | 86.4932 | 42.9 | 2 | 7.1054e-15 | 4 | 15.2082 | 29.39 | 15.2082 | 29.39 | 0 | 0 | 7.0051 | 0 | 0 | 0 | 7.0051 | 0 | 6.3046 | 48.9 | 0 | 2.5948 | 61.2566 | 0 | 0 | 0
2458 | 86.1332 | 0 | 86.1332 | 42.9 | 2 | 1.4211e-14 | 4 | 14.0508 | 36.6921 | 14.0508 | 36.6921 | 0 | 0 | 12 | 0 | 1.5097 | 0 | 13.5097 | 0 | 18.4964 | 48.9 | 0 | 2.584 | 60.456 | 0 | 0 | 0
2459 | 86.0106 | 0 | 86.0106 | 42.9 | 2 | 0 | 4 | 14.9332 | 46.7198 | 14.9332 | 44.1774 | 0 | 2.5424 | 12 | 0 | 10 | 0 | 22 | 0 | 38.516 | 48.9 | 0 | 2.5803 | 59.098 | 0 | 0 | -1.4211e-14
2460 | 86.1989 | 0 | 86.1989 | 42.9 | 2 | 0 | 4 | 12.6752 | 45.489 | 12.6752 | 45.489 | 0 | 0 | 12 | 0 | 8.8653 | 0 | 20.8653 | 0 | 57.4893 | 48.9 | 0 | 2.586 | 59.5506 | 0 | 0 | 0
2461 | 84.3885 | 0 | 84.3885 | 42.9 | 2 | 0 | 4 | 13.9746 | 47.0264 | 13.9746 | 33.1602 | 0 | 13.8662 | 10.3283 | 0 | 1.3181 | 0 | 11.6464 | 0 | 68 | 48.9 | 0 | 2.5317 | 58.9786 | 0 | 1.4211e-14 | 0
2462 | 81.596 | 0 | 81.596 | 42.9 | 2 | 0 | 4 | 15.2244 | 41.9354 | 15.2244 | 17.4716 | 0 | 24.4638 | 0 | 0 | 0 | 0 | 0 | 0 | 68 | 48.9 | 0 | 2.4479 | 81.1077 | 0 | 0 | 0
2463 | 82.5356 | 0 | 82.5356 | 42.9 | 2 | 7.1054e-15 | 4 | 13.6538 | 32.5216 | 13.6538 | 19.9818 | 0 | 12.5398 | 0 | 0 | 0 | 0 | 0 | 0 | 68 | 48.9 | 0 | 2.4761 | 82.5754 | 0 | 0 | 0
2464 | 87.5784 | 0 | 87.5784 | 42.9 | 2 | 0 | 4 | 15.49 | 23.5436 | 15.49 | 23.1884 | 0 | 0.35522 | 0 | 0 | 0 | 0 | 0 | 0 | 68 | 48.9 | 0 | 2.6274 | 84.0751 | 0 | 0 | 0
2465 | 92.6208 | 0 | 92.6208 | 42.9 | 2 | 8.0015 | 5.7444 | 14.8837 | 12.7283 | 14.8837 | 12.7283 | 0 | 0 | 0 | 6.3628 | 0 | 0 | 0 | 6.3628 | 60.9302 | 50.6444 | 0 | 2.7786 | 69.9928 | 0 | 0 | 0
2466 | 97.413 | 0 | 97.413 | 42.9 | 2 | 9.9685 | 4.1205 | 16.424 | 5.4842e-15 | 16.424 | 5.4842e-15 | 0 | 0 | 0 | 12 | 0 | 10 | 0 | 22 | 36.7503 | 49.0205 | 0 | 2.9224 | 55.9795 | 0 | 0 | 0
2467 | 100.1004 | 0 | 100.1004 | 42.9 | 2 | 10.349 | 8.3923 | 16.0201 | 0 | 16.0201 | 0 | 0 | 0 | 0 | 12 | 0 | 8.4391 | 0 | 20.4391 | 14.2635 | 53.2923 | 0 | 3.003 | 51.7077 | 0 | 0 | 0
2468 | 106.3296 | 0 | 106.3296 | 55 | 3.0918 | 11.2417 | 10 | 14.9961 | 0 | 14.9961 | 0 | 0 | 0 | 0 | 12 | 0 | 0 | 0 | 12 | 0.93021 | 68.0918 | 0 | 3.1899 | 36.9082 | 0 | 0 | 0
2469 | 101.4399 | 0 | 101.4399 | 55 | 8.626 | 10.4517 | 10 | 16.525 | 0 | 16.525 | 0 | 0 | 0 | 0 | 0.83719 | 0 | 0 | 0 | 0.83719 | 0 | 73.626 | 0 | 3.0432 | 31.374 | 0 | 0 | 0
2470 | 95.9384 | 0 | 95.9384 | 55 | 4.3853 | 9.7389 | 10 | 16.8142 | 0 | 16.8142 | 0 | 0 | 0 | 0 | 0 | 0 | 0 | 0 | 0 | 0 | 69.3853 | 0 | 2.8782 | 35.6147 | 0 | 0 | 0
2471 | 93.8118 | 0 | 93.8118 | 55 | 2.9191 | 9.5331 | 10 | 16.3596 | 0 | 16.3596 | 0 | 0 | 0 | 0 | 0 | 0 | 0 | 0 | 0 | 0 | 67.9191 | 0 | 2.8144 | 37.0809 | 0 | 0 | 0
2472 | 82.8534 | 0 | 82.8534 | 45.8038 | 2 | 8.1133 | 10 | 16.9363 | 0 | 16.9363 | 0 | 0 | 0 | 0 | 0 | 0 | 0 | 0 | 0 | 0 | 57.8038 | 0 | 2.4856 | 47.1962 | 0 | 0 | 0
2473 | 80.6131 | 0 | 80.6131 | 44.2012 | 2 | 7.8884 | 10 | 16.5235 | 0 | 16.5235 | 0 | 0 | 0 | 0 | 0 | 0 | 0 | 0 | 0 | 0 | 56.2012 | 0 | 2.4184 | 48.7988 | 0 | 0 | 0
2474 | 81.6313 | 0 | 81.6313 | 45.4085 | 2 | 8.0579 | 10 | 16.165 | 0 | 16.165 | 0 | 0 | 0 | 0 | 0 | 0 | 0 | 0 | 0 | 0 | 57.4085 | 0 | 2.4489 | 47.5915 | 0 | 0 | 0
2475 | 82.2608 | 0 | 82.2608 | 47.3766 | 2 | 8.3341 | 10 | 14.5501 | 0 | 14.5501 | 0 | 0 | 0 | 0 | 0 | 0 | 0 | 0 | 0 | 0 | 59.3766 | 0 | 2.4678 | 45.6234 | 0 | 0 | 0
2476 | 85.8982 | 0 | 85.8982 | 48.8247 | 2 | 8.5374 | 10 | 16.5362 | 0 | 16.5362 | 0 | 0 | 0 | 0 | 0 | 0 | 0 | 0 | 0 | 0 | 60.8247 | 0 | 2.5769 | 44.1753 | 0 | 0 | 0
2477 | 85.0476 | 0 | 85.0476 | 49.1967 | 2 | 8.5896 | 10 | 15.2613 | 0 | 15.2613 | 0 | 0 | 0 | 0 | 0 | 0 | 0 | 0 | 0 | 0 | 61.1967 | 0 | 2.5514 | 43.8033 | 0 | 0 | 0
2478 | 84.8893 | 0 | 84.8893 | 50.6152 | 2 | 8.7887 | 10 | 13.4854 | 0 | 13.4854 | 0 | 0 | 0 | 0 | 0 | 0 | 0 | 0 | 0 | 0 | 62.6152 | 0 | 2.5467 | 42.3848 | 0 | 0 | 0
2479 | 82.1533 | 0 | 82.1533 | 42.9 | 2 | 7.1898 | 6.3237 | 12.6272 | 11.1126 | 12.6272 | 11.1126 | 0 | 0 | 0 | 0 | 0 | 0 | 0 | 0 | 0 | 51.2237 | 0 | 2.4646 | 53.7763 | 0 | 1.4211e-14 | 0
2480 | 82.4647 | 0 | 82.4647 | 42.9 | 2 | 1.2819 | 4 | 11.4418 | 20.841 | 11.4418 | 20.841 | 0 | 0 | 0 | 0 | 0 | 0 | 0 | 0 | 0 | 48.9 | 0 | 2.4739 | 60.9947 | 0 | 0 | -1.4211e-14
2481 | 83.7364 | 0 | 83.7364 | 42.9 | 2 | 7.1054e-15 | 4 | 13.2551 | 31.2388 | 13.2551 | 31.2388 | 0 | 0 | 9.6576 | 0 | 0 | 0 | 9.6576 | 0 | 8.6918 | 48.9 | 0 | 2.5121 | 60.9301 | 0 | 0 | 0
2482 | 80.8227 | 0 | 80.8227 | 42.9 | 2 | 7.1054e-15 | 4 | 13.4263 | 39.8942 | 13.4263 | 39.8942 | 0 | 0 | 12 | 0 | 9.3978 | 0 | 21.3978 | 0 | 28.1562 | 48.9 | 0 | 2.4247 | 59.4851 | 0 | 0 | 0
2483 | 82.4534 | 0 | 82.4534 | 42.9 | 2 | 7.1054e-15 | 4 | 10.5946 | 39.3001 | 10.5946 | 39.3001 | 0 | 0 | 12 | 0 | 4.3413 | 0 | 16.3413 | 0 | 42.9587 | 48.9 | 0 | 2.4736 | 60.1075 | 0 | 1.4211e-14 | 0
2484 | 82.3924 | 0 | 82.3924 | 42.9 | 2 | 7.1054e-15 | 4 | 12.7612 | 45.3721 | 12.7612 | 40.6852 | 0 | 4.687 | 12 | 0 | 7.9539 | 0 | 19.9539 | 0 | 61.0918 | 48.9 | 0 | 2.4718 | 59.0859 | 0 | 3.5527e-15 | 0
2485 | 82.0106 | 0 | 82.0106 | 42.9 | 2 | 7.1054e-15 | 4 | 14.3902 | 39.6895 | 14.3902 | 26.3962 | 0 | 13.2933 | 7.6758 | 0 | 0 | 0 | 7.6758 | 0 | 68 | 48.9 | 0 | 2.4603 | 69.5379 | 0 | 0 | -1.7764e-15
2486 | 78.0818 | 0 | 78.0818 | 42.9 | 2 | 0 | 4 | 12.7296 | 36.4249 | 12.7296 | 16.4521 | 0 | 19.9728 | 0 | 0 | 0 | 0 | 0 | 0 | 68 | 48.9 | 0 | 2.3425 | 81.6605 | 0 | 0 | -1.4211e-14
2487 | 80.2667 | 0 | 80.2667 | 42.9 | 2 | 7.1054e-15 | 4 | 14.3845 | 30.4085 | 14.3845 | 16.9823 | 0 | 13.4263 | 0 | 0 | 0 | 0 | 0 | 0 | 68 | 48.9 | 0 | 2.408 | 82.4663 | 0 | 0 | 0
2488 | 81.1817 | 0 | 81.1817 | 42.9 | 2 | 0 | 4 | 13.2662 | 21.5413 | 13.2662 | 19.0155 | 0 | 2.5258 | 0 | 0 | 0 | 0 | 0 | 0 | 68 | 48.9 | 0 | 2.4355 | 83.8079 | 0 | 0 | 0
2489 | 87.2637 | 0 | 87.2637 | 42.9 | 2 | 7.3723 | 5.7921 | 15.4181 | 11.9488 | 15.4181 | 11.9488 | 0 | 0 | 0 | 1.8323 | 0 | 0 | 0 | 1.8323 | 65.9641 | 50.6921 | 0 | 2.6179 | 74.4756 | 0 | 1.4211e-14 | 0
2490 | 91.7892 | 0 | 91.7892 | 42.9 | 2 | 9.117 | 4 | 13.3928 | 5.8726e-15 | 13.3928 | 5.8726e-15 | 0 | 0 | 0 | 12 | 0 | 8.3795 | 0 | 20.3795 | 43.542 | 48.9 | 0 | 2.7537 | 58.2529 | 0 | 0 | 0
2491 | 98.2749 | 0 | 98.2749 | 42.9 | 2 | 10.3106 | 6.5583 | 14.506 | 0 | 14.506 | 0 | 0 | 0 | 0 | 12 | 0 | 10 | 0 | 22 | 19.3621 | 51.4583 | 0 | 2.9482 | 53.5417 | 0 | 0 | 0
2492 | 102.2608 | 0 | 102.2608 | 52.0682 | 2 | 10.6853 | 10 | 15.4476 | 0 | 15.4476 | 0 | 0 | 0 | 0 | 12 | 0 | 0.059629 | 0 | 12.0596 | 5.9641 | 64.0682 | 0 | 3.0678 | 40.9318 | 0 | 0 | 0
2493 | 98.6797 | 0 | 98.6797 | 53.3356 | 2 | 9.9239 | 10 | 18.0525 | 0 | 18.0525 | 0 | 0 | 0 | 0 | 5.3677 | 0 | 0 | 0 | 5.3677 | 0 | 65.3356 | 0 | 2.9604 | 39.6644 | 0 | 0 | -1.4211e-14
2494 | 95.6346 | 0 | 95.6346 | 55 | 4.0799 | 9.6961 | 10 | 16.8587 | 0 | 16.8587 | 0 | 0 | 0 | 0 | 0 | 0 | 0 | 0 | 0 | 0 | 69.0799 | 0 | 2.869 | 35.9201 | 0 | 0 | 0
2495 | 90.4003 | 0 | 90.4003 | 53.4886 | 2 | 9.192 | 10 | 15.7197 | 0 | 15.7197 | 0 | 0 | 0 | 0 | 0 | 0 | 0 | 0 | 0 | 0 | 65.4886 | 0 | 2.712 | 39.5114 | 0 | 0 | 0
2496 | 80.7451 | 0 | 80.7451 | 42.9 | 2 | 7.5212 | 8.6851 | 19.6388 | 0 | 19.6388 | 0 | 0 | 0 | 0 | 0 | 0 | 0 | 0 | 0 | 0 | 53.5851 | 0 | 2.4224 | 51.4149 | 0 | 0 | 0
2497 | 82.2927 | 0 | 82.2927 | 45.084 | 2 | 8.0123 | 10 | 17.1963 | 0 | 17.1963 | 0 | 0 | 0 | 0 | 0 | 0 | 0 | 0 | 0 | 0 | 57.084 | 0 | 2.4688 | 47.916 | 0 | 0 | 0
2498 | 84.1861 | 0 | 84.1861 | 45.8916 | 2 | 8.1257 | 10 | 18.1688 | 0 | 18.1688 | 0 | 0 | 0 | 0 | 0 | 0 | 0 | 0 | 0 | 0 | 57.8916 | 0 | 2.5256 | 47.1084 | 0 | 0 | 0
2499 | 84.8586 | 0 | 84.8586 | 46.6739 | 2 | 8.2355 | 10 | 17.9493 | 0 | 17.9493 | 0 | 0 | 0 | 0 | 0 | 0 | 0 | 0 | 0 | 0 | 58.6739 | 0 | 2.5458 | 46.3261 | 0 | 0 | 0
2500 | 85.4701 | 0 | 85.4701 | 47.9741 | 2 | 8.418 | 10 | 17.0781 | 0 | 17.0781 | 0 | 0 | 0 | 0 | 0 | 0 | 0 | 0 | 0 | 0 | 59.9741 | 0 | 2.5641 | 45.0259 | 0 | 0 | 0
2501 | 85.2716 | 0 | 85.2716 | 47.0182 | 2 | 8.2838 | 10 | 17.9696 | 0 | 17.9696 | 0 | 0 | 0 | 0 | 0 | 0 | 0 | 0 | 0 | 0 | 59.0182 | 0 | 2.5581 | 45.9818 | 0 | 1.4211e-14 | 0
2502 | 87.2575 | 0 | 87.2575 | 50.2895 | 2 | 8.743 | 10 | 16.2251 | 0 | 16.2251 | 0 | 0 | 0 | 0 | 0 | 0 | 0 | 0 | 0 | 0 | 62.2895 | 0 | 2.6177 | 42.7105 | 0 | 0 | 0
2503 | 83.743 | 0 | 83.743 | 42.9 | 2 | 6.9812 | 4.8376 | 15.993 | 11.0312 | 15.993 | 11.0312 | 0 | 0 | 0 | 0 | 0 | 0 | 0 | 0 | 0 | 49.7376 | 0 | 2.5123 | 55.2624 | 0 | 0 | 0
2504 | 84.0412 | 0 | 84.0412 | 42.9 | 2 | 7.1054e-15 | 4 | 15.9451 | 19.9902 | 15.9451 | 19.9902 | 0 | 0 | 0.79405 | 0 | 0 | 0 | 0.79405 | 0 | 0.71465 | 48.9 | 0 | 2.5212 | 62.0211 | 0 | 0 | 0
2505 | 84.053 | 0 | 84.053 | 42.9 | 2 | 7.1054e-15 | 4 | 16.6255 | 27.9977 | 16.6255 | 27.9977 | 0 | 0 | 9.4702 | 0 | 0 | 0 | 9.4702 | 0 | 9.2378 | 48.9 | 0 | 2.5216 | 60.9532 | 0 | 0 | 0
2506 | 84.7239 | 0 | 84.7239 | 42.9 | 2 | 7.1054e-15 | 4 | 15.5758 | 34.8049 | 15.5758 | 34.8049 | 0 | 0 | 12 | 0 | 2.5568 | 0 | 14.5568 | 0 | 22.3951 | 48.9 | 0 | 2.5417 | 60.3271 | 0 | 0 | 0
2507 | 83.7515 | 0 | 83.7515 | 42.9 | 2 | 7.1054e-15 | 4 | 15.4193 | 38.8512 | 15.4193 | 38.8512 | 0 | 0 | 12 | 0 | 7.4191 | 0 | 19.4191 | 0 | 40.0352 | 48.9 | 0 | 2.5125 | 59.7286 | 0 | 0 | 0
2508 | 81.2283 | 0 | 81.2283 | 42.9 | 2 | 0 | 4 | 14.1823 | 37.733 | 14.1823 | 37.733 | 0 | 0 | 12 | 0 | 7.587 | 0 | 19.587 | 0 | 57.83 | 48.9 | 0 | 2.4368 | 59.708 | 0 | 0 | 0
2509 | 80.5047 | 0 | 80.5047 | 42.9 | 2 | 7.1054e-15 | 4 | 15.6288 | 36.9549 | 15.6288 | 27.1751 | 0 | 9.7798 | 7.0691 | 0 | 4.1301 | 0 | 11.1992 | 0 | 68 | 48.9 | 0 | 2.4151 | 59.5366 | 0 | 1.7764e-14 | 0
2510 | 82.7513 | 0 | 82.7513 | 42.9 | 2 | 0 | 4 | 16.2153 | 35.006 | 16.2153 | 17.636 | 0 | 17.3699 | 0 | 0 | 0 | 0 | 0 | 0 | 68 | 48.9 | 0 | 2.4825 | 81.9809 | 0 | 1.4211e-14 | 0
2511 | 79.8705 | 0 | 79.8705 | 42.9 | 2 | 0 | 4 | 13.1538 | 29.784 | 13.1538 | 17.8167 | 0 | 11.9673 | 0 | 0 | 0 | 0 | 0 | 0 | 68 | 48.9 | 0 | 2.3961 | 82.6458 | 0 | 0 | 0
2512 | 85.529 | 0 | 85.529 | 42.9 | 2 | 2.057 | 4 | 15.1855 | 19.3865 | 15.1855 | 19.3865 | 0 | 0 | 0 | 0 | 0 | 0 | 0 | 0 | 68 | 48.9 | 0 | 2.5659 | 82.315 | 0 | 0 | 0
2513 | 87.3224 | 0 | 87.3224 | 42.9 | 2 | 7.2321 | 6.0613 | 17.9964 | 10.5687 | 17.9964 | 10.5687 | 0 | 0 | 0 | 0.56395 | 0 | 0 | 0 | 0.56395 | 67.3734 | 50.9613 | 0 | 2.6197 | 75.4748 | 0 | 0 | 0
2514 | 92.7106 | 0 | 92.7106 | 42.9 | 2 | 9.3196 | 4.2254 | 16.9932 | 4.7267e-15 | 16.9932 | 4.7267e-15 | 0 | 0 | 0 | 12 | 0 | 5.2724 | 0 | 17.2724 | 48.3214 | 49.1254 | 0 | 2.7813 | 60.6022 | 0 | 0 | 0
2515 | 96.563 | 0 | 96.563 | 42.9 | 2 | 9.6956 | 4.0746 | 17.791 | 0 | 17.791 | 0 | 0 | 0 | 0 | 12 | 0 | 8.1018 | 0 | 20.1018 | 26.2004 | 48.9746 | 0 | 2.8969 | 57.9236 | 0 | 0 | 0
2516 | 102.0205 | 0 | 102.0205 | 43.7747 | 2 | 10.2238 | 10 | 18.9571 | 0 | 18.9571 | 0 | 0 | 0 | 0 | 12 | 0 | 5.0649 | 0 | 17.0649 | 7.3734 | 55.7747 | 0 | 3.0606 | 49.2253 | 0 | 0 | 0
2517 | 99.4342 | 0 | 99.4342 | 52.6634 | 2 | 10.0076 | 10 | 18.1271 | 0 | 18.1271 | 0 | 0 | 0 | 0 | 6.6361 | 0 | 0 | 0 | 6.6361 | 0 | 64.6634 | 0 | 2.983 | 40.3366 | 0 | 1.4211e-14 | 0
2518 | 96.8865 | 0 | 96.8865 | 55 | 3.8035 | 9.6573 | 10 | 18.4257 | 0 | 18.4257 | 0 | 0 | 0 | 0 | 0 | 0 | 0 | 0 | 0 | 0 | 68.8035 | 0 | 2.9066 | 36.1965 | 0 | 0 | 0
2519 | 91.4964 | 0 | 91.4964 | 51.4344 | 2 | 8.9037 | 10 | 19.1584 | 0 | 19.1584 | 0 | 0 | 0 | 0 | 0 | 0 | 0 | 0 | 0 | 0 | 63.4344 | 0 | 2.7449 | 41.5656 | 0 | 0 | 0
2520 | 83.1102 | 0 | 83.1102 | 47.5042 | 2 | 8.352 | 10 | 15.254 | 0 | 15.254 | 0 | 0 | 0 | 0 | 0 | 0 | 0 | 0 | 0 | 0 | 59.5042 | 0 | 2.4933 | 45.4958 | 0 | 0 | 0
2521 | 86.0066 | 0 | 86.0066 | 50.207 | 2 | 8.7314 | 10 | 15.0682 | 0 | 15.0682 | 0 | 0 | 0 | 0 | 0 | 0 | 0 | 0 | 0 | 0 | 62.207 | 0 | 2.5802 | 42.793 | 0 | 0 | 0
2522 | 84.6624 | 0 | 84.6624 | 48.6724 | 2 | 8.516 | 10 | 15.4739 | 0 | 15.4739 | 0 | 0 | 0 | 0 | 0 | 0 | 0 | 0 | 0 | 0 | 60.6724 | 0 | 2.5399 | 44.3276 | 0 | 0 | 0
2523 | 86.437 | 0 | 86.437 | 50.8339 | 2 | 8.8194 | 10 | 14.7838 | 0 | 14.7838 | 0 | 0 | 0 | 0 | 0 | 0 | 0 | 0 | 0 | 0 | 62.8339 | 0 | 2.5931 | 42.1661 | 0 | 0 | 0
2524 | 88.6781 | 0 | 88.6781 | 53.1696 | 2 | 9.1472 | 10 | 14.3613 | 0 | 14.3613 | 0 | 0 | 0 | 0 | 0 | 0 | 0 | 0 | 0 | 0 | 65.1696 | 0 | 2.6603 | 39.8304 | 0 | 0 | 0
2525 | 89.3717 | 0 | 89.3717 | 53.5973 | 2 | 9.2073 | 10 | 14.5671 | 0 | 14.5671 | 0 | 0 | 0 | 0 | 0 | 0 | 0 | 0 | 0 | 0 | 65.5973 | 0 | 2.6811 | 39.4027 | 0 | 0 | 0
2526 | 85.849 | 0 | 85.849 | 50.6661 | 2 | 8.7958 | 10 | 14.3871 | 0 | 14.3871 | 0 | 0 | 0 | 0 | 0 | 0 | 0 | 0 | 0 | 0 | 62.6661 | 0 | 2.5755 | 42.3339 | 0 | 0 | 0
2527 | 87.85 | 0 | 87.85 | 42.9 | 2 | 7.4105 | 7.8963 | 14.7417 | 12.9015 | 14.7417 | 12.9015 | 0 | 0 | 0 | 0 | 0 | 0 | 0 | 0 | 0 | 52.7963 | 0 | 2.6355 | 52.2037 | 0 | 0 | 0
2528 | 88.1576 | 0 | 88.1576 | 42.9 | 2 | 3.8752 | 4 | 14.1749 | 21.2075 | 14.1749 | 21.2075 | 0 | 0 | 0 | 0 | 0 | 0 | 0 | 0 | 0 | 48.9 | 0 | 2.6447 | 58.7206 | 0 | 0 | 0
2529 | 87.7088 | 0 | 87.7088 | 42.9 | 2 | 7.1054e-15 | 4 | 12.4738 | 36.1291 | 12.4738 | 36.1291 | 0 | 0 | 9.794 | 0 | 0 | 0 | 9.794 | 0 | 8.8146 | 48.9 | 0 | 2.6313 | 60.9133 | 0 | 0 | 0
2530 | 84.7006 | 0 | 84.7006 | 42.9 | 2 | 0 | 4 | 13.2375 | 42.3647 | 13.2375 | 42.3647 | 0 | 0 | 12 | 0 | 7.8016 | 0 | 19.8016 | 0 | 26.8073 | 48.9 | 0 | 2.541 | 59.6815 | 0 | 0 | 0
2531 | 83.6927 | 0 | 83.6927 | 42.9 | 2 | 7.1054e-15 | 4 | 13.7598 | 49.4871 | 13.7598 | 43.0329 | 0 | 6.4542 | 12 | 0 | 10 | 0 | 22 | 0 | 46.8269 | 48.9 | 0 | 2.5108 | 58.6166 | 0 | 0 | 0
2532 | 86.1581 | 0 | 86.1581 | 42.9 | 2 | 7.1054e-15 | 4 | 12.8093 | 46.9669 | 12.8093 | 40.3402 | 0 | 6.6267 | 12 | 0 | 3.8914 | 0 | 15.8914 | 0 | 61.2146 | 48.9 | 0 | 2.5847 | 59.3472 | 0 | 5.3291e-15 | 0
2533 | 83.6389 | 0 | 83.6389 | 42.9 | 2 | 0 | 4 | 13.6497 | 44.8275 | 13.6497 | 28.6285 | 0 | 16.199 | 7.5393 | 0 | 0 | 0 | 7.5393 | 0 | 68 | 48.9 | 0 | 2.5092 | 69.197 | 0 | 1.1546e-14 | 0
2534 | 84.1371 | 0 | 84.1371 | 42.9 | 2 | 7.1054e-15 | 4 | 11.8611 | 40.318 | 11.8611 | 23.376 | 0 | 16.9421 | 0 | 0 | 0 | 0 | 0 | 0 | 68 | 48.9 | 0 | 2.5241 | 82.0335 | 0 | 0 | 0
2535 | 81.6188 | 0 | 81.6188 | 42.9 | 2 | 7.1054e-15 | 4 | 12.9952 | 33.6916 | 12.9952 | 19.7236 | 0 | 13.968 | 0 | 0 | 0 | 0 | 0 | 0 | 68 | 48.9 | 0 | 2.4486 | 82.3996 | 0 | 0 | 0
2536 | 85.7604 | 0 | 85.7604 | 42.9 | 2 | 7.1054e-15 | 4 | 13.1223 | 24.6979 | 13.1223 | 23.738 | 0 | 0.95983 | 0 | 0 | 0 | 0 | 0 | 0 | 68 | 48.9 | 0 | 2.5728 | 84.0007 | 0 | 0 | 0
2537 | 91.0274 | 0 | 91.0274 | 42.956 | 2 | 7.9755 | 10 | 14.3921 | 11.8383 | 14.3921 | 11.8383 | 0 | 0 | 0 | 1.8655 | 0 | 0 | 0 | 1.8655 | 65.9272 | 54.956 | 0 | 2.7308 | 70.1785 | 0 | 0 | 0
2538 | 96.6452 | 0 | 96.6452 | 42.9 | 2 | 9.9848 | 8.2496 | 15.5237 | 5.8638e-15 | 15.5237 | 5.8638e-15 | 0 | 0 | 0 | 12 | 0 | 5.9871 | 0 | 17.9871 | 46.0999 | 53.1496 | 0 | 2.8994 | 55.8633 | 0 | 0 | -1.4211e-14
2539 | 101.5637 | 0 | 101.5637 | 42.9 | 2 | 10.6365 | 8.8798 | 15.1474 | 0 | 15.1474 | 0 | 0 | 0 | 0 | 12 | 0 | 10 | 0 | 22 | 21.9201 | 53.7798 | 0 | 3.0469 | 51.2202 | 0 | 0 | 0
2540 | 106.6314 | 0 | 106.6314 | 54.5464 | 2 | 11.3689 | 10 | 14.2641 | 0 | 14.2641 | 0 | 0 | 0 | 0 | 12 | 0 | 2.452 | 0 | 14.452 | 5.9272 | 66.5464 | 0 | 3.1989 | 38.4536 | 0 | 1.4211e-14 | 0
2541 | 100.6937 | 0 | 100.6937 | 55 | 3.8559 | 10.4134 | 10 | 16.0899 | 0 | 16.0899 | 0 | 0 | 0 | 0 | 5.3345 | 0 | 0 | 0 | 5.3345 | 0 | 68.8559 | 0 | 3.0208 | 36.1441 | 0 | 0 | 0
2542 | 96.9722 | 0 | 96.9722 | 55 | 6.4792 | 10.0328 | 10 | 15.4601 | 0 | 15.4601 | 0 | 0 | 0 | 0 | 0 | 0 | 0 | 0 | 0 | 0 | 71.4792 | 0 | 2.9092 | 33.5208 | 0 | 0 | 0
2543 | 95.432 | 0 | 95.432 | 55 | 3.0101 | 9.5459 | 10 | 17.8759 | 0 | 17.8759 | 0 | 0 | 0 | 0 | 0 | 0 | 0 | 0 | 0 | 0 | 68.0101 | 0 | 2.863 | 36.9899 | 0 | 0 | 0
2544 | 83.356 | 0 | 83.356 | 49.1207 | 2 | 8.5789 | 10 | 13.6563 | 0 | 13.6563 | 0 | 0 | 0 | 0 | 0 | 0 | 0 | 0 | 0 | 0 | 61.1207 | 0 | 2.5007 | 43.8793 | 0 | 0 | 0
2545 | 86.5862 | 0 | 86.5862 | 52.8133 | 2 | 9.0972 | 10 | 12.6757 | 0 | 12.6757 | 0 | 0 | 0 | 0 | 0 | 0 | 0 | 0 | 0 | 0 | 64.8133 | 0 | 2.5976 | 40.1867 | 0 | 0 | 0
2546 | 87.1161 | 0 | 87.1161 | 52.2418 | 2 | 9.017 | 10 | 13.8573 | 0 | 13.8573 | 0 | 0 | 0 | 0 | 0 | 0 | 0 | 0 | 0 | 0 | 64.2418 | 0 | 2.6135 | 40.7582 | 0 | 0 | 0
2547 | 87.16 | 0 | 87.16 | 53.4091 | 2 | 9.1808 | 10 | 12.57 | 0 | 12.57 | 0 | 0 | 0 | 0 | 0 | 0 | 0 | 0 | 0 | 0 | 65.4091 | 0 | 2.6148 | 39.5909 | 0 | 0 | 0
2548 | 84.5301 | 0 | 84.5301 | 51.299 | 2 | 8.8847 | 10 | 12.3464 | 0 | 12.3464 | 0 | 0 | 0 | 0 | 0 | 0 | 0 | 0 | 0 | 0 | 63.299 | 0 | 2.5359 | 41.701 | 0 | 0 | 0
2549 | 86.2017 | 0 | 86.2017 | 52.9116 | 2 | 9.111 | 10 | 12.1791 | 0 | 12.1791 | 0 | 0 | 0 | 0 | 0 | 0 | 0 | 0 | 0 | 0 | 64.9116 | 0 | 2.5861 | 40.0884 | 0 | 0 | 0
2550 | 86.6508 | 0 | 86.6508 | 54.4916 | 2 | 9.3328 | 10 | 10.8264 | 0 | 10.8264 | 0 | 0 | 0 | 0 | 0 | 0 | 0 | 0 | 0 | 0 | 66.4916 | 0 | 2.5995 | 38.5084 | 0 | 0 | 0
2551 | 88.2858 | 0 | 88.2858 | 44.5917 | 2 | 7.9432 | 10 | 13.0093 | 10.7416 | 13.0093 | 10.7416 | 0 | 0 | 0 | 0 | 0 | 0 | 0 | 0 | 0 | 56.5917 | 0 | 2.6486 | 48.4083 | 0 | 0 | 0
2552 | 86.2805 | 0 | 86.2805 | 42.9 | 2 | 2.7419 | 4 | 12.2348 | 22.4038 | 12.2348 | 22.4038 | 0 | 0 | 0 | 0 | 0 | 0 | 0 | 0 | 0 | 48.9 | 0 | 2.5884 | 59.7144 | 0 | 0 | 0
2553 | 84.2944 | 0 | 84.2944 | 42.9 | 2 | 7.1054e-15 | 4 | 8.5831 | 28.682 | 8.5831 | 28.682 | 0 | 0 | 1.8707 | 0 | 0 | 0 | 1.8707 | 0 | 1.6836 | 48.9 | 0 | 2.5288 | 61.8886 | 0 | 0 | 0
2554 | 84.2104 | 0 | 84.2104 | 42.9 | 2 | 7.1054e-15 | 4 | 11.2256 | 33.2948 | 11.2256 | 33.2948 | 0 | 0 | 9.2099 | 0 | 0 | 0 | 9.2099 | 0 | 9.9725 | 48.9 | 0 | 2.5263 | 60.9852 | 0 | 1.4211e-14 | 0
2555 | 83.5939 | 0 | 83.5939 | 42.9 | 2 | 7.1054e-15 | 4 | 10.6729 | 37.9467 | 10.6729 | 37.9467 | 0 | 0 | 12 | 0 | 1.9257 | 0 | 13.9257 | 0 | 22.5479 | 48.9 | 0 | 2.5078 | 60.4048 | 0 | 0 | 0
2556 | 85.8314 | 0 | 85.8314 | 42.9 | 2 | 7.1054e-15 | 4 | 10.2718 | 43.8019 | 10.2718 | 43.8019 | 0 | 0 | 12 | 0 | 5.1422 | 0 | 17.1422 | 0 | 38.0888 | 48.9 | 0 | 2.5749 | 60.0089 | 0 | 0 | 0
2557 | 82.9617 | 0 | 82.9617 | 42.9 | 2 | 7.1054e-15 | 4 | 10.2875 | 39.6886 | 10.2875 | 39.6886 | 0 | 0 | 12 | 0 | 3.9144 | 0 | 15.9144 | 0 | 52.4977 | 48.9 | 0 | 2.4889 | 60.16 | 0 | 0 | 0
2558 | 82.701 | 0 | 82.701 | 42.9 | 2 | 0 | 4 | 10.5309 | 38.3992 | 10.5309 | 38.3992 | 0 | 0 | 6.2527 | 0 | 8.8765 | 0 | 15.1292 | 0 | 66.3088 | 48.9 | 0 | 2.481 | 60.2566 | 0 | 0 | 0
2559 | 79.5738 | 0 | 79.5738 | 42.9 | 2 | 7.1054e-15 | 4 | 12.737 | 27.0251 | 12.737 | 19.7711 | 0 | 7.254 | 0 | 0 | 1.8343 | 0 | 1.8343 | 0 | 68 | 48.9 | 0 | 2.3872 | 73.0002 | 0 | 2.2204e-15 | 0
2560 | 85.4972 | 0 | 85.4972 | 42.9 | 2 | 3.3949 | 4 | 11.6704 | 21.5319 | 11.6704 | 21.5319 | 0 | 0 | 0 | 0 | 0 | 0 | 0 | 0 | 68 | 48.9 | 0 | 2.5649 | 81.1418 | 0 | 0 | 0
2561 | 89.8346 | 0 | 89.8346 | 47.4863 | 2 | 8.5748 | 10 | 10.6353 | 9.5328 | 10.6353 | 9.5328 | 0 | 0 | 0 | 1.6053 | 0 | 0 | 0 | 1.6053 | 66.2163 | 59.4863 | 0 | 2.695 | 65.9083 | 0 | 0 | 0
2562 | 92.5748 | 0 | 92.5748 | 46.0104 | 2 | 10.0691 | 10 | 10.768 | 5.7826e-15 | 10.768 | 5.7826e-15 | 0 | 0 | 0 | 12 | 0 | 1.7273 | 0 | 13.7273 | 51.0094 | 58.0104 | 0 | 2.7772 | 55.2623 | 0 | 0 | 0
2563 | 99.759 | 0 | 99.759 | 45.7325 | 2 | 10.6353 | 10 | 13.3523 | 0 | 13.3523 | 0 | 0 | 0 | 0 | 12 | 0 | 6.0389 | 0 | 18.0389 | 31.126 | 57.7325 | 0 | 2.9928 | 51.2286 | 0 | 0 | 0
2564 | 104.8444 | 0 | 104.8444 | 47.676 | 2 | 11.4641 | 10 | 11.7043 | 0 | 11.7043 | 0 | 0 | 0 | 0 | 12 | 0 | 10 | 0 | 22 | 6.9461 | 59.676 | 0 | 3.1453 | 45.324 | 0 | 0 | 0
2565 | 99.2331 | 0 | 99.2331 | 55 | 4.8537 | 10.6844 | 10 | 12.4274 | 0 | 12.4274 | 0 | 0 | 0 | 0 | 5.5947 | 0 | 0.67286 | 0 | 6.2675 | 0 | 69.8537 | 0 | 2.977 | 35.1463 | 0 | 0 | 0
2566 | 96.9386 | 0 | 96.9386 | 55 | 6.8426 | 10.0838 | 10 | 15.0121 | 0 | 15.0121 | 0 | 0 | 0 | 0 | 0 | 0 | 0 | 0 | 0 | 0 | 71.8426 | 0 | 2.9082 | 33.1574 | 0 | 0 | 0
2567 | 93.746 | 0 | 93.746 | 55 | 6.2491 | 10.0005 | 10 | 12.4963 | 0 | 12.4963 | 0 | 0 | 0 | 0 | 0 | 0 | 0 | 0 | 0 | 0 | 71.2491 | 0 | 2.8124 | 33.7509 | 0 | 0 | 0
2568 | 88.0629 | 0 | 88.0629 | 54.6519 | 2 | 9.3553 | 10 | 12.0557 | 0 | 12.0557 | 0 | 0 | 0 | 0 | 0 | 0 | 0 | 0 | 0 | 0 | 66.6519 | 0 | 2.6419 | 38.3481 | 0 | 0 | 0
2569 | 90.872 | 0 | 90.872 | 55 | 4.4202 | 9.7438 | 10 | 11.708 | 0 | 11.708 | 0 | 0 | 0 | 0 | 0 | 0 | 0 | 0 | 0 | 0 | 69.4202 | 0 | 2.7262 | 35.5798 | 0 | 0 | 0
2570 | 90.8665 | 0 | 90.8665 | 55 | 5.1498 | 9.8462 | 10 | 10.8705 | 0 | 10.8705 | 0 | 0 | 0 | 0 | 0 | 0 | 0 | 0 | 0 | 0 | 70.1498 | 0 | 2.726 | 34.8502 | 0 | 0 | 0
2571 | 91.4475 | 0 | 91.4475 | 55 | 5.7418 | 9.9293 | 10 | 10.7764 | 0 | 10.7764 | 0 | 0 | 0 | 0 | 0 | 0 | 0 | 0 | 0 | 0 | 70.7418 | 0 | 2.7434 | 34.2582 | 0 | 0 | 0
2572 | 90.1706 | 0 | 90.1706 | 55 | 5.7472 | 9.9301 | 10 | 9.4933 | 0 | 9.4933 | 0 | 0 | 0 | 0 | 0 | 0 | 0 | 0 | 0 | 0 | 70.7472 | 0 | 2.7051 | 34.2528 | 0 | 0 | 0
2573 | 90.6024 | 0 | 90.6024 | 55 | 4.6097 | 9.7704 | 10 | 11.2223 | 0 | 11.2223 | 0 | 0 | 0 | 0 | 0 | 0 | 0 | 0 | 0 | 0 | 69.6097 | 0 | 2.7181 | 35.3903 | 0 | 0 | 0
2574 | 93.7184 | 0 | 93.7184 | 55 | 7.1736 | 10.1303 | 10 | 11.4145 | 0 | 11.4145 | 0 | 0 | 0 | 0 | 0 | 0 | 0 | 0 | 0 | 0 | 72.1736 | 0 | 2.8116 | 32.8264 | 0 | 0 | 0
2575 | 91.9608 | 0 | 91.9608 | 50.1023 | 2 | 8.7167 | 10 | 9.964 | 11.1778 | 9.964 | 11.1778 | 0 | 0 | 0 | 0 | 0 | 0 | 0 | 0 | 0 | 62.1023 | 0 | 2.7588 | 42.8977 | 0 | 0 | 0
2576 | 89.8811 | 0 | 89.8811 | 42.9 | 2 | 7.5688 | 9.0242 | 8.3658 | 20.0223 | 8.3658 | 20.0223 | 0 | 0 | 0 | 0 | 0 | 0 | 0 | 0 | 0 | 53.9242 | 0 | 2.6964 | 51.0758 | 0 | 0 | 0
2577 | 92.7486 | 0 | 92.7486 | 42.9 | 2 | 4.9729 | 4 | 9.1338 | 29.7419 | 9.1338 | 29.7419 | 0 | 0 | 0 | 0 | 0 | 0 | 0 | 0 | 0 | 48.9 | 0 | 2.7825 | 57.758 | 0 | 0 | 0
2578 | 88.9912 | 0 | 88.9912 | 42.9 | 2 | 1.4211e-14 | 4 | 9.8753 | 39.6379 | 9.8753 | 39.6379 | 0 | 0 | 9.422 | 0 | 0 | 0 | 9.422 | 0 | 8.4798 | 48.9 | 0 | 2.6697 | 60.9591 | 0 | 0 | 0
2579 | 89.8214 | 0 | 89.8214 | 42.9 | 2 | 0 | 4 | 8.4571 | 43.9037 | 8.4571 | 43.9037 | 0 | 0 | 11.4394 | 0 | 0 | 0 | 11.4394 | 0 | 18.7752 | 48.9 | 0 | 2.6946 | 60.7108 | 0 | 0 | 0
2580 | 88.4314 | 0 | 88.4314 | 42.9 | 2 | 0 | 4 | 9.5288 | 41.1528 | 9.5288 | 41.1528 | 0 | 0 | 11.1502 | 0 | 0 | 0 | 11.1502 | 0 | 28.8104 | 48.9 | 0 | 2.6529 | 60.7464 | 0 | 0 | 0
2581 | 88.6968 | 0 | 88.6968 | 42.9 | 2 | 0 | 4 | 8.59 | 39.9902 | 8.59 | 39.9902 | 0 | 0 | 8.7834 | 0 | 0 | 0 | 8.7834 | 0 | 36.7154 | 48.9 | 0 | 2.6609 | 61.0377 | 0 | 0 | 0
2582 | 87.8163 | 0 | 87.8163 | 42.9 | 2 | 0 | 4 | 8.6894 | 38.19 | 8.6894 | 38.19 | 0 | 0 | 7.9631 | 0 | 0 | 0 | 7.9631 | 0 | 43.8822 | 48.9 | 0 | 2.6345 | 61.1387 | 0 | 0 | 0
2583 | 88.7213 | 0 | 88.7213 | 42.9 | 2 | 1.2439 | 4 | 8.8307 | 29.7467 | 8.8307 | 29.7467 | 0 | 0 | 0 | 0 | 0 | 0 | 0 | 0 | 43.8822 | 48.9 | 0 | 2.6616 | 73.028 | 0 | 0 | 0
2584 | 93.1021 | 0 | 93.1021 | 42.9 | 2 | 7.6553 | 9.6401 | 9.492 | 21.4148 | 9.492 | 21.4148 | 0 | 0 | 0 | 0 | 0 | 0 | 0 | 0 | 43.8822 | 54.5401 | 0 | 2.7931 | 62.4599 | 0 | 0 | 0
2585 | 93.3014 | 0 | 93.3014 | 42.9 | 2 | 8.6292 | 9.4909 | 12.6169 | 10.5766 | 12.6169 | 10.5766 | 0 | 0 | 0 | 7.0878 | 0 | 0 | 0 | 7.0878 | 36.0069 | 54.3909 | 0 | 2.799 | 55.5213 | 0 | 0 | -1.4211e-14
2586 | 100.2672 | 0 | 100.2672 | 53.8038 | 2 | 10.9206 | 10 | 11.5429 | 5.0487e-15 | 11.5429 | 5.0487e-15 | 0 | 0 | 0 | 12 | 0 | 0 | 0 | 12 | 22.6736 | 65.8038 | 0 | 3.008 | 39.1962 | 0 | 0 | 0
2587 | 104.5733 | 0 | 104.5733 | 55 | 3.6048 | 11.3137 | 10 | 12.6549 | 0 | 12.6549 | 0 | 0 | 0 | 0 | 12 | 0 | 0 | 0 | 12 | 9.3402 | 68.6048 | 0 | 3.1372 | 36.3952 | 0 | 0 | 0
2588 | 110.0465 | 0 | 110.0465 | 55 | 12.3226 | 12.0329 | 10 | 12.2848 | 0 | 12.2848 | 0 | 0 | 0 | 0 | 8.4062 | 0 | 0 | 0 | 8.4062 | -1.7764e-15 | 77.3226 | 0 | 3.3014 | 27.6774 | 0 | 0 | 0
2589 | 106.5324 | 0 | 106.5324 | 55 | 18.5283 | 11.724 | 10 | 11.2801 | 0 | 11.2801 | 0 | 0 | 0 | 0 | -1.5987e-15 | 0 | 0 | 0 | -1.5987e-15 | 0 | 83.5283 | 0 | 3.196 | 21.4717 | 0 | 0 | -1.4211e-14
2590 | 99.7788 | 0 | 99.7788 | 55 | 11.5406 | 10.7433 | 10 | 12.4949 | 0 | 12.4949 | 0 | 0 | 0 | 0 | 0 | 0 | 0 | 0 | 0 | 0 | 76.5406 | 0 | 2.9934 | 28.4594 | 0 | 0 | 0
2591 | 96.7837 | 0 | 96.7837 | 55 | 8.4374 | 10.3077 | 10 | 13.0386 | 0 | 13.0386 | 0 | 0 | 0 | 0 | 0 | 0 | 0 | 0 | 0 | 0 | 73.4374 | 0 | 2.9035 | 31.5626 | 0 | 0 | 0
2592 | 86.6534 | 0 | 86.6534 | 53.6317 | 2 | 9.2121 | 10 | 11.8097 | 0 | 11.8097 | 0 | 0 | 0 | 0 | 0 | 0 | 0 | 0 | 0 | 0 | 65.6317 | 0 | 2.5996 | 39.3683 | 0 | 0 | 0
2593 | 84.5868 | 0 | 84.5868 | 50.7023 | 2 | 8.8009 | 10 | 13.0836 | 0 | 13.0836 | 0 | 0 | 0 | 0 | 0 | 0 | 0 | 0 | 0 | 0 | 62.7023 | 0 | 2.5376 | 42.2977 | 0 | 0 | 0
2594 | 84.3841 | 0 | 84.3841 | 50.0409 | 2 | 8.7081 | 10 | 13.6352 | 0 | 13.6352 | 0 | 0 | 0 | 0 | 0 | 0 | 0 | 0 | 0 | 0 | 62.0409 | 0 | 2.5315 | 42.9591 | 0 | 0 | 0
2595 | 86.0924 | 0 | 86.0924 | 51.6991 | 2 | 8.9408 | 10 | 13.4525 | 0 | 13.4525 | 0 | 0 | 0 | 0 | 0 | 0 | 0 | 0 | 0 | 0 | 63.6991 | 0 | 2.5828 | 41.3009 | 0 | 0 | 0
2596 | 89.0582 | 0 | 89.0582 | 55 | 3.398 | 9.6004 | 10 | 11.0598 | 0 | 11.0598 | 0 | 0 | 0 | 0 | 0 | 0 | 0 | 0 | 0 | 0 | 68.398 | 0 | 2.6717 | 36.602 | 0 | 0 | -1.4211e-14
2597 | 86.5743 | 0 | 86.5743 | 55 | 2.7164 | 9.5047 | 10 | 9.3531 | 0 | 9.3531 | 0 | 0 | 0 | 0 | 0 | 0 | 0 | 0 | 0 | 0 | 67.7164 | 0 | 2.5972 | 37.2836 | 0 | 0 | 0
2598 | 87.3944 | 0 | 87.3944 | 54.8519 | 2 | 9.3833 | 10 | 11.1591 | 0 | 11.1591 | 0 | 0 | 0 | 0 | 0 | 0 | 0 | 0 | 0 | 0 | 66.8519 | 0 | 2.6218 | 38.1481 | 0 | 0 | 0
2599 | 88.445 | 0 | 88.445 | 43.7006 | 2 | 7.8181 | 10 | 12.3021 | 12.6242 | 12.3021 | 12.6242 | 0 | 0 | 0 | 0 | 0 | 0 | 0 | 0 | 0 | 55.7006 | 0 | 2.6533 | 49.2994 | 0 | 0 | -1.4211e-14
2600 | 84.9961 | 0 | 84.9961 | 42.9 | 2 | 7.1054e-15 | 4 | 10.1441 | 25.9837 | 10.1441 | 25.9837 | 0 | 0 | 0.031658 | 0 | 0 | 0 | 0.031658 | 0 | 0.028492 | 48.9 | 0 | 2.5499 | 62.1149 | 0 | 1.4211e-14 | 0
2601 | 85.9434 | 0 | 85.9434 | 42.9 | 2 | 0 | 4 | 9.3098 | 36.3599 | 9.3098 | 36.3599 | 0 | 0 | 8.6263 | 0 | 0 | 0 | 8.6263 | 0 | 7.7922 | 48.9 | 0 | 2.5783 | 61.057 | 0 | 0 | 0
2602 | 84.1313 | 0 | 84.1313 | 42.9 | 2 | 7.1054e-15 | 4 | 10.1168 | 44.7537 | 10.1168 | 44.7537 | 0 | 0 | 12 | 0 | 7.6392 | 0 | 19.6392 | 0 | 25.6352 | 48.9 | 0 | 2.5239 | 59.7015 | 0 | 0 | 0
2603 | 85.3532 | 0 | 85.3532 | 42.9 | 2 | 7.1054e-15 | 4 | 10.4614 | 45.3211 | 10.4614 | 45.3211 | 0 | 0 | 12 | 0 | 7.3292 | 0 | 19.3292 | 0 | 43.1924 | 48.9 | 0 | 2.5606 | 59.7397 | 0 | 0 | 0
2604 | 84.3684 | 0 | 84.3684 | 42.9 | 2 | 7.1054e-15 | 4 | 9.2825 | 49.0328 | 9.2825 | 44.9105 | 0 | 4.1223 | 12 | 0 | 6.7246 | 0 | 18.7246 | 0 | 60.1922 | 48.9 | 0 | 2.5311 | 59.3067 | 0 | 3.5527e-15 | 0
2605 | 82.0099 | 0 | 82.0099 | 42.9 | 2 | 0 | 4 | 9.5715 | 50.5765 | 9.5715 | 32.2137 | 0 | 18.3628 | 8.6754 | 0 | 0 | 0 | 8.6754 | 0 | 68 | 48.9 | 0 | 2.4603 | 68.7908 | 0 | 0 | 0
2606 | 84.9907 | 0 | 84.9907 | 42.9 | 2 | 0 | 4 | 10.9687 | 45.1618 | 10.9687 | 25.122 | 0 | 20.0398 | 0 | 0 | 0 | 0 | 0 | 0 | 68 | 48.9 | 0 | 2.5497 | 81.6522 | 0 | 0 | 0
2607 | 84.5127 | 0 | 84.5127 | 42.9 | 2 | 7.1054e-15 | 4 | 10.4523 | 35.325 | 10.4523 | 25.1604 | 0 | 10.1647 | 0 | 0 | 0 | 0 | 0 | 0 | 68 | 48.9 | 0 | 2.5354 | 82.8677 | 0 | 0 | 0
2608 | 84.5415 | 0 | 84.5415 | 42.9 | 2 | 0.59456 | 4 | 10.7732 | 24.2737 | 10.7732 | 24.2737 | 0 | 0 | 0 | 0 | 0 | 0 | 0 | 0 | 68 | 48.9 | 0 | 2.5362 | 83.5974 | 0 | 0 | 0
2609 | 89.4308 | 0 | 89.4308 | 42.9 | 2 | 7.919 | 6.9181 | 11.1753 | 13.9172 | 11.1753 | 13.9172 | 0 | 0 | 0 | 4.6012 | 0 | 0 | 0 | 4.6012 | 62.8876 | 51.8181 | 0 | 2.6829 | 70.5808 | 0 | 0 | 0
2610 | 96.1846 | 0 | 96.1846 | 42.9 | 2 | 10.6315 | 8.8443 | 9.8088 | 5.9078e-15 | 9.8088 | 5.9078e-15 | 0 | 0 | 0 | 12 | 0 | 10 | 0 | 22 | 38.7078 | 53.7443 | 0 | 2.8855 | 51.2557 | 0 | 0 | 0
2611 | 99.6558 | 0 | 99.6558 | 44.3268 | 2 | 10.7749 | 10 | 12.115 | 0 | 12.115 | 0 | 0 | 0 | 0 | 12 | 0 | 8.4391 | 0 | 20.4391 | 16.2209 | 56.3268 | 0 | 2.9897 | 48.6732 | 0 | 1.4211e-14 | 0
2612 | 103.1704 | 0 | 103.1704 | 55 | 3.0941 | 11.242 | 10 | 11.8343 | 0 | 11.8343 | 0 | 0 | 0 | 0 | 12 | 0 | 0 | 0 | 12 | 2.8876 | 68.0941 | 0 | 3.0951 | 36.9059 | 0 | 0 | 0
2613 | 99.1591 | 0 | 99.1591 | 55 | 8.9002 | 10.7374 | 10 | 11.9226 | 0 | 11.9226 | 0 | 0 | 0 | 0 | 2.5988 | 0 | 0 | 0 | 2.5988 | 0 | 73.9002 | 0 | 2.9748 | 31.0998 | 0 | 0 | 0
2614 | 97.2982 | 0 | 97.2982 | 55 | 11.5376 | 10.7428 | 10 | 10.0178 | 0 | 10.0178 | 0 | 0 | 0 | 0 | 0 | 0 | 0 | 0 | 0 | 0 | 76.5376 | 0 | 2.9189 | 28.4624 | 0 | 0 | -1.4211e-14
2615 | 92.0381 | 0 | 92.0381 | 55 | 5.3868 | 9.8795 | 10 | 11.7718 | 0 | 11.7718 | 0 | 0 | 0 | 0 | 0 | 0 | 0 | 0 | 0 | 0 | 70.3868 | 0 | 2.7611 | 34.6132 | 0 | 0 | 0
2616 | 84.0806 | 0 | 84.0806 | 47.7108 | 2 | 8.381 | 10 | 15.9888 | 0 | 15.9888 | 0 | 0 | 0 | 0 | 0 | 0 | 0 | 0 | 0 | 0 | 59.7108 | 0 | 2.5224 | 45.2892 | 0 | 0 | 0
2617 | 86.7502 | 0 | 86.7502 | 50.8153 | 2 | 8.8168 | 10 | 15.1181 | 0 | 15.1181 | 0 | 0 | 0 | 0 | 0 | 0 | 0 | 0 | 0 | 0 | 62.8153 | 0 | 2.6025 | 42.1847 | 0 | 0 | 0
2618 | 87.1938 | 0 | 87.1938 | 51.2726 | 2 | 8.881 | 10 | 15.0402 | 0 | 15.0402 | 0 | 0 | 0 | 0 | 0 | 0 | 0 | 0 | 0 | 0 | 63.2726 | 0 | 2.6158 | 41.7274 | 0 | 0 | 0
2619 | 87.4059 | 0 | 87.4059 | 52.683 | 2 | 9.0789 | 10 | 13.644 | 0 | 13.644 | 0 | 0 | 0 | 0 | 0 | 0 | 0 | 0 | 0 | 0 | 64.683 | 0 | 2.6222 | 40.317 | 0 | 0 | 0
2620 | 88.4042 | 0 | 88.4042 | 53.1163 | 2 | 9.1397 | 10 | 14.1482 | 0 | 14.1482 | 0 | 0 | 0 | 0 | 0 | 0 | 0 | 0 | 0 | 0 | 65.1163 | 0 | 2.6521 | 39.8837 | 0 | 0 | 0
2621 | 86.8129 | 0 | 86.8129 | 50.9471 | 2 | 8.8353 | 10 | 15.0305 | 0 | 15.0305 | 0 | 0 | 0 | 0 | 0 | 0 | 0 | 0 | 0 | 0 | 62.9471 | 0 | 2.6044 | 42.0529 | 0 | 0 | 0
2622 | 86.3474 | 0 | 86.3474 | 51.193 | 2 | 8.8698 | 10 | 14.2846 | 0 | 14.2846 | 0 | 0 | 0 | 0 | 0 | 0 | 0 | 0 | 0 | 0 | 63.193 | 0 | 2.5904 | 41.807 | 0 | 0 | 0
2623 | 86.8493 | 0 | 86.8493 | 42.9 | 2 | 7.4863 | 8.4365 | 12.2871 | 13.7393 | 12.2871 | 13.7393 | 0 | 0 | 0 | 0 | 0 | 0 | 0 | 0 | 0 | 53.3365 | 0 | 2.6055 | 51.6635 | 0 | 0 | 0
2624 | 88.5228 | 0 | 88.5228 | 42.9 | 2 | 7.1054e-15 | 4 | 12.9037 | 27.4808 | 12.9037 | 27.4808 | 0 | 0 | 0.76167 | 0 | 0 | 0 | 0.76167 | 0 | 0.68551 | 48.9 | 0 | 2.6557 | 62.0251 | 0 | 0 | 0
2625 | 88.7845 | 0 | 88.7845 | 42.9 | 2 | 0 | 4 | 13.3949 | 40.1775 | 13.3949 | 40.1775 | 0 | 0 | 12 | 0 | 1.6879 | 0 | 13.6879 | 0 | 13.0417 | 48.9 | 0 | 2.6635 | 60.434 | 0 | 0 | 0
2626 | 85.8512 | 0 | 85.8512 | 42.9 | 2 | 0 | 4 | 12.8179 | 42.0554 | 12.8179 | 42.0554 | 0 | 0 | 12 | 0 | 5.9221 | 0 | 17.9221 | 0 | 29.3016 | 48.9 | 0 | 2.5755 | 59.9129 | 0 | 0 | 0
2627 | 84.3094 | 0 | 84.3094 | 42.9 | 2 | 1.4211e-14 | 4 | 9.663 | 50.5652 | 9.663 | 47.7465 | 0 | 2.8187 | 12 | 0 | 10 | 0 | 22 | 0 | 49.3212 | 48.9 | 0 | 2.5293 | 59.064 | 0 | 1.4211e-14 | 0
2628 | 85.7093 | 0 | 85.7093 | 42.9 | 2 | 0 | 4 | 11.313 | 50.2362 | 11.313 | 41.5793 | 0 | 8.6569 | 12 | 0 | 4.083 | 0 | 16.083 | 0 | 63.8855 | 48.9 | 0 | 2.5713 | 59.0737 | 0 | 7.1054e-15 | 0
2629 | 83.9209 | 0 | 83.9209 | 42.9 | 2 | 0 | 4 | 12.0733 | 55 | 12.0733 | 27.5192 | 0 | 27.4808 | 4.5717 | 0 | 0 | 0 | 4.5717 | 0 | 68 | 48.9 | 0 | 2.5176 | 68.1737 | 0 | 3.5527e-15 | 0
2630 | 81.7856 | 0 | 81.7856 | 42.9 | 2 | 0 | 4 | 11.2766 | 49.0626 | 11.2766 | 21.609 | 0 | 27.4536 | 0 | 0 | 0 | 0 | 0 | 0 | 68 | 48.9 | 0 | 2.4536 | 80.7397 | 0 | 0 | 0
2631 | 83.3807 | 0 | 83.3807 | 42.9 | 2 | 0 | 4 | 12.5333 | 36.3482 | 12.5333 | 21.9474 | 0 | 14.4009 | 0 | 0 | 0 | 0 | 0 | 0 | 68 | 48.9 | 0 | 2.5014 | 82.3463 | 0 | 0 | 0
2632 | 86.9619 | 0 | 86.9619 | 42.9 | 2 | 0.4896 | 4 | 12.0159 | 25.5564 | 12.0159 | 25.5564 | 0 | 0 | 0 | 0 | 0 | 0 | 0 | 0 | 68 | 48.9 | 0 | 2.6089 | 83.6895 | 0 | 0 | -1.4211e-14
2633 | 91.4998 | 0 | 91.4998 | 42.9 | 2 | 7.9976 | 9.1241 | 12.2236 | 14.2995 | 12.2236 | 14.2995 | 0 | 0 | 0 | 2.9549 | 0 | 0 | 0 | 2.9549 | 64.7167 | 54.0241 | 0 | 2.745 | 70.0209 | 0 | 0 | 0
2634 | 94.6845 | 0 | 94.6845 | 42.9 | 2 | 9.8709 | 7.3029 | 14.488 | 7.2164e-15 | 14.488 | 7.2164e-15 | 0 | 0 | 0 | 12 | 0 | 6.1228 | 0 | 18.1228 | 44.7423 | 52.2029 | 0 | 2.8405 | 56.6744 | 0 | 0 | 0
2635 | 100.2171 | 0 | 100.2171 | 42.9 | 2 | 10.5041 | 7.9365 | 14.8766 | 0 | 14.8766 | 0 | 0 | 0 | 0 | 12 | 0 | 10 | 0 | 22 | 20.5625 | 52.8365 | 0 | 3.0065 | 52.1635 | 0 | 0 | 0
2636 | 106.424 | 0 | 106.424 | 54.3577 | 2 | 11.3234 | 10 | 14.4265 | 0 | 14.4265 | 0 | 0 | 0 | 0 | 12 | 0 | 2.3163 | 0 | 14.3163 | 4.7167 | 66.3577 | 0 | 3.1927 | 38.6423 | 0 | 0 | 0
2637 | 102.6503 | 0 | 102.6503 | 55 | 8.3023 | 10.8846 | 10 | 14.2184 | 0 | 14.2184 | 0 | 0 | 0 | 0 | 4.2451 | 0 | 0 | 0 | 4.2451 | 0 | 73.3023 | 0 | 3.0795 | 31.6977 | 0 | 1.4211e-14 | 0
2638 | 99.3654 | 0 | 99.3654 | 55 | 10.0693 | 10.5367 | 10 | 13.7594 | 0 | 13.7594 | 0 | 0 | 0 | 0 | 0 | 0 | 0 | 0 | 0 | 0 | 75.0693 | 0 | 2.981 | 29.9307 | 0 | 0 | -1.4211e-14
2639 | 93.0248 | 0 | 93.0248 | 55 | 3.458 | 9.6088 | 10 | 14.9581 | 0 | 14.9581 | 0 | 0 | 0 | 0 | 0 | 0 | 0 | 0 | 0 | 0 | 68.458 | 0 | 2.7907 | 36.542 | 0 | 0 | 0
2640 | 79.0537 | 0 | 79.0537 | 47.1188 | 2 | 8.2979 | 10 | 11.637 | 0 | 11.637 | 0 | 0 | 0 | 0 | 0 | 0 | 0 | 0 | 0 | 0 | 59.1188 | 0 | 2.3716 | 45.8812 | 0 | 0 | 0
2641 | 80.3807 | 0 | 80.3807 | 48.0908 | 2 | 8.4344 | 10 | 11.8556 | 0 | 11.8556 | 0 | 0 | 0 | 0 | 0 | 0 | 0 | 0 | 0 | 0 | 60.0908 | 0 | 2.4114 | 44.9092 | 0 | 0 | 0
2642 | 81.8757 | 0 | 81.8757 | 50.9178 | 2 | 8.8312 | 10 | 10.1267 | 0 | 10.1267 | 0 | 0 | 0 | 0 | 0 | 0 | 0 | 0 | 0 | 0 | 62.9178 | 0 | 2.4563 | 42.0822 | 0 | 0 | 0
2643 | 82.2249 | 0 | 82.2249 | 50.0609 | 2 | 8.7109 | 10 | 11.4531 | 0 | 11.4531 | 0 | 0 | 0 | 0 | 0 | 0 | 0 | 0 | 0 | 0 | 62.0609 | 0 | 2.4667 | 42.9391 | 0 | 1.4211e-14 | 0
2644 | 84.4351 | 0 | 84.4351 | 51.6607 | 2 | 8.9354 | 10 | 11.8389 | 0 | 11.8389 | 0 | 0 | 0 | 0 | 0 | 0 | 0 | 0 | 0 | 0 | 63.6607 | 0 | 2.5331 | 41.3393 | 0 | 0 | 0
2645 | 84.2036 | 0 | 84.2036 | 53.0824 | 2 | 9.135 | 10 | 9.9863 | 0 | 9.9863 | 0 | 0 | 0 | 0 | 0 | 0 | 0 | 0 | 0 | 0 | 65.0824 | 0 | 2.5261 | 39.9176 | 0 | 0 | 0
2646 | 81.5894 | 0 | 81.5894 | 50.4479 | 2 | 8.7652 | 10 | 10.3764 | 0 | 10.3764 | 0 | 0 | 0 | 0 | 0 | 0 | 0 | 0 | 0 | 0 | 62.4479 | 0 | 2.4477 | 42.5521 | 0 | 0 | 0
2647 | 83.9967 | 0 | 83.9967 | 44.4629 | 2 | 7.9251 | 10 | 8.9969 | 10.6118 | 8.9969 | 10.6118 | 0 | 0 | 0 | 0 | 0 | 0 | 0 | 0 | 0 | 56.4629 | 0 | 2.5199 | 48.5371 | 0 | 0 | 0
2648 | 82.5632 | 0 | 82.5632 | 42.9 | 2 | 1.6947 | 4 | 9.2245 | 22.744 | 9.2245 | 22.744 | 0 | 0 | 0 | 0 | 0 | 0 | 0 | 0 | 0 | 48.9 | 0 | 2.4769 | 60.6327 | 0 | 0 | 0
2649 | 84.1075 | 0 | 84.1075 | 42.9 | 2 | 0 | 4 | 8.6704 | 31.2926 | 8.6704 | 31.2926 | 0 | 0 | 4.7554 | 0 | 0 | 0 | 4.7554 | 0 | 4.2799 | 48.9 | 0 | 2.5232 | 61.5335 | 0 | 0 | 0
2650 | 81.179 | 0 | 81.179 | 42.9 | 2 | 0 | 4 | 9.4596 | 36.5067 | 9.4596 | 36.5067 | 0 | 0 | 12 | 0 | 1.6873 | 0 | 13.6873 | 0 | 16.6355 | 48.9 | 0 | 2.4354 | 60.4341 | 0 | 0 | 0
2651 | 82.1744 | 0 | 82.1744 | 42.9 | 2 | 0 | 4 | 7.4041 | 40.3978 | 7.4041 | 40.3978 | 0 | 0 | 12 | 0 | 2.5274 | 0 | 14.5274 | 0 | 29.7657 | 48.9 | 0 | 2.4652 | 60.3307 | 0 | 0 | 0
2652 | 82.1257 | 0 | 82.1257 | 42.9 | 2 | 1.4211e-14 | 4 | 7.9004 | 39.2981 | 7.9004 | 39.2981 | 0 | 0 | 12 | 0 | 1.9728 | 0 | 13.9728 | 0 | 42.3845 | 48.9 | 0 | 2.4638 | 60.399 | 0 | 0 | 0
2653 | 79.9849 | 0 | 79.9849 | 42.9 | 2 | 0 | 4 | 7.4012 | 43.7435 | 7.4012 | 43.7435 | 0 | 0 | 12 | 0 | 8.0598 | 0 | 20.0598 | 0 | 60.6153 | 48.9 | 0 | 2.3995 | 59.6498 | 0 | 0 | 0
2654 | 79.6356 | 0 | 79.6356 | 42.9 | 2 | 0 | 4 | 8.8966 | 33.3364 | 8.8966 | 29.8626 | 0 | 3.4738 | 0.5779 | 0 | 7.4457 | 0 | 8.0236 | 0 | 68 | 48.9 | 0 | 2.3891 | 60.7037 | 0 | 0 | -7.1054e-15
2655 | 79.794 | 0 | 79.794 | 42.9 | 2 | 7.1054e-15 | 4 | 8.3396 | 31.7708 | 8.3396 | 22.5544 | 0 | 9.2165 | 0 | 0 | 0 | 0 | 0 | 0 | 68 | 48.9 | 0 | 2.3938 | 82.9844 | 0 | 0 | 0
2656 | 81.1982 | 0 | 81.1982 | 42.9 | 2 | 0 | 4 | 10.0454 | 23.3029 | 10.0454 | 22.2529 | 0 | 1.05 | 0 | 0 | 0 | 0 | 0 | 0 | 68 | 48.9 | 0 | 2.4359 | 83.9896 | 0 | 0 | 0
2657 | 89.0005 | 0 | 89.0005 | 42.9 | 2 | 8.1514 | 7.4434 | 11.0526 | 11.7219 | 11.0526 | 11.7219 | 0 | 0 | 0 | 5.7312 | 0 | 0 | 0 | 5.7312 | 61.632 | 52.3434 | 0 | 2.67 | 68.9254 | 0 | 0 | -1.4211e-14
2658 | 90.5614 | 0 | 90.5614 | 42.9 | 2 | 9.9347 | 5.6145 | 9.847 | 4.9051e-15 | 9.847 | 4.9051e-15 | 0 | 0 | 0 | 12 | 0 | 8.2653 | 0 | 20.2653 | 39.3337 | 50.5145 | 0 | 2.7168 | 56.2202 | 0 | 1.4211e-14 | 0
2659 | 96.4354 | 0 | 96.4354 | 42.9 | 2 | 10.5407 | 8.1976 | 10.7971 | 0 | 10.7971 | 0 | 0 | 0 | 0 | 12 | 0 | 10 | 0 | 22 | 15.1538 | 53.0976 | 0 | 2.8931 | 51.9024 | 0 | 0 | 0
2660 | 100.3847 | 0 | 100.3847 | 54.8798 | 2 | 11.096 | 10 | 10.2351 | 0 | 10.2351 | 0 | 0 | 0 | 0 | 12 | 0 | 0.17379 | 0 | 12.1738 | 1.632 | 66.8798 | 0 | 3.0115 | 38.1202 | 0 | 0 | 0
2661 | 98.4166 | 0 | 98.4166 | 55 | 9.9896 | 10.7317 | 10 | 11.2265 | 0 | 11.2265 | 0 | 0 | 0 | 0 | 1.4688 | 0 | 0 | 0 | 1.4688 | 0 | 74.9896 | 0 | 2.9525 | 30.0104 | 0 | 0 | 0
2662 | 93.9041 | 0 | 93.9041 | 55 | 6.5509 | 10.0429 | 10 | 12.3102 | 0 | 12.3102 | 0 | 0 | 0 | 0 | 0 | 0 | 0 | 0 | 0 | 0 | 71.5509 | 0 | 2.8171 | 33.4491 | 0 | 0 | 0
2663 | 91.281 | 0 | 91.281 | 55 | 4.8719 | 9.8072 | 10 | 11.6019 | 0 | 11.6019 | 0 | 0 | 0 | 0 | 0 | 0 | 0 | 0 | 0 | 0 | 69.8719 | 0 | 2.7384 | 35.1281 | 0 | 0 | 0
2664 | 82.2714 | 0 | 82.2714 | 45.7714 | 2 | 8.1088 | 10 | 16.3912 | 0 | 16.3912 | 0 | 0 | 0 | 0 | 0 | 0 | 0 | 0 | 0 | 0 | 57.7714 | 0 | 2.4681 | 47.2286 | 0 | 0 | 0
2665 | 83.0176 | 0 | 83.0176 | 47.4826 | 2 | 8.349 | 10 | 15.1861 | 0 | 15.1861 | 0 | 0 | 0 | 0 | 0 | 0 | 0 | 0 | 0 | 0 | 59.4826 | 0 | 2.4905 | 45.5174 | 0 | 0 | 0
2666 | 82.1636 | 0 | 82.1636 | 47.2198 | 2 | 8.3121 | 10 | 14.6316 | 0 | 14.6316 | 0 | 0 | 0 | 0 | 0 | 0 | 0 | 0 | 0 | 0 | 59.2198 | 0 | 2.4649 | 45.7802 | 0 | 1.4211e-14 | 0
2667 | 85.0175 | 0 | 85.0175 | 48.6317 | 2 | 8.5103 | 10 | 15.8755 | 0 | 15.8755 | 0 | 0 | 0 | 0 | 0 | 0 | 0 | 0 | 0 | 0 | 60.6317 | 0 | 2.5505 | 44.3683 | 0 | 0 | 0
2668 | 85.3482 | 0 | 85.3482 | 50.577 | 2 | 8.7833 | 10 | 13.9879 | 0 | 13.9879 | 0 | 0 | 0 | 0 | 0 | 0 | 0 | 0 | 0 | 0 | 62.577 | 0 | 2.5604 | 42.423 | 0 | 0 | 0
2669 | 83.8528 | 0 | 83.8528 | 48.8571 | 2 | 8.5419 | 10 | 14.4539 | 0 | 14.4539 | 0 | 0 | 0 | 0 | 0 | 0 | 0 | 0 | 0 | 0 | 60.8571 | 0 | 2.5156 | 44.1429 | 0 | 0 | 0
2670 | 84.2633 | 0 | 84.2633 | 48.8112 | 2 | 8.5355 | 10 | 14.9166 | 0 | 14.9166 | 0 | 0 | 0 | 0 | 0 | 0 | 0 | 0 | 0 | 0 | 60.8112 | 0 | 2.5279 | 44.1888 | 0 | 0 | -1.4211e-14
2671 | 82.5378 | 0 | 82.5378 | 42.9 | 2 | 7.3221 | 7.2665 | 12.7761 | 10.2731 | 12.7761 | 10.2731 | 0 | 0 | 0 | 0 | 0 | 0 | 0 | 0 | 0 | 52.1665 | 0 | 2.4761 | 52.8335 | 0 | 1.4211e-14 | 0
2672 | 82.7237 | 0 | 82.7237 | 42.9 | 2 | 2.021 | 4 | 12.0608 | 19.7419 | 12.0608 | 19.7419 | 0 | 0 | 0 | 0 | 0 | 0 | 0 | 0 | 0 | 48.9 | 0 | 2.4817 | 60.3465 | 0 | 0 | 0
2673 | 84.1835 | 0 | 84.1835 | 42.9 | 2 | 7.1054e-15 | 4 | 11.0916 | 31.3523 | 11.0916 | 31.3523 | 0 | 0 | 7.1603 | 0 | 0 | 0 | 7.1603 | 0 | 6.4443 | 48.9 | 0 | 2.5255 | 61.2375 | 0 | 0 | 0
2674 | 81.6746 | 0 | 81.6746 | 42.9 | 2 | 7.1054e-15 | 4 | 12.0068 | 33.8256 | 12.0068 | 33.8256 | 0 | 0 | 12 | 0 | 1.0578 | 0 | 13.0578 | 0 | 18.2196 | 48.9 | 0 | 2.4502 | 60.5116 | 0 | 0 | 0
2675 | 82.9881 | 0 | 82.9881 | 42.9 | 2 | 0 | 4 | 11.9114 | 43.3217 | 11.9114 | 43.3217 | 0 | 0 | 12 | 0 | 9.1451 | 0 | 21.1451 | 0 | 37.4509 | 48.9 | 0 | 2.4896 | 59.5162 | 0 | 0 | 0
2676 | 82.9877 | 0 | 82.9877 | 42.9 | 2 | 0 | 4 | 12.4022 | 42.5153 | 12.4022 | 42.5153 | 0 | 0 | 12 | 0 | 8.8298 | 0 | 20.8298 | 0 | 56.3915 | 48.9 | 0 | 2.4896 | 59.555 | 0 | 0 | 0
2677 | 79.8908 | 0 | 79.8908 | 42.9 | 2 | 1.4211e-14 | 4 | 11.2319 | 38.195 | 11.2319 | 32.5923 | 0 | 5.6027 | 10.173 | 0 | 2.6604 | 0 | 12.8334 | 0 | 68 | 48.9 | 0 | 2.3967 | 59.8496 | 0 | 1.5987e-14 | 0
2678 | 81.1582 | 0 | 81.1582 | 42.9 | 2 | 0 | 4 | 12.6557 | 36.6227 | 12.6557 | 19.6026 | 0 | 17.0201 | 0 | 0 | 0 | 0 | 0 | 0 | 68 | 48.9 | 0 | 2.4347 | 82.0239 | 0 | 0 | 0
2679 | 77.848 | 0 | 77.848 | 42.9 | 2 | 7.1054e-15 | 4 | 10.2178 | 25.9525 | 10.2178 | 18.7302 | 0 | 7.2223 | 0 | 0 | 0 | 0 | 0 | 0 | 68 | 48.9 | 0 | 2.3354 | 83.2299 | 0 | 1.4211e-14 | 0
2680 | 83.0067 | 0 | 83.0067 | 42.9 | 2 | 3.4541 | 4 | 11.4206 | 19.2319 | 11.4206 | 19.2319 | 0 | 0 | 0 | 0 | 0 | 0 | 0 | 0 | 68 | 48.9 | 0 | 2.4902 | 81.0898 | 0 | 0 | 0
2681 | 88.9226 | 0 | 88.9226 | 42.9 | 2 | 8.0164 | 9.9492 | 12.8154 | 10.978 | 12.8154 | 10.978 | 0 | 0 | 0 | 2.2637 | 0 | 0 | 0 | 2.2637 | 65.4848 | 54.8492 | 0 | 2.6677 | 69.8871 | 0 | 0 | 0
2682 | 93.4394 | 0 | 93.4394 | 42.9 | 2 | 9.8217 | 8.4474 | 13.6424 | 4.7184e-15 | 13.6424 | 4.7184e-15 | 0 | 0 | 0 | 12 | 0 | 4.6279 | 0 | 16.6279 | 47.1318 | 53.3474 | 0 | 2.8032 | 57.0247 | 0 | 0 | 0
2683 | 97.5734 | 0 | 97.5734 | 42.9 | 2 | 10.2946 | 8.2581 | 13.9346 | 0 | 13.9346 | 0 | 0 | 0 | 0 | 12 | 0 | 8.1861 | 0 | 20.1861 | 24.9195 | 53.1581 | 0 | 2.9272 | 53.6558 | 0 | 0 | -1.4211e-14
2684 | 100.6201 | 0 | 100.6201 | 47.2268 | 2 | 10.787 | 10 | 12.9812 | 0 | 12.9812 | 0 | 0 | 0 | 0 | 12 | 0 | 5.6251 | 0 | 17.6251 | 5.4848 | 59.2268 | 0 | 3.0186 | 45.7732 | 0 | 0 | 0
2685 | 99.431 | 0 | 99.431 | 55 | 4.2134 | 10.4077 | 10 | 14.8737 | 0 | 14.8737 | 0 | 0 | 0 | 0 | 4.9363 | 0 | 0 | 0 | 4.9363 | 0 | 69.2134 | 0 | 2.9829 | 35.7866 | 0 | 0 | 0
2686 | 92.6818 | 0 | 92.6818 | 55 | 2.8013 | 9.5166 | 10 | 15.3638 | 0 | 15.3638 | 0 | 0 | 0 | 0 | 0 | 0 | 0 | 0 | 0 | 0 | 67.8013 | 0 | 2.7805 | 37.1987 | 0 | 0 | 0
2687 | 90.2914 | 0 | 90.2914 | 53.3426 | 2 | 9.1715 | 10 | 15.7774 | 0 | 15.7774 | 0 | 0 | 0 | 0 | 0 | 0 | 0 | 0 | 0 | 0 | 65.3426 | 0 | 2.7087 | 39.6574 | 0 | 0 | 0
2688 | 87.8239 | 0 | 87.8239 | 53.6888 | 2 | 9.2201 | 10 | 12.915 | 0 | 12.915 | 0 | 0 | 0 | 0 | 0 | 0 | 0 | 0 | 0 | 0 | 65.6888 | 0 | 2.6347 | 39.3112 | 0 | 0 | 0
2689 | 86.3809 | 0 | 86.3809 | 54.3744 | 2 | 9.3163 | 10 | 10.6902 | 0 | 10.6902 | 0 | 0 | 0 | 0 | 0 | 0 | 0 | 0 | 0 | 0 | 66.3744 | 0 | 2.5914 | 38.6256 | 0 | 0 | 0
2690 | 88.1677 | 0 | 88.1677 | 53.5944 | 2 | 9.2068 | 10 | 13.3665 | 0 | 13.3665 | 0 | 0 | 0 | 0 | 0 | 0 | 0 | 0 | 0 | 0 | 65.5944 | 0 | 2.645 | 39.4056 | 0 | 0 | -1.4211e-14
2691 | 88.1756 | 0 | 88.1756 | 55 | 2.0292 | 9.4082 | 10 | 11.7382 | 0 | 11.7382 | 0 | 0 | 0 | 0 | 0 | 0 | 0 | 0 | 0 | 0 | 67.0292 | 0 | 2.6453 | 37.9708 | 0 | 0 | 0
2692 | 89.1398 | 0 | 89.1398 | 55 | 2.266 | 9.4415 | 10 | 12.4323 | 0 | 12.4323 | 0 | 0 | 0 | 0 | 0 | 0 | 0 | 0 | 0 | 0 | 67.266 | 0 | 2.6742 | 37.734 | 0 | 1.4211e-14 | 0
2693 | 89.7208 | 0 | 89.7208 | 55 | 5.0216 | 9.8282 | 10 | 9.871 | 0 | 9.871 | 0 | 0 | 0 | 0 | 0 | 0 | 0 | 0 | 0 | 0 | 70.0216 | 0 | 2.6916 | 34.9784 | 0 | 0 | 0
2694 | 91.8092 | 0 | 91.8092 | 55 | 7.2111 | 10.1356 | 10 | 9.4626 | 0 | 9.4626 | 0 | 0 | 0 | 0 | 0 | 0 | 0 | 0 | 0 | 0 | 72.2111 | 0 | 2.7543 | 32.7889 | 0 | 0 | 0
2695 | 90.9678 | 0 | 90.9678 | 45.8826 | 2 | 8.1244 | 10 | 11.8741 | 13.0867 | 11.8741 | 13.0867 | 0 | 0 | 0 | 0 | 0 | 0 | 0 | 0 | 0 | 57.8826 | 0 | 2.729 | 47.1174 | 0 | 0 | 0
2696 | 88.1694 | 0 | 88.1694 | 42.9 | 2 | 2.9186 | 4 | 9.0091 | 27.3417 | 9.0091 | 27.3417 | 0 | 0 | 0 | 0 | 0 | 0 | 0 | 0 | 0 | 48.9 | 0 | 2.6451 | 59.5594 | 0 | 0 | 0
2697 | 87.5451 | 0 | 87.5451 | 42.9 | 2 | 0 | 4 | 9.4161 | 34.3914 | 9.4161 | 34.3914 | 0 | 0 | 5.1623 | 0 | 0 | 0 | 5.1623 | 0 | 4.6461 | 48.9 | 0 | 2.6264 | 61.4834 | 0 | 0 | 0
2698 | 87.5497 | 0 | 87.5497 | 42.9 | 2 | 7.1054e-15 | 4 | 7.8359 | 45.5286 | 7.8359 | 45.5286 | 0 | 0 | 12 | 0 | 2.7148 | 0 | 14.7148 | 0 | 17.949 | 48.9 | 0 | 2.6265 | 60.3077 | 0 | 1.4211e-14 | 0
2699 | 87.5681 | 0 | 87.5681 | 42.9 | 2 | 0 | 4 | 8.0738 | 46.7073 | 8.0738 | 46.7073 | 0 | 0 | 12 | 0 | 4.113 | 0 | 16.113 | 0 | 32.541 | 48.9 | 0 | 2.627 | 60.1356 | 0 | 0 | 0
2700 | 85.2659 | 0 | 85.2659 | 42.9 | 2 | 0 | 4 | 7.4104 | 44.2301 | 7.4104 | 44.2301 | 0 | 0 | 12 | 0 | 3.2746 | 0 | 15.2746 | 0 | 46.36 | 48.9 | 0 | 2.558 | 60.2388 | 0 | 0 | 0
2701 | 86.7701 | 0 | 86.7701 | 42.9 | 2 | 0 | 4 | 8.5482 | 49.9813 | 8.5482 | 49.9813 | 0 | 0 | 12 | 0 | 8.6594 | 0 | 20.6594 | 0 | 65.1436 | 48.9 | 0 | 2.6031 | 59.576 | 0 | 0 | 0
2702 | 84.6693 | 0 | 84.6693 | 42.9 | 2 | 0 | 4 | 8.2664 | 44.0786 | 8.2664 | 30.6052 | 0 | 13.4734 | 0.17101 | 0 | 2.9313 | 0 | 3.1023 | 0 | 68 | 48.9 | 0 | 2.5401 | 60.0786 | 0 | 4.4409e-16 | 0
2703 | 84.6111 | 0 | 84.6111 | 42.9 | 2 | 0 | 4 | 9.1103 | 36.6521 | 9.1103 | 26.6008 | 0 | 10.0512 | 0 | 0 | 0 | 0 | 0 | 0 | 68 | 48.9 | 0 | 2.5383 | 82.8817 | 0 | 0 | 0
2704 | 89.6962 | 0 | 89.6962 | 42.9 | 2 | 4.9634 | 4 | 7.9579 | 27.875 | 7.9579 | 27.875 | 0 | 0 | 0 | 0 | 0 | 0 | 0 | 0 | 68 | 48.9 | 0 | 2.6909 | 79.7663 | 0 | 0 | 0
2705 | 94.5818 | 0 | 94.5818 | 49.1689 | 2 | 8.9131 | 10 | 8.8777 | 13.2893 | 8.8777 | 13.2893 | 0 | 0 | 0 | 2.3327 | 0 | 0 | 0 | 2.3327 | 65.4081 | 61.1689 | 0 | 2.8375 | 63.4983 | 0 | 1.4211e-14 | 0
2706 | 96.3363 | 0 | 96.3363 | 47.5286 | 2 | 10.6595 | 10 | 9.7325 | 6.2187e-15 | 9.7325 | 6.2187e-15 | 0 | 0 | 0 | 12 | 0 | 4.4157 | 0 | 16.4157 | 47.2853 | 59.5286 | 0 | 2.8901 | 51.0558 | 0 | 0 | 0
2707 | 102.1614 | 0 | 102.1614 | 48.1901 | 2 | 11.5362 | 10 | 8.4351 | 0 | 8.4351 | 0 | 0 | 0 | 0 | 12 | 0 | 10 | 0 | 22 | 23.1054 | 60.1901 | 0 | 3.0648 | 44.8099 | 0 | 0 | 0
2708 | 107.2537 | 0 | 107.2537 | 55 | 3.2551 | 11.8294 | 10 | 11.1459 | 0 | 11.1459 | 0 | 0 | 0 | 0 | 12 | 0 | 4.0234 | 0 | 16.0234 | 5.4081 | 68.2551 | 0 | 3.2176 | 36.7449 | 0 | 1.4211e-14 | 0
2709 | 104.7023 | 0 | 104.7023 | 55 | 12.3275 | 11.5369 | 10 | 10.9706 | 0 | 10.9706 | 0 | 0 | 0 | 0 | 4.8673 | 0 | 0 | 0 | 4.8673 | -8.8818e-16 | 77.3275 | 0 | 3.1411 | 27.6725 | 0 | 0 | 0
2710 | 97.3927 | 0 | 97.3927 | 55 | 11.3859 | 10.7215 | 10 | 10.2853 | 0 | 10.2853 | 0 | 0 | 0 | 0 | -7.9936e-16 | 0 | 0 | 0 | -7.9936e-16 | 0 | 76.3859 | 0 | 2.9218 | 28.6141 | 0 | 0 | 0
2711 | 95.6096 | 0 | 95.6096 | 55 | 9.4616 | 10.4514 | 10 | 10.6966 | 0 | 10.6966 | 0 | 0 | 0 | 0 | 0 | 0 | 0 | 0 | 0 | 0 | 74.4616 | 0 | 2.8683 | 30.5384 | 0 | 0 | 0
2712 | 89.1188 | 0 | 89.1188 | 55 | 4.3943 | 9.7402 | 10 | 9.9843 | 0 | 9.9843 | 0 | 0 | 0 | 0 | 0 | 0 | 0 | 0 | 0 | 0 | 69.3943 | 0 | 2.6736 | 35.6057 | 0 | 0 | 0
2713 | 91.1928 | 0 | 91.1928 | 55 | 4.7966 | 9.7967 | 10 | 11.5996 | 0 | 11.5996 | 0 | 0 | 0 | 0 | 0 | 0 | 0 | 0 | 0 | 0 | 69.7966 | 0 | 2.7358 | 35.2034 | 0 | 0 | 0
2714 | 91.7072 | 0 | 91.7072 | 55 | 6.6298 | 10.054 | 10 | 10.0235 | 0 | 10.0235 | 0 | 0 | 0 | 0 | 0 | 0 | 0 | 0 | 0 | 0 | 71.6298 | 0 | 2.7512 | 33.3702 | 0 | 0 | 0
2715 | 90.5357 | 0 | 90.5357 | 55 | 4.546 | 9.7615 | 10 | 11.2282 | 0 | 11.2282 | 0 | 0 | 0 | 0 | 0 | 0 | 0 | 0 | 0 | 0 | 69.546 | 0 | 2.7161 | 35.454 | 0 | 0 | 0
2716 | 89.8199 | 0 | 89.8199 | 55 | 5.1621 | 9.848 | 10 | 9.8098 | 0 | 9.8098 | 0 | 0 | 0 | 0 | 0 | 0 | 0 | 0 | 0 | 0 | 70.1621 | 0 | 2.6946 | 34.8379 | 0 | 0 | 0
2717 | 91.7596 | 0 | 91.7596 | 55 | 8.8629 | 10.3674 | 10 | 7.5293 | 0 | 7.5293 | 0 | 0 | 0 | 0 | 0 | 0 | 0 | 0 | 0 | 0 | 73.8629 | 0 | 2.7528 | 31.1371 | 0 | 0 | 0
2718 | 90.628 | 0 | 90.628 | 55 | 6.5595 | 10.0441 | 10 | 9.0244 | 0 | 9.0244 | 0 | 0 | 0 | 0 | 0 | 0 | 0 | 0 | 0 | 0 | 71.5595 | 0 | 2.7188 | 33.4405 | 0 | 0 | 0
2719 | 90.7452 | 0 | 90.7452 | 51.5306 | 2 | 8.9172 | 10 | 7.5106 | 10.7869 | 7.5106 | 10.7869 | 0 | 0 | 0 | 0 | 0 | 0 | 0 | 0 | 0 | 63.5306 | 0 | 2.7224 | 41.4694 | 0 | 0 | 0
2720 | 92.771 | 0 | 92.771 | 44.0887 | 2 | 7.8726 | 10 | 8.9874 | 19.8222 | 8.9874 | 19.8222 | 0 | 0 | 0 | 0 | 0 | 0 | 0 | 0 | 0 | 56.0887 | 0 | 2.7831 | 48.9113 | 0 | 0 | 0
2721 | 88.5684 | 0 | 88.5684 | 42.9 | 2 | 1.7631 | 4 | 6.7885 | 31.1169 | 6.7885 | 31.1169 | 0 | 0 | 0 | 0 | 0 | 0 | 0 | 0 | 0 | 48.9 | 0 | 2.6571 | 60.5727 | 0 | 0 | 0
2722 | 89.4807 | 0 | 89.4807 | 42.9 | 2 | 0 | 4 | 7.5843 | 33.6494 | 7.5843 | 33.6494 | 0 | 0 | 0.65296 | 0 | 0 | 0 | 0.65296 | 0 | 0.58766 | 48.9 | 0 | 2.6844 | 62.0384 | 0 | 0 | 0
2723 | 87.6787 | 0 | 87.6787 | 42.9 | 2 | 0 | 4 | 7.0699 | 45.0721 | 7.0699 | 45.0721 | 0 | 0 | 12 | 0 | 1.3634 | 0 | 13.3634 | 0 | 12.6446 | 48.9 | 0 | 2.6304 | 60.474 | 0 | 0 | 0
2724 | 87.6371 | 0 | 87.6371 | 42.9 | 2 | 0 | 4 | 6.669 | 40.0757 | 6.669 | 40.0757 | 0 | 0 | 8.0076 | 0 | 0 | 0 | 8.0076 | 0 | 19.8515 | 48.9 | 0 | 2.6291 | 62.2921 | 0 | 0 | 0
2725 | 89.5055 | 0 | 89.5055 | 42.9 | 2 | 7.1054e-15 | 4 | 8.1489 | 46.7901 | 8.1489 | 46.7901 | 0 | 0 | 12 | 0 | 2.3336 | 0 | 14.3336 | 0 | 32.803 | 48.9 | 0 | 2.6852 | 60.3546 | 0 | 0 | 0
2726 | 87.3943 | 0 | 87.3943 | 42.9 | 2 | 7.1054e-15 | 4 | 7.2415 | 34.0708 | 7.2415 | 34.0708 | 0 | 0 | 2.818 | 0 | 0 | 0 | 2.818 | 0 | 35.3392 | 48.9 | 0 | 2.6218 | 64.9144 | 0 | 0 | 0
2727 | 84.5537 | 0 | 84.5537 | 42.9 | 2 | 7.1054e-15 | 4 | 8.7894 | 28.2826 | 8.7894 | 28.2826 | 0 | 0 | 1.4182 | 0 | 0 | 0 | 1.4182 | 0 | 36.6156 | 48.9 | 0 | 2.5366 | 65.0867 | 0 | 0 | 0
2728 | 91.1507 | 0 | 91.1507 | 42.9 | 2 | 7.6216 | 9.4005 | 8.4018 | 20.8267 | 8.4018 | 20.8267 | 0 | 0 | 0 | 0 | 0 | 0 | 0 | 0 | 36.6156 | 54.3005 | 0 | 2.7345 | 65.8419 | 0 | 0 | 0
2729 | 93.7053 | 0 | 93.7053 | 44.3898 | 2 | 9.2265 | 10 | 7.5926 | 11.1517 | 7.5926 | 11.1517 | 0 | 0 | 0 | 9.3446 | 0 | 0 | 0 | 9.3446 | 26.2326 | 56.3898 | 0 | 2.8112 | 54.408 | 0 | 0 | 0
2730 | 100.8954 | 0 | 100.8954 | 53.9376 | 2 | 11.3804 | 10 | 8.435 | 5.5294e-15 | 8.435 | 5.5294e-15 | 0 | 0 | 0 | 12 | 0 | 3.1424 | 0 | 15.1424 | 9.4909 | 65.9376 | 0 | 3.0269 | 39.0624 | 0 | 0 | -1.4211e-14
2731 | 102.5084 | 0 | 102.5084 | 55 | 8.1685 | 11.4689 | 10 | 9.3292 | 0 | 9.3292 | 0 | 0 | 0 | 0 | 8.5418 | 0 | 0 | 0 | 8.5418 | -1.7764e-15 | 73.1685 | 0 | 3.0753 | 31.8315 | 0 | 0 | 0
2732 | 110.1114 | 0 | 110.1114 | 55 | 22.9369 | 12.3428 | 10 | 9.8316 | 0 | 9.8316 | 0 | 0 | 0 | 0 | -1.5987e-15 | 0 | 0 | 0 | -1.5987e-15 | 0 | 87.9369 | 0 | 3.3033 | 17.0631 | 0 | 0 | -1.4211e-14
2733 | 104.7251 | 0 | 104.7251 | 55 | 18.8655 | 11.7714 | 10 | 9.0882 | 0 | 9.0882 | 0 | 0 | 0 | 0 | 0 | 0 | 0 | 0 | 0 | 0 | 83.8655 | 0 | 3.1418 | 21.1345 | 0 | 0 | -1.4211e-14
2734 | 100.5146 | 0 | 100.5146 | 55 | 15.4329 | 11.2896 | 10 | 8.7921 | 0 | 8.7921 | 0 | 0 | 0 | 0 | 0 | 0 | 0 | 0 | 0 | 0 | 80.4329 | 0 | 3.0154 | 24.5671 | 0 | 0 | 0
2735 | 98.4285 | 0 | 98.4285 | 55 | 10.3707 | 10.5791 | 10 | 12.4787 | 0 | 12.4787 | 0 | 0 | 0 | 0 | 0 | 0 | 0 | 0 | 0 | 0 | 75.3707 | 0 | 2.9529 | 29.6293 | 0 | 0 | 0
2736 | 82.5806 | 0 | 82.5806 | 47.4787 | 2 | 8.3484 | 10 | 14.7535 | 0 | 14.7535 | 0 | 0 | 0 | 0 | 0 | 0 | 0 | 0 | 0 | 0 | 59.4787 | 0 | 2.4774 | 45.5213 | 0 | 0 | 0
2737 | 85.0304 | 0 | 85.0304 | 50.131 | 2 | 8.7207 | 10 | 14.1787 | 0 | 14.1787 | 0 | 0 | 0 | 0 | 0 | 0 | 0 | 0 | 0 | 0 | 62.131 | 0 | 2.5509 | 42.869 | 0 | 0 | 0
2738 | 84.7372 | 0 | 84.7372 | 50.4212 | 2 | 8.7615 | 10 | 13.5546 | 0 | 13.5546 | 0 | 0 | 0 | 0 | 0 | 0 | 0 | 0 | 0 | 0 | 62.4212 | 0 | 2.5421 | 42.5788 | 0 | 1.4211e-14 | 0
2739 | 86.2136 | 0 | 86.2136 | 51.6601 | 2 | 8.9353 | 10 | 13.6182 | 0 | 13.6182 | 0 | 0 | 0 | 0 | 0 | 0 | 0 | 0 | 0 | 0 | 63.6601 | 0 | 2.5864 | 41.3399 | 0 | 0 | 0
2740 | 86.5696 | 0 | 86.5696 | 51.0788 | 2 | 8.8538 | 10 | 14.6371 | 0 | 14.6371 | 0 | 0 | 0 | 0 | 0 | 0 | 0 | 0 | 0 | 0 | 63.0788 | 0 | 2.5971 | 41.9212 | 0 | 0 | 0
2741 | 86.887 | 0 | 86.887 | 52.1958 | 2 | 9.0105 | 10 | 13.6806 | 0 | 13.6806 | 0 | 0 | 0 | 0 | 0 | 0 | 0 | 0 | 0 | 0 | 64.1958 | 0 | 2.6066 | 40.8042 | 0 | 0 | 0
2742 | 86.0222 | 0 | 86.0222 | 53.4404 | 2 | 9.1852 | 10 | 11.3966 | 0 | 11.3966 | 0 | 0 | 0 | 0 | 0 | 0 | 0 | 0 | 0 | 0 | 65.4404 | 0 | 2.5807 | 39.5596 | 0 | 0 | 0
2743 | 87.7476 | 0 | 87.7476 | 45.1974 | 2 | 8.0282 | 10 | 11.8489 | 10.6732 | 11.8489 | 10.6732 | 0 | 0 | 0 | 0 | 0 | 0 | 0 | 0 | 0 | 57.1974 | 0 | 2.6324 | 47.8026 | 0 | 0 | 0
2744 | 85.8499 | 0 | 85.8499 | 42.9 | 2 | 6.8874 | 4.1695 | 11.9903 | 17.9026 | 11.9903 | 17.9026 | 0 | 0 | 0 | 0 | 0 | 0 | 0 | 0 | 0 | 49.0695 | 0 | 2.5755 | 55.9305 | 0 | 0 | 0
2745 | 87.7072 | 0 | 87.7072 | 42.9 | 2 | 7.1054e-15 | 4 | 11.4571 | 30.3227 | 11.4571 | 30.3227 | 0 | 0 | 2.9726 | 0 | 0 | 0 | 2.9726 | 0 | 2.6754 | 48.9 | 0 | 2.6312 | 61.7529 | 0 | 0 | 0
2746 | 86.4614 | 0 | 86.4614 | 42.9 | 2 | 1.4211e-14 | 4 | 10.5716 | 37.8543 | 10.5716 | 37.8543 | 0 | 0 | 10.8645 | 0 | 0 | 0 | 10.8645 | 0 | 12.4534 | 48.9 | 0 | 2.5938 | 60.7816 | 0 | 0 | 0
2747 | 86.9299 | 0 | 86.9299 | 42.9 | 2 | 7.1054e-15 | 4 | 11.4027 | 38.9807 | 11.4027 | 38.9807 | 0 | 0 | 12 | 0 | 0.35355 | 0 | 12.3535 | 0 | 23.5794 | 48.9 | 0 | 2.6079 | 60.5983 | 0 | 0 | 0
2748 | 83.0757 | 0 | 83.0757 | 42.9 | 2 | 0 | 4 | 12.0087 | 40.7101 | 12.0087 | 40.7101 | 0 | 0 | 12 | 0 | 6.5431 | 0 | 18.5431 | 0 | 40.4118 | 48.9 | 0 | 2.4923 | 59.8365 | 0 | 0 | 0
2749 | 83.4712 | 0 | 83.4712 | 42.9 | 2 | 0 | 4 | 11.4693 | 39.2316 | 11.4693 | 39.2316 | 0 | 0 | 12 | 0 | 4.1298 | 0 | 16.1298 | 0 | 55.0193 | 48.9 | 0 | 2.5041 | 60.1335 | 0 | 0 | 0
2750 | 83.8847 | 0 | 83.8847 | 42.9 | 2 | 0 | 4 | 10.5191 | 34.75 | 10.5191 | 34.75 | 0 | 0 | 3.4962 | 0 | 6.7882 | 0 | 10.2844 | 0 | 64.4243 | 48.9 | 0 | 2.5165 | 60.853 | 0 | 0 | 0
2751 | 80.0353 | 0 | 80.0353 | 42.9 | 2 | 7.1054e-15 | 4 | 11.6721 | 27.0072 | 11.6721 | 23.3417 | 0 | 3.6655 | 0 | 0 | 3.8784 | 0 | 3.8784 | 0 | 68 | 48.9 | 0 | 2.4011 | 73.1903 | 0 | 6.6613e-15 | 0
2752 | 87.0476 | 0 | 87.0476 | 42.9 | 2 | 4.69 | 4 | 10.8098 | 22.6478 | 10.8098 | 22.6478 | 0 | 0 | 0 | 0 | 0 | 0 | 0 | 0 | 68 | 48.9 | 0 | 2.6114 | 80.0061 | 0 | 0 | -1.4211e-14
2753 | 91.971 | 0 | 91.971 | 43.2749 | 2 | 8.7301 | 10 | 10.7908 | 10.252 | 10.7908 | 10.252 | 0 | 0 | 0 | 6.9232 | 0 | 0 | 0 | 6.9232 | 60.3076 | 55.2749 | 0 | 2.7591 | 64.8019 | 0 | 0 | 0
2754 | 94.1159 | 0 | 94.1159 | 42.9 | 2 | 10.0066 | 9.0883 | 12.8173 | 4.6621e-15 | 12.8173 | 4.6621e-15 | 0 | 0 | 0 | 12 | 0 | 5.3038 | 0 | 17.3038 | 41.2214 | 53.9883 | 0 | 2.8235 | 55.7079 | 0 | 0 | 0
2755 | 101.6309 | 0 | 101.6309 | 44.5534 | 2 | 11.0258 | 10 | 12.0517 | 0 | 12.0517 | 0 | 0 | 0 | 0 | 12 | 0 | 10 | 0 | 22 | 17.0416 | 56.5534 | 0 | 3.0489 | 48.4466 | 0 | 0 | 0
2756 | 104.5335 | 0 | 104.5335 | 53.0789 | 2 | 11.2589 | 10 | 13.0605 | 0 | 13.0605 | 0 | 0 | 0 | 0 | 12 | 0 | 3.1353 | 0 | 15.1353 | 0.30757 | 65.0789 | 0 | 3.136 | 39.9211 | 0 | 0 | 0
2757 | 99.9358 | 0 | 99.9358 | 55 | 9.3607 | 10.4761 | 10 | 14.8222 | 0 | 14.8222 | 0 | 0 | 0 | 0 | 0.27682 | 0 | 0 | 0 | 0.27682 | 0 | 74.3607 | 0 | 2.9981 | 30.6393 | 0 | 0 | 0
2758 | 97.0956 | 0 | 97.0956 | 55 | 8.238 | 10.2797 | 10 | 13.5779 | 0 | 13.5779 | 0 | 0 | 0 | 0 | 0 | 0 | 0 | 0 | 0 | 0 | 73.238 | 0 | 2.9129 | 31.762 | 0 | 0 | 0
2759 | 93.9975 | 0 | 93.9975 | 55 | 3.1238 | 9.5619 | 10 | 16.3117 | 0 | 16.3117 | 0 | 0 | 0 | 0 | 0 | 0 | 0 | 0 | 0 | 0 | 68.1238 | 0 | 2.8199 | 36.8762 | 0 | 0 | 0
2760 | 88.089 | 0 | 88.089 | 51.038 | 2 | 8.848 | 10 | 16.203 | 0 | 16.203 | 0 | 0 | 0 | 0 | 0 | 0 | 0 | 0 | 0 | 0 | 63.038 | 0 | 2.6427 | 41.962 | 0 | 0 | -1.4211e-14
2761 | 87.0099 | 0 | 87.0099 | 52.3032 | 2 | 9.0256 | 10 | 13.681 | 0 | 13.681 | 0 | 0 | 0 | 0 | 0 | 0 | 0 | 0 | 0 | 0 | 64.3032 | 0 | 2.6103 | 40.6968 | 0 | 0 | 0
2762 | 88.2007 | 0 | 88.2007 | 51.8112 | 2 | 8.9566 | 10 | 15.4329 | 0 | 15.4329 | 0 | 0 | 0 | 0 | 0 | 0 | 0 | 0 | 0 | 0 | 63.8112 | 0 | 2.646 | 41.1888 | 0 | 0 | 0
2763 | 88.6559 | 0 | 88.6559 | 52.6672 | 2 | 9.0767 | 10 | 14.912 | 0 | 14.912 | 0 | 0 | 0 | 0 | 0 | 0 | 0 | 0 | 0 | 0 | 64.6672 | 0 | 2.6597 | 40.3328 | 0 | 0 | 0
2764 | 90.6989 | 0 | 90.6989 | 52.0607 | 2 | 8.9916 | 10 | 17.6466 | 0 | 17.6466 | 0 | 0 | 0 | 0 | 0 | 0 | 0 | 0 | 0 | 0 | 64.0607 | 0 | 2.721 | 40.9393 | 0 | 0 | 0
2765 | 91.7333 | 0 | 91.7333 | 55 | 4.4132 | 9.7429 | 10 | 12.5772 | 0 | 12.5772 | 0 | 0 | 0 | 0 | 0 | 0 | 0 | 0 | 0 | 0 | 69.4132 | 0 | 2.752 | 35.5868 | 0 | 0 | 0
2766 | 90.8677 | 0 | 90.8677 | 54.6309 | 2 | 9.3523 | 10 | 14.8845 | 0 | 14.8845 | 0 | 0 | 0 | 0 | 0 | 0 | 0 | 0 | 0 | 0 | 66.6309 | 0 | 2.726 | 38.3691 | 0 | 0 | 0
2767 | 92.5254 | 0 | 92.5254 | 45.5549 | 2 | 8.0784 | 10 | 14.4933 | 12.3987 | 14.4933 | 12.3987 | 0 | 0 | 0 | 0 | 0 | 0 | 0 | 0 | 0 | 57.5549 | 0 | 2.7758 | 47.4451 | 0 | 0 | 0
2768 | 90.1395 | 0 | 90.1395 | 42.9 | 2 | 7.4529 | 8.1983 | 11.6972 | 17.8911 | 11.6972 | 17.8911 | 0 | 0 | 0 | 0 | 0 | 0 | 0 | 0 | 0 | 53.0983 | 0 | 2.7042 | 51.9017 | 0 | 1.4211e-14 | 0
2769 | 88.3279 | 0 | 88.3279 | 42.9 | 2 | 0 | 4 | 12.9384 | 29.8206 | 12.9384 | 29.8206 | 0 | 0 | 3.3312 | 0 | 0 | 0 | 3.3312 | 0 | 2.9981 | 48.9 | 0 | 2.6498 | 61.7088 | 0 | 0 | 0
2770 | 89.6768 | 0 | 89.6768 | 42.9 | 2 | 0 | 4 | 13.2662 | 40.5412 | 13.2662 | 40.5412 | 0 | 0 | 12 | 0 | 1.0306 | 0 | 13.0306 | 0 | 14.7483 | 48.9 | 0 | 2.6903 | 60.5149 | 0 | 0 | 0
2771 | 88.6624 | 0 | 88.6624 | 42.9 | 2 | 0 | 4 | 12.4904 | 46.1253 | 12.4904 | 46.1253 | 0 | 0 | 12 | 0 | 6.8533 | 0 | 18.8533 | 0 | 31.8667 | 48.9 | 0 | 2.6599 | 59.7983 | 0 | 0 | 0
2772 | 88.0418 | 0 | 88.0418 | 42.9 | 2 | 7.1054e-15 | 4 | 12.0195 | 43.158 | 12.0195 | 43.158 | 0 | 0 | 12 | 0 | 4.0358 | 0 | 16.0358 | 0 | 46.3875 | 48.9 | 0 | 2.6413 | 60.1451 | 0 | 0 | 0
2773 | 87.0447 | 0 | 87.0447 | 42.9 | 2 | 7.1054e-15 | 4 | 12.0009 | 45.3672 | 12.0009 | 45.3672 | 0 | 0 | 12 | 0 | 7.2234 | 0 | 19.2234 | 0 | 63.8472 | 48.9 | 0 | 2.6113 | 59.7527 | 0 | 0 | 0
2774 | 87.6452 | 0 | 87.6452 | 42.9 | 2 | 7.1054e-15 | 4 | 12.7666 | 37.8897 | 12.7666 | 30.5306 | 0 | 7.3591 | 2.0022 | 0 | 2.5499 | 0 | 4.5521 | 0 | 68 | 48.9 | 0 | 2.6294 | 60.6527 | 0 | 0 | -5.3291e-15
2775 | 86.7775 | 0 | 86.7775 | 42.9 | 2 | 0 | 4 | 12.6472 | 28.5393 | 12.6472 | 25.2303 | 0 | 3.309 | 0 | 0 | 0 | 0 | 0 | 0 | 68 | 48.9 | 0 | 2.6033 | 83.7115 | 0 | 0 | 0
2776 | 91.9907 | 0 | 91.9907 | 42.9 | 2 | 4.9158 | 4 | 14.325 | 23.8499 | 14.325 | 23.8499 | 0 | 0 | 0 | 0 | 0 | 0 | 0 | 0 | 68 | 48.9 | 0 | 2.7597 | 79.808 | 0 | 1.4211e-14 | 0
2777 | 93.1519 | 0 | 93.1519 | 42.9 | 2 | 8.7001 | 9.5504 | 12.1723 | 10.2955 | 12.1723 | 10.2955 | 0 | 0 | 0 | 7.5337 | 0 | 0 | 0 | 7.5337 | 59.6292 | 54.4504 | 0 | 2.7946 | 65.0159 | 0 | 0 | -1.4211e-14
2778 | 100.1641 | 0 | 100.1641 | 42.9 | 2 | 10.6543 | 9.0071 | 13.6027 | 5.7043e-15 | 13.6027 | 5.7043e-15 | 0 | 0 | 0 | 12 | 0 | 10 | 0 | 22 | 35.4494 | 53.9071 | 0 | 3.0049 | 51.0929 | 0 | 0 | 0
2779 | 102.116 | 0 | 102.116 | 43.7947 | 2 | 10.7002 | 10 | 15.1821 | 0 | 15.1821 | 0 | 0 | 0 | 0 | 12 | 0 | 8.4391 | 0 | 20.4391 | 12.9626 | 55.7947 | 0 | 3.0635 | 49.2053 | 0 | 0 | 0
2780 | 107.3013 | 0 | 107.3013 | 55 | 4.4328 | 11.3831 | 10 | 14.8191 | 0 | 14.8191 | 0 | 0 | 0 | 0 | 11.6663 | 0 | 0 | 0 | 11.6663 | 0 | 69.4328 | 0 | 3.219 | 35.5672 | 0 | 0 | -1.4211e-14
2781 | 104.4862 | 0 | 104.4862 | 55 | 13.301 | 10.9903 | 10 | 15.1948 | 0 | 15.1948 | 0 | 0 | 0 | 0 | 0 | 0 | 0 | 0 | 0 | 0 | 78.301 | 0 | 3.1346 | 26.699 | 0 | 0 | 0
2782 | 102.5259 | 0 | 102.5259 | 55 | 11.8586 | 10.7879 | 10 | 14.8794 | 0 | 14.8794 | 0 | 0 | 0 | 0 | 0 | 0 | 0 | 0 | 0 | 0 | 76.8586 | 0 | 3.0758 | 28.1414 | 0 | 1.4211e-14 | 0
2783 | 98.5521 | 0 | 98.5521 | 55 | 8.7279 | 10.3485 | 10 | 14.4757 | 0 | 14.4757 | 0 | 0 | 0 | 0 | 0 | 0 | 0 | 0 | 0 | 0 | 73.7279 | 0 | 2.9566 | 31.2721 | 0 | 0 | 0
2784 | 87.9921 | 0 | 87.9921 | 50.6714 | 2 | 8.7966 | 10 | 16.5241 | 0 | 16.5241 | 0 | 0 | 0 | 0 | 0 | 0 | 0 | 0 | 0 | 0 | 62.6714 | 0 | 2.6398 | 42.3286 | 0 | 0 | 0
2785 | 87.9455 | 0 | 87.9455 | 51.6158 | 2 | 8.9291 | 10 | 15.4006 | 0 | 15.4006 | 0 | 0 | 0 | 0 | 0 | 0 | 0 | 0 | 0 | 0 | 63.6158 | 0 | 2.6384 | 41.3842 | 0 | 0 | 0
2786 | 86.2933 | 0 | 86.2933 | 49.9833 | 2 | 8.7 | 10 | 15.61 | 0 | 15.61 | 0 | 0 | 0 | 0 | 0 | 0 | 0 | 0 | 0 | 0 | 61.9833 | 0 | 2.5888 | 43.0167 | 0 | 0 | 0
2787 | 86.3636 | 0 | 86.3636 | 47.9209 | 2 | 8.4105 | 10 | 18.0322 | 0 | 18.0322 | 0 | 0 | 0 | 0 | 0 | 0 | 0 | 0 | 0 | 0 | 59.9209 | 0 | 2.5909 | 45.0791 | 0 | 0 | 0
2788 | 89.2281 | 0 | 89.2281 | 50.8122 | 2 | 8.8163 | 10 | 17.5996 | 0 | 17.5996 | 0 | 0 | 0 | 0 | 0 | 0 | 0 | 0 | 0 | 0 | 62.8122 | 0 | 2.6768 | 42.1878 | 0 | 0 | 0
2789 | 88.213 | 0 | 88.213 | 52.4185 | 2 | 9.0418 | 10 | 14.7528 | 0 | 14.7528 | 0 | 0 | 0 | 0 | 0 | 0 | 0 | 0 | 0 | 0 | 64.4185 | 0 | 2.6464 | 40.5815 | 0 | 0 | 0
2790 | 89.0059 | 0 | 89.0059 | 53.4192 | 2 | 9.1823 | 10 | 14.4045 | 0 | 14.4045 | 0 | 0 | 0 | 0 | 0 | 0 | 0 | 0 | 0 | 0 | 65.4192 | 0 | 2.6702 | 39.5808 | 0 | 0 | 0
2791 | 88.9712 | 0 | 88.9712 | 44.1055 | 2 | 7.875 | 10 | 13.7905 | 11.2002 | 13.7905 | 11.2002 | 0 | 0 | 0 | 0 | 0 | 0 | 0 | 0 | 0 | 56.1055 | 0 | 2.6691 | 48.8945 | 0 | 0 | 0
2792 | 88.1323 | 0 | 88.1323 | 42.9 | 2 | 2.2403 | 4 | 15.732 | 21.2599 | 15.732 | 21.2599 | 0 | 0 | 0 | 0 | 0 | 0 | 0 | 0 | 0 | 48.9 | 0 | 2.644 | 60.1543 | 0 | 0 | 0
2793 | 89.2729 | 0 | 89.2729 | 42.9 | 2 | 7.1054e-15 | 4 | 14.2296 | 29.7715 | 14.2296 | 29.7715 | 0 | 0 | 3.6281 | 0 | 0 | 0 | 3.6281 | 0 | 3.2653 | 48.9 | 0 | 2.6782 | 61.6723 | 0 | 0 | 0
2794 | 88.0605 | 0 | 88.0605 | 42.9 | 2 | 0 | 4 | 13.6532 | 35.9914 | 13.6532 | 35.9914 | 0 | 0 | 10.4841 | 0 | 0 | 0 | 10.4841 | 0 | 12.701 | 48.9 | 0 | 2.6418 | 60.8284 | 0 | 0 | 0
2795 | 88.0893 | 0 | 88.0893 | 42.9 | 2 | 0 | 4 | 14.6302 | 42.1151 | 14.6302 | 42.1151 | 0 | 0 | 12 | 0 | 5.556 | 0 | 17.556 | 0 | 28.6234 | 48.9 | 0 | 2.6427 | 59.9579 | 0 | 0 | 0
2796 | 85.2678 | 0 | 85.2678 | 42.9 | 2 | 0 | 4 | 13.0721 | 44.9716 | 13.0721 | 44.9716 | 0 | 0 | 12 | 0 | 9.6759 | 0 | 21.6759 | 0 | 48.3442 | 48.9 | 0 | 2.558 | 59.4509 | 0 | 0 | 0
2797 | 86.6443 | 0 | 86.6443 | 42.9 | 2 | 0 | 4 | 14.9109 | 39.0128 | 14.9109 | 39.0128 | 0 | 0 | 12 | 0 | 4.1795 | 0 | 16.1795 | 0 | 62.9975 | 48.9 | 0 | 2.5993 | 60.1274 | 0 | 0 | 0
2798 | 83.4405 | 0 | 83.4405 | 42.9 | 2 | 0 | 4 | 14.0361 | 35.798 | 14.0361 | 26.007 | 0 | 9.791 | 3.2211 | 0 | 2.2816 | 0 | 5.5027 | 0 | 68 | 48.9 | 0 | 2.5032 | 60.2364 | 0 | 1.0658e-14 | 0
2799 | 81.5126 | 0 | 81.5126 | 42.9 | 2 | 7.1054e-15 | 4 | 14.8099 | 30.4798 | 14.8099 | 17.8027 | 0 | 12.6771 | 0 | 0 | 0 | 0 | 0 | 0 | 68 | 48.9 | 0 | 2.4454 | 82.5585 | 0 | 0 | 0
2800 | 89.894 | 0 | 89.894 | 42.9 | 2 | 6.3914 | 4 | 13.9765 | 20.626 | 13.9765 | 20.626 | 0 | 0 | 0 | 0 | 0 | 0 | 0 | 0 | 68 | 48.9 | 0 | 2.6968 | 78.5141 | 0 | 0 | 0
2801 | 91.4647 | 0 | 91.4647 | 42.9 | 2 | 8.2425 | 8.2834 | 13.5721 | 10.9259 | 13.5721 | 10.9259 | 0 | 0 | 0 | 5.5407 | 0 | 0 | 0 | 5.5407 | 61.8437 | 53.1834 | 0 | 2.7439 | 68.2759 | 0 | 1.4211e-14 | 0
2802 | 97.6332 | 0 | 97.6332 | 42.9 | 2 | 10.1409 | 6.3139 | 15.2432 | 5.0757e-15 | 15.2432 | 5.0757e-15 | 0 | 0 | 0 | 12 | 0 | 9.0352 | 0 | 21.0352 | 38.7103 | 51.2139 | 0 | 2.929 | 54.7509 | 0 | 0 | -1.4211e-14
2803 | 102.9842 | 0 | 102.9842 | 42.9 | 2 | 10.6281 | 9.4163 | 16.636 | 0 | 16.636 | 0 | 0 | 0 | 0 | 12 | 0 | 9.4039 | 0 | 21.4039 | 15.177 | 54.3163 | 0 | 3.0895 | 50.6837 | 0 | 1.4211e-14 | 0
2804 | 104.9397 | 0 | 104.9397 | 54.5855 | 2 | 11.0303 | 10 | 15.3239 | 0 | 15.3239 | 0 | 0 | 0 | 0 | 12 | 0 | 0 | 0 | 12 | 1.8437 | 66.5855 | 0 | 3.1482 | 38.4145 | 0 | 0 | 0
2805 | 103.1819 | 0 | 103.1819 | 55 | 10.1594 | 10.7823 | 10 | 15.5809 | 0 | 15.5809 | 0 | 0 | 0 | 0 | 1.6593 | 0 | 0 | 0 | 1.6593 | 0 | 75.1594 | 0 | 3.0955 | 29.8406 | 0 | 0 | 0
2806 | 97.2574 | 0 | 97.2574 | 55 | 6.0312 | 9.97 | 10 | 16.2562 | 0 | 16.2562 | 0 | 0 | 0 | 0 | 0 | 0 | 0 | 0 | 0 | 0 | 71.0312 | 0 | 2.9177 | 33.9688 | 0 | 0 | 0
2807 | 92.5644 | 0 | 92.5644 | 53.8086 | 2 | 9.2369 | 10 | 17.5189 | 0 | 17.5189 | 0 | 0 | 0 | 0 | 0 | 0 | 0 | 0 | 0 | 0 | 65.8086 | 0 | 2.7769 | 39.1914 | 0 | 0 | 0
2808 | 85.9807 | 0 | 85.9807 | 49.6052 | 2 | 8.6469 | 10 | 15.7286 | 0 | 15.7286 | 0 | 0 | 0 | 0 | 0 | 0 | 0 | 0 | 0 | 0 | 61.6052 | 0 | 2.5794 | 43.3948 | 0 | 0 | 0
2809 | 89.0778 | 0 | 89.0778 | 52.1767 | 2 | 9.0079 | 10 | 15.8932 | 0 | 15.8932 | 0 | 0 | 0 | 0 | 0 | 0 | 0 | 0 | 0 | 0 | 64.1767 | 0 | 2.6723 | 40.8233 | 0 | 0 | 0
2810 | 91.0747 | 0 | 91.0747 | 54.1068 | 2 | 9.2788 | 10 | 15.6891 | 0 | 15.6891 | 0 | 0 | 0 | 0 | 0 | 0 | 0 | 0 | 0 | 0 | 66.1068 | 0 | 2.7322 | 38.8932 | 0 | 0 | 0
2811 | 87.7271 | 0 | 87.7271 | 50.8396 | 2 | 8.8202 | 10 | 16.0674 | 0 | 16.0674 | 0 | 0 | 0 | 0 | 0 | 0 | 0 | 0 | 0 | 0 | 62.8396 | 0 | 2.6318 | 42.1604 | 0 | 0 | 0
2812 | 90.9902 | 0 | 90.9902 | 55 | 2.3372 | 9.4515 | 10 | 14.2015 | 0 | 14.2015 | 0 | 0 | 0 | 0 | 0 | 0 | 0 | 0 | 0 | 0 | 67.3372 | 0 | 2.7297 | 37.6628 | 0 | 0 | 0
2813 | 88.4822 | 0 | 88.4822 | 52.5451 | 2 | 9.0596 | 10 | 14.8776 | 0 | 14.8776 | 0 | 0 | 0 | 0 | 0 | 0 | 0 | 0 | 0 | 0 | 64.5451 | 0 | 2.6545 | 40.4549 | 0 | 0 | 0
2814 | 92.2263 | 0 | 92.2263 | 55 | 2.5925 | 9.4873 | 10 | 15.1465 | 0 | 15.1465 | 0 | 0 | 0 | 0 | 0 | 0 | 0 | 0 | 0 | 0 | 67.5925 | 0 | 2.7668 | 37.4075 | 0 | 0 | 0
2815 | 92.7285 | 0 | 92.7285 | 45.6925 | 2 | 8.0977 | 10 | 14.8147 | 12.1237 | 14.8147 | 12.1237 | 0 | 0 | 0 | 0 | 0 | 0 | 0 | 0 | 0 | 57.6925 | 0 | 2.7819 | 47.3075 | 0 | 0 | 0
2816 | 88.2506 | 0 | 88.2506 | 42.9 | 2 | 0.028135 | 4 | 13.7643 | 25.5581 | 13.7643 | 25.5581 | 0 | 0 | 0 | 0 | 0 | 0 | 0 | 0 | 0 | 48.9 | 0 | 2.6475 | 62.0941 | 0 | 0 | 0
2817 | 90.1164 | 0 | 90.1164 | 42.9 | 2 | 0 | 4 | 12.7368 | 38.6458 | 12.7368 | 38.6458 | 0 | 0 | 10.1662 | 0 | 0 | 0 | 10.1662 | 0 | 9.1495 | 48.9 | 0 | 2.7035 | 60.8675 | 0 | 0 | 0
2818 | 87.7649 | 0 | 87.7649 | 42.9 | 2 | 0 | 4 | 12.972 | 38.9956 | 12.972 | 38.9956 | 0 | 0 | 12 | 0 | 1.1027 | 0 | 13.1027 | 0 | 20.9662 | 48.9 | 0 | 2.6329 | 60.5061 | 0 | 0 | 0
2819 | 88.8161 | 0 | 88.8161 | 42.9 | 2 | 0 | 4 | 12.6822 | 48.6383 | 12.6822 | 48.6383 | 0 | 0 | 12 | 0 | 9.4043 | 0 | 21.4043 | 0 | 40.4366 | 48.9 | 0 | 2.6645 | 59.4843 | 0 | 0 | 0
2820 | 87.5147 | 0 | 87.5147 | 42.9 | 2 | 1.4211e-14 | 4 | 13.2912 | 47.8812 | 13.2912 | 47.3235 | 0 | 0.55767 | 12 | 0 | 10 | 0 | 22 | 0 | 60.4561 | 48.9 | 0 | 2.6254 | 59.3423 | 0 | 0 | 0
2821 | 88.8271 | 0 | 88.8271 | 42.9 | 2 | 0 | 4 | 13.113 | 46.3254 | 13.113 | 35.1673 | 0 | 11.1582 | 7.1672 | 0 | 1.186 | 0 | 8.3532 | 0 | 68 | 48.9 | 0 | 2.6648 | 59.7173 | 0 | 0 | 0
2822 | 87.047 | 0 | 87.047 | 42.9 | 2 | 0 | 4 | 15.1123 | 46.1387 | 15.1123 | 23.0347 | 0 | 23.104 | 0 | 0 | 0 | 0 | 0 | 0 | 68 | 48.9 | 0 | 2.6114 | 81.2751 | 0 | 0 | 0
2823 | 86.881 | 0 | 86.881 | 42.9 | 2 | 0 | 4 | 13.474 | 34.3874 | 13.474 | 24.507 | 0 | 9.8804 | 0 | 0 | 0 | 0 | 0 | 0 | 68 | 48.9 | 0 | 2.6064 | 82.9027 | 0 | 1.4211e-14 | 0
2824 | 88.3287 | 0 | 88.3287 | 42.9 | 2 | 1.1084 | 4 | 13.65 | 24.6702 | 13.65 | 24.6702 | 0 | 0 | 0 | 0 | 0 | 0 | 0 | 0 | 68 | 48.9 | 0 | 2.6499 | 83.1468 | 0 | 0 | 0
2825 | 93.77 | 0 | 93.77 | 42.9 | 2 | 8.0323 | 7.4916 | 14.8421 | 13.6694 | 14.8421 | 13.6694 | 0 | 0 | 0 | 4.8346 | 0 | 0 | 0 | 4.8346 | 62.6283 | 52.3916 | 0 | 2.8131 | 69.7738 | 0 | 0 | 0
2826 | 99.937 | 0 | 99.937 | 42.9 | 2 | 10.5833 | 8.5013 | 13.9524 | 6.7137e-15 | 13.9524 | 6.7137e-15 | 0 | 0 | 0 | 12 | 0 | 10 | 0 | 22 | 38.4484 | 53.4013 | 0 | 2.9981 | 51.5987 | 0 | 0 | 0
2827 | 103.6319 | 0 | 103.6319 | 43.6144 | 2 | 10.6749 | 10 | 16.9035 | 0 | 16.9035 | 0 | 0 | 0 | 0 | 12 | 0 | 8.4391 | 0 | 20.4391 | 15.9616 | 55.6144 | 0 | 3.109 | 49.3856 | 0 | 1.4211e-14 | 0
2828 | 106.4371 | 0 | 106.4371 | 55 | 3.0358 | 11.2338 | 10 | 15.1675 | 0 | 15.1675 | 0 | 0 | 0 | 0 | 12 | 0 | 0 | 0 | 12 | 2.6283 | 68.0358 | 0 | 3.1931 | 36.9642 | 0 | 0 | 0
2829 | 102.8314 | 0 | 102.8314 | 55 | 9.2589 | 10.755 | 10 | 15.452 | 0 | 15.452 | 0 | 0 | 0 | 0 | 2.3654 | 0 | 0 | 0 | 2.3654 | -4.4409e-16 | 74.2589 | 0 | 3.0849 | 30.7411 | 0 | 0 | 0
2830 | 99.7085 | 0 | 99.7085 | 55 | 8.1806 | 10.2717 | 10 | 16.2562 | 0 | 16.2562 | 0 | 0 | 0 | 0 | -3.9968e-16 | 0 | 0 | 0 | -3.9968e-16 | 0 | 73.1806 | 0 | 2.9913 | 31.8194 | 0 | 0 | 0
2831 | 94.8745 | 0 | 94.8745 | 55 | 4.5385 | 9.7604 | 10 | 15.5755 | 0 | 15.5755 | 0 | 0 | 0 | 0 | 0 | 0 | 0 | 0 | 0 | 0 | 69.5385 | 0 | 2.8462 | 35.4615 | 0 | 0 | 0
2832 | 87.4129 | 0 | 87.4129 | 50.3573 | 2 | 8.7525 | 10 | 16.3032 | 0 | 16.3032 | 0 | 0 | 0 | 0 | 0 | 0 | 0 | 0 | 0 | 0 | 62.3573 | 0 | 2.6224 | 42.6427 | 0 | 0 | 0
2833 | 86.7639 | 0 | 86.7639 | 49.2543 | 2 | 8.5977 | 10 | 16.912 | 0 | 16.912 | 0 | 0 | 0 | 0 | 0 | 0 | 0 | 0 | 0 | 0 | 61.2543 | 0 | 2.6029 | 43.7457 | 0 | 0 | 0
2834 | 86.5073 | 0 | 86.5073 | 49.0851 | 2 | 8.5739 | 10 | 16.8483 | 0 | 16.8483 | 0 | 0 | 0 | 0 | 0 | 0 | 0 | 0 | 0 | 0 | 61.0851 | 0 | 2.5952 | 43.9149 | 0 | 0 | 0
2835 | 86.9762 | 0 | 86.9762 | 49.2199 | 2 | 8.5928 | 10 | 17.1634 | 0 | 17.1634 | 0 | 0 | 0 | 0 | 0 | 0 | 0 | 0 | 0 | 0 | 61.2199 | 0 | 2.6093 | 43.7801 | 0 | 0 | 0
2836 | 88.6028 | 0 | 88.6028 | 50.0608 | 2 | 8.7109 | 10 | 17.8312 | 0 | 17.8312 | 0 | 0 | 0 | 0 | 0 | 0 | 0 | 0 | 0 | 0 | 62.0608 | 0 | 2.6581 | 42.9392 | 0 | 0 | 0
2837 | 87.7226 | 0 | 87.7226 | 50.9299 | 2 | 8.8329 | 10 | 15.9598 | 0 | 15.9598 | 0 | 0 | 0 | 0 | 0 | 0 | 0 | 0 | 0 | 0 | 62.9299 | 0 | 2.6317 | 42.0701 | 0 | 0 | 0
2838 | 88.9804 | 0 | 88.9804 | 51.1337 | 2 | 8.8615 | 10 | 16.9853 | 0 | 16.9853 | 0 | 0 | 0 | 0 | 0 | 0 | 0 | 0 | 0 | 0 | 63.1337 | 0 | 2.6694 | 41.8663 | 0 | 0 | 0
2839 | 90.125 | 0 | 90.125 | 44.1134 | 2 | 7.8761 | 10 | 14.0732 | 12.0623 | 14.0732 | 12.0623 | 0 | 0 | 0 | 0 | 0 | 0 | 0 | 0 | 0 | 56.1134 | 0 | 2.7038 | 48.8866 | 0 | 0 | 0
2840 | 90.5863 | 0 | 90.5863 | 42.9 | 2 | 1.5513 | 4 | 15.4966 | 24.6384 | 15.4966 | 24.6384 | 0 | 0 | 0 | 0 | 0 | 0 | 0 | 0 | 0 | 48.9 | 0 | 2.7176 | 60.7584 | 0 | 0 | 0
2841 | 90.0835 | 0 | 90.0835 | 42.9 | 2 | 7.1054e-15 | 4 | 13.3438 | 35.6435 | 13.3438 | 35.6435 | 0 | 0 | 7.8038 | 0 | 0 | 0 | 7.8038 | 0 | 7.0234 | 48.9 | 0 | 2.7025 | 61.1583 | 0 | 0 | 0
2842 | 87.2049 | 0 | 87.2049 | 42.9 | 2 | 1.4211e-14 | 4 | 14.8423 | 36.7717 | 14.8423 | 36.7717 | 0 | 0 | 12 | 0 | 1.3092 | 0 | 13.3092 | 0 | 19.0304 | 48.9 | 0 | 2.6161 | 60.4807 | 0 | 0 | 0
2843 | 85.594 | 0 | 85.594 | 42.9 | 2 | 7.1054e-15 | 4 | 14.7988 | 44.2409 | 14.7988 | 43.8952 | 0 | 0.34572 | 12 | 0 | 10 | 0 | 22 | 0 | 39.0499 | 48.9 | 0 | 2.5678 | 59.3684 | 0 | 0 | 0
2844 | 88.2317 | 0 | 88.2317 | 42.9 | 2 | 0 | 4 | 14.0466 | 49.2683 | 14.0466 | 47.2851 | 0 | 1.9832 | 12 | 0 | 10 | 0 | 22 | 0 | 59.0695 | 48.9 | 0 | 2.647 | 59.1669 | 0 | 0 | -1.4211e-14
2845 | 84.7135 | 0 | 84.7135 | 42.9 | 2 | 0 | 4 | 14.2035 | 50.2906 | 14.2035 | 31.5234 | 0 | 18.7672 | 9.5295 | 0 | 0.38388 | 0 | 9.9134 | 0 | 68 | 48.9 | 0 | 2.5414 | 58.5887 | 0 | 5.3291e-15 | 0
2846 | 85.7729 | 0 | 85.7729 | 42.9 | 2 | 0 | 4 | 14.6986 | 38.8807 | 14.6986 | 22.1743 | 0 | 16.7064 | 0 | 0 | 0 | 0 | 0 | 0 | 68 | 48.9 | 0 | 2.5732 | 82.0625 | 0 | 0 | -1.4211e-14
2847 | 83.2816 | 0 | 83.2816 | 42.9 | 2 | 1.4211e-14 | 4 | 15.2413 | 34.7966 | 15.2413 | 19.1404 | 0 | 15.6562 | 0 | 0 | 0 | 0 | 0 | 0 | 68 | 48.9 | 0 | 2.4984 | 82.1918 | 0 | 0 | 0
2848 | 88.1513 | 0 | 88.1513 | 42.9 | 2 | 7.1054e-15 | 4 | 14.7571 | 25.8111 | 14.7571 | 24.4942 | 0 | 1.3169 | 0 | 0 | 0 | 0 | 0 | 0 | 68 | 48.9 | 0 | 2.6445 | 83.9567 | 0 | 0 | 0
2849 | 94.2397 | 0 | 94.2397 | 42.9 | 2 | 8.1891 | 7.6945 | 15.0551 | 12.6518 | 15.0551 | 12.6518 | 0 | 0 | 0 | 5.7491 | 0 | 0 | 0 | 5.7491 | 61.6121 | 52.5945 | 0 | 2.8272 | 68.6563 | 0 | 0 | 0
2850 | 97.1914 | 0 | 97.1914 | 42.9 | 2 | 10.188 | 5.7332 | 14.4187 | 5.9802e-15 | 14.4187 | 5.9802e-15 | 0 | 0 | 0 | 12 | 0 | 9.9516 | 0 | 21.9516 | 37.4848 | 50.6332 | 0 | 2.9157 | 54.4153 | 0 | 0 | 0
2851 | 103.6556 | 0 | 103.6556 | 43.5328 | 2 | 10.6702 | 10 | 16.965 | 0 | 16.965 | 0 | 0 | 0 | 0 | 12 | 0 | 8.4875 | 0 | 20.4875 | 14.9454 | 55.5328 | 0 | 3.1097 | 49.4672 | 0 | 0 | 0
2852 | 106.6713 | 0 | 106.6713 | 53.9966 | 2 | 10.9476 | 10 | 17.7271 | 0 | 17.7271 | 0 | 0 | 0 | 0 | 12 | 0 | 0 | 0 | 12 | 1.6121 | 65.9966 | 0 | 3.2001 | 39.0034 | 0 | 0 | 0
2853 | 101.8891 | 0 | 101.8891 | 55 | 7.3433 | 10.3578 | 10 | 17.7372 | 0 | 17.7372 | 0 | 0 | 0 | 0 | 1.4509 | 0 | 0 | 0 | 1.4509 | 0 | 72.3433 | 0 | 3.0567 | 32.6567 | 0 | 0 | 0
2854 | 99.5809 | 0 | 99.5809 | 55 | 7.9244 | 10.2357 | 10 | 16.4208 | 0 | 16.4208 | 0 | 0 | 0 | 0 | 0 | 0 | 0 | 0 | 0 | 0 | 72.9244 | 0 | 2.9874 | 32.0756 | 0 | 0 | 0
2855 | 96.937 | 0 | 96.937 | 55 | 4.7836 | 9.7948 | 10 | 17.3586 | 0 | 17.3586 | 0 | 0 | 0 | 0 | 0 | 0 | 0 | 0 | 0 | 0 | 69.7836 | 0 | 2.9081 | 35.2164 | 0 | 0 | 0
2856 | 86.4405 | 0 | 86.4405 | 52.3429 | 2 | 9.0312 | 10 | 13.0663 | 0 | 13.0663 | 0 | 0 | 0 | 0 | 0 | 0 | 0 | 0 | 0 | 0 | 64.3429 | 0 | 2.5932 | 40.6571 | 0 | 0 | 0
2857 | 84.2069 | 0 | 84.2069 | 50.9254 | 2 | 8.8322 | 10 | 12.4493 | 0 | 12.4493 | 0 | 0 | 0 | 0 | 0 | 0 | 0 | 0 | 0 | 0 | 62.9254 | 0 | 2.5262 | 42.0746 | 0 | 0 | 0
2858 | 85.9065 | 0 | 85.9065 | 51.12 | 2 | 8.8595 | 10 | 13.927 | 0 | 13.927 | 0 | 0 | 0 | 0 | 0 | 0 | 0 | 0 | 0 | 0 | 63.12 | 0 | 2.5772 | 41.88 | 0 | 0 | 0
2859 | 86.8909 | 0 | 86.8909 | 53.5865 | 2 | 9.2057 | 10 | 12.0986 | 0 | 12.0986 | 0 | 0 | 0 | 0 | 0 | 0 | 0 | 0 | 0 | 0 | 65.5865 | 0 | 2.6067 | 39.4135 | 0 | 0 | 0
2860 | 88.9685 | 0 | 88.9685 | 55 | 3.405 | 9.6013 | 10 | 10.9622 | 0 | 10.9622 | 0 | 0 | 0 | 0 | 0 | 0 | 0 | 0 | 0 | 0 | 68.405 | 0 | 2.6691 | 36.595 | 0 | 0 | 0
2861 | 89.4754 | 0 | 89.4754 | 55 | 3.8016 | 9.657 | 10 | 11.0168 | 0 | 11.0168 | 0 | 0 | 0 | 0 | 0 | 0 | 0 | 0 | 0 | 0 | 68.8016 | 0 | 2.6843 | 36.1984 | 0 | 0 | 0
2862 | 86.7807 | 0 | 86.7807 | 53.4437 | 2 | 9.1857 | 10 | 12.1513 | 0 | 12.1513 | 0 | 0 | 0 | 0 | 0 | 0 | 0 | 0 | 0 | 0 | 65.4437 | 0 | 2.6034 | 39.5563 | 0 | 0 | 0
2863 | 88.0626 | 0 | 88.0626 | 43.8622 | 2 | 7.8408 | 10 | 10.5905 | 13.7691 | 10.5905 | 13.7691 | 0 | 0 | 0 | 0 | 0 | 0 | 0 | 0 | 0 | 55.8622 | 0 | 2.6419 | 49.1378 | 0 | 0 | 0
2864 | 86.22 | 0 | 86.22 | 42.9 | 2 | 0.022915 | 4 | 10.4813 | 26.8157 | 10.4813 | 26.8157 | 0 | 0 | 0 | 0 | 0 | 0 | 0 | 0 | 0 | 48.9 | 0 | 2.5866 | 62.0987 | 0 | 0 | 0
2865 | 85.6996 | 0 | 85.6996 | 42.9 | 2 | 7.1054e-15 | 4 | 9.5301 | 38.1045 | 9.5301 | 38.1045 | 0 | 0 | 10.8349 | 0 | 0 | 0 | 10.8349 | 0 | 9.7514 | 48.9 | 0 | 2.571 | 60.7852 | 0 | 1.4211e-14 | 0
2866 | 86.8798 | 0 | 86.8798 | 42.9 | 2 | 0 | 4 | 9.1715 | 48.4796 | 9.1715 | 48.4796 | 0 | 0 | 12 | 0 | 7.6713 | 0 | 19.6713 | 0 | 27.624 | 48.9 | 0 | 2.6064 | 59.6976 | 0 | 0 | 0
2867 | 84.3159 | 0 | 84.3159 | 42.9 | 2 | 0 | 4 | 9.7071 | 51.9618 | 9.7071 | 47.7088 | 0 | 4.253 | 12 | 0 | 10 | 0 | 22 | 0 | 47.6435 | 48.9 | 0 | 2.5295 | 58.8875 | 0 | 1.4211e-14 | 0
2868 | 86.2482 | 0 | 86.2482 | 42.9 | 2 | 0 | 4 | 10.837 | 55 | 10.837 | 42.5329 | 0 | 12.4671 | 12 | 0 | 4.0218 | 0 | 16.0218 | 0 | 62.1514 | 48.9 | 0 | 2.5874 | 58.6123 | 0 | 0 | -7.1054e-15
2869 | 84.3144 | 0 | 84.3144 | 42.9 | 2 | 0 | 4 | 9.67 | 48.6012 | 9.67 | 32.2428 | 0 | 16.3585 | 6.4984 | 0 | 0 | 0 | 6.4984 | 0 | 68 | 48.9 | 0 | 2.5294 | 69.3055 | 0 | 1.7764e-15 | 0
2870 | 83.4757 | 0 | 83.4757 | 42.9 | 2 | 7.1054e-15 | 4 | 10.1098 | 42.9568 | 10.1098 | 24.4659 | 0 | 18.4909 | 0 | 0 | 0 | 0 | 0 | 0 | 68 | 48.9 | 0 | 2.5043 | 81.8429 | 0 | 0 | 0
2871 | 81.4671 | 0 | 81.4671 | 42.9 | 2 | 0 | 4 | 9.4352 | 37.4532 | 9.4352 | 23.1319 | 0 | 14.3213 | 0 | 0 | 0 | 0 | 0 | 0 | 68 | 48.9 | 0 | 2.444 | 82.3561 | 0 | 1.4211e-14 | 0
2872 | 86.98 | 0 | 86.98 | 42.9 | 2 | 1.0704 | 4 | 11.4912 | 25.5184 | 11.4912 | 25.5184 | 0 | 0 | 0 | 0 | 0 | 0 | 0 | 0 | 68 | 48.9 | 0 | 2.6094 | 83.1801 | 0 | 0 | 0
2873 | 91.064 | 0 | 91.064 | 43.5667 | 2 | 8.3 | 10 | 9.7611 | 13.8695 | 9.7611 | 13.8695 | 0 | 0 | 0 | 3.5668 | 0 | 0 | 0 | 3.5668 | 64.0369 | 55.5667 | 0 | 2.7319 | 67.8666 | 0 | 1.4211e-14 | 0
2874 | 95.6458 | 0 | 95.6458 | 42.9 | 2 | 10.4518 | 8.559 | 10.73 | 6.2951e-15 | 10.73 | 6.2951e-15 | 0 | 0 | 0 | 12 | 0 | 9.005 | 0 | 21.005 | 40.9363 | 53.459 | 0 | 2.8694 | 52.536 | 0 | 0 | 0
2875 | 99.485 | 0 | 99.485 | 43.8844 | 2 | 10.8524 | 10 | 11.314 | 0 | 11.314 | 0 | 0 | 0 | 0 | 12 | 0 | 9.4341 | 0 | 21.4341 | 17.3703 | 55.8844 | 0 | 2.9845 | 49.1156 | 0 | 0 | 0
2876 | 108.0177 | 0 | 108.0177 | 55 | 7.0833 | 11.802 | 10 | 12.1324 | 0 | 12.1324 | 0 | 0 | 0 | 0 | 12 | 0 | 0 | 0 | 12 | 4.0369 | 72.0833 | 0 | 3.2405 | 32.9167 | 0 | 0 | 0
2877 | 102.3739 | 0 | 102.3739 | 55 | 10.0496 | 11.0439 | 10 | 12.6471 | 0 | 12.6471 | 0 | 0 | 0 | 0 | 3.6332 | 0 | 0 | 0 | 3.6332 | 0 | 75.0496 | 0 | 3.0712 | 29.9504 | 0 | 0 | 0
2878 | 98.0178 | 0 | 98.0178 | 55 | 7.3929 | 10.1611 | 10 | 15.4638 | 0 | 15.4638 | 0 | 0 | 0 | 0 | 0 | 0 | 0 | 0 | 0 | 0 | 72.3929 | 0 | 2.9405 | 32.6071 | 0 | 0 | 0
2879 | 95.9494 | 0 | 95.9494 | 55 | 6.4373 | 10.027 | 10 | 14.4851 | 0 | 14.4851 | 0 | 0 | 0 | 0 | 0 | 0 | 0 | 0 | 0 | 0 | 71.4373 | 0 | 2.8785 | 33.5627 | 0 | 0 | 0
2880 | 83.6997 | 0 | 83.6997 | 50.3962 | 2 | 8.4125 | 10 | 12.891 | 0 | 12.891 | 0 | 0 | 0 | 0 | 0 | 0 | 0 | 0 | 0 | 0 | 62.3962 | 0 | 2.511 | 42.6038 | 0 | 0 | 0
2881 | 85.8722 | 0 | 85.8722 | 53.0229 | 2 | 8.7666 | 10 | 12.0827 | 0 | 12.0827 | 0 | 0 | 0 | 0 | 0 | 0 | 0 | 0 | 0 | 0 | 65.0229 | 0 | 2.5762 | 39.9771 | 0 | 0 | 0
2882 | 84.9602 | 0 | 84.9602 | 52.718 | 2 | 8.7255 | 10 | 11.5167 | 0 | 11.5167 | 0 | 0 | 0 | 0 | 0 | 0 | 0 | 0 | 0 | 0 | 64.718 | 0 | 2.5488 | 40.282 | 0 | 1.4211e-14 | 0
2883 | 86.1072 | 0 | 86.1072 | 51.9864 | 2 | 8.6269 | 10 | 13.4939 | 0 | 13.4939 | 0 | 0 | 0 | 0 | 0 | 0 | 0 | 0 | 0 | 0 | 63.9864 | 0 | 2.5832 | 41.0136 | 0 | 0 | 0
2884 | 89.321 | 0 | 89.321 | 55 | 4.0769 | 9.3132 | 10 | 10.9309 | 0 | 10.9309 | 0 | 0 | 0 | 0 | 0 | 0 | 0 | 0 | 0 | 0 | 69.0769 | 0 | 2.6796 | 35.9231 | 0 | 0 | 0
2885 | 89.6894 | 0 | 89.6894 | 55 | 4.1981 | 9.3295 | 10 | 11.1617 | 0 | 11.1617 | 0 | 0 | 0 | 0 | 0 | 0 | 0 | 0 | 0 | 0 | 69.1981 | 0 | 2.6907 | 35.8019 | 0 | 0 | 0
2886 | 88.7977 | 0 | 88.7977 | 55 | 4.5119 | 9.3718 | 10 | 9.914 | 0 | 9.914 | 0 | 0 | 0 | 0 | 0 | 0 | 0 | 0 | 0 | 0 | 69.5119 | 0 | 2.6639 | 35.4881 | 0 | 1.4211e-14 | 0
2887 | 88.2621 | 0 | 88.2621 | 46.5259 | 2 | 7.8907 | 10 | 9.8325 | 12.0131 | 9.8325 | 12.0131 | 0 | 0 | 0 | 0 | 0 | 0 | 0 | 0 | 0 | 58.5259 | 0 | 2.6479 | 46.4741 | 0 | 0 | 0
2888 | 87.2751 | 0 | 87.2751 | 42.9 | 2 | 4.7825 | 4 | 9.0851 | 24.5075 | 9.0851 | 24.5075 | 0 | 0 | 0 | 0 | 0 | 0 | 0 | 0 | 0 | 48.9 | 0 | 2.6183 | 57.6952 | 0 | 0 | 0
2889 | 86.8669 | 0 | 86.8669 | 42.9 | 2 | 0 | 4 | 9.9464 | 34.2726 | 9.9464 | 34.2726 | 0 | 0 | 6.2521 | 0 | 0 | 0 | 6.2521 | 0 | 5.6269 | 48.9 | 0 | 2.606 | 61.1668 | 0 | 0 | 0
2890 | 85.0743 | 0 | 85.0743 | 42.9 | 2 | 7.1054e-15 | 4 | 7.2391 | 42.6409 | 7.2391 | 42.6409 | 0 | 0 | 12 | 0 | 1.7057 | 0 | 13.7057 | 0 | 17.9995 | 48.9 | 0 | 2.5522 | 60.2813 | 0 | 0 | 0
2891 | 86.8881 | 0 | 86.8881 | 42.9 | 2 | 7.1054e-15 | 4 | 7.451 | 46.0318 | 7.451 | 46.0318 | 0 | 0 | 12 | 0 | 3.4947 | 0 | 15.4947 | 0 | 32.0214 | 48.9 | 0 | 2.6066 | 60.0687 | 0 | 0 | 0
2892 | 84.6761 | 0 | 84.6761 | 42.9 | 2 | 0 | 4 | 8.7553 | 49.4313 | 8.7553 | 49.0207 | 0 | 0.41058 | 12 | 0 | 10 | 0 | 22 | 0 | 52.041 | 48.9 | 0 | 2.5403 | 59.2471 | 0 | 0 | 0
2893 | 83.1258 | 0 | 83.1258 | 42.9 | 2 | 0 | 4 | 8.5214 | 44.0886 | 8.5214 | 43.2782 | 0 | 0.81038 | 11.0812 | 0 | 6.4927 | 0 | 17.5739 | 0 | 68 | 48.9 | 0 | 2.4938 | 59.7254 | 0 | 0 | 0
2894 | 82.5682 | 0 | 82.5682 | 42.9 | 2 | 1.4211e-14 | 4 | 10.6748 | 38.9617 | 10.6748 | 22.9934 | 0 | 15.9683 | 0 | 0 | 0 | 0 | 0 | 0 | 68 | 48.9 | 0 | 2.477 | 82.0125 | 0 | 1.4211e-14 | 0
2895 | 83.5432 | 0 | 83.5432 | 42.9 | 2 | 7.1054e-15 | 4 | 9.1433 | 31.7704 | 9.1433 | 25.4999 | 0 | 6.2706 | 0 | 0 | 0 | 0 | 0 | 0 | 68 | 48.9 | 0 | 2.5063 | 83.1646 | 0 | 0 | 0
2896 | 85.4567 | 0 | 85.4567 | 42.9 | 2 | 3.3799 | 4 | 9.7383 | 23.4386 | 9.7383 | 23.4386 | 0 | 0 | 0 | 0 | 0 | 0 | 0 | 0 | 68 | 48.9 | 0 | 2.5637 | 80.9313 | 0 | 0 | 0
2897 | 92.0188 | 0 | 92.0188 | 43.4719 | 2 | 8.1374 | 10 | 11.2415 | 12.2838 | 11.2415 | 12.2838 | 0 | 0 | 0 | 4.8842 | 0 | 0 | 0 | 4.8842 | 62.5731 | 55.4719 | 0 | 2.7606 | 66.6439 | 0 | 1.4211e-14 | 0
2898 | 96.0887 | 0 | 96.0887 | 42.9 | 2 | 10.3114 | 9.5807 | 9.2967 | 5.0589e-15 | 9.2967 | 5.0589e-15 | 0 | 0 | 0 | 12 | 0 | 10 | 0 | 22 | 38.3933 | 54.4807 | 0 | 2.8827 | 50.5193 | 0 | 0 | 0
2899 | 103.0457 | 0 | 103.0457 | 48.9394 | 2 | 10.9717 | 10 | 10.6954 | 0 | 10.6954 | 0 | 0 | 0 | 0 | 12 | 0 | 8.4391 | 0 | 20.4391 | 15.9064 | 60.9394 | 0 | 3.0914 | 44.0606 | 0 | 0 | -1.4211e-14
2900 | 103.6447 | 0 | 103.6447 | 55 | 4.4542 | 10.9819 | 10 | 11.2086 | 0 | 11.2086 | 0 | 0 | 0 | 0 | 12 | 0 | 0 | 0 | 12 | 2.5731 | 69.4542 | 0 | 3.1093 | 35.5458 | 0 | 0 | 0
2901 | 103.2235 | 0 | 103.2235 | 55 | 13.0681 | 10.8376 | 10 | 12.002 | 0 | 12.002 | 0 | 0 | 0 | 0 | 2.3158 | 0 | 0 | 0 | 2.3158 | 0 | 78.0681 | 0 | 3.0967 | 26.9319 | 0 | 0 | 0
2902 | 97.7926 | 0 | 97.7926 | 55 | 10.4562 | 10.1733 | 10 | 12.1631 | 0 | 12.1631 | 0 | 0 | 0 | 0 | 0 | 0 | 0 | 0 | 0 | 0 | 75.4562 | 0 | 2.9338 | 29.5438 | 0 | 0 | 0
2903 | 94.9176 | 0 | 94.9176 | 55 | 7.358 | 9.7556 | 10 | 12.804 | 0 | 12.804 | 0 | 0 | 0 | 0 | 0 | 0 | 0 | 0 | 0 | 0 | 72.358 | 0 | 2.8475 | 32.642 | 0 | 0 | 0
2904 | 87.3499 | 0 | 87.3499 | 49.9925 | 2 | 8.358 | 10 | 16.9994 | 0 | 16.9994 | 0 | 0 | 0 | 0 | 0 | 0 | 0 | 0 | 0 | 0 | 61.9925 | 0 | 2.6205 | 43.0075 | 0 | 0 | 0
2905 | 86.6659 | 0 | 86.6659 | 51.7601 | 2 | 8.5964 | 10 | 14.3094 | 0 | 14.3094 | 0 | 0 | 0 | 0 | 0 | 0 | 0 | 0 | 0 | 0 | 63.7601 | 0 | 2.6 | 41.2399 | 0 | 0 | -1.4211e-14
2906 | 85.0399 | 0 | 85.0399 | 49.0264 | 2 | 8.2278 | 10 | 15.7857 | 0 | 15.7857 | 0 | 0 | 0 | 0 | 0 | 0 | 0 | 0 | 0 | 0 | 61.0264 | 0 | 2.5512 | 43.9736 | 0 | 0 | 0
2907 | 89.4867 | 0 | 89.4867 | 51.0741 | 2 | 8.5039 | 10 | 17.9088 | 0 | 17.9088 | 0 | 0 | 0 | 0 | 0 | 0 | 0 | 0 | 0 | 0 | 63.0741 | 0 | 2.6846 | 41.9259 | 0 | 0 | 0
2908 | 87.9951 | 0 | 87.9951 | 52.3527 | 2 | 8.6763 | 10 | 14.9661 | 0 | 14.9661 | 0 | 0 | 0 | 0 | 0 | 0 | 0 | 0 | 0 | 0 | 64.3527 | 0 | 2.6399 | 40.6473 | 0 | 0 | 0
2909 | 89.6784 | 0 | 89.6784 | 55 | 2.1875 | 9.0585 | 10 | 13.4324 | 0 | 13.4324 | 0 | 0 | 0 | 0 | 0 | 0 | 0 | 0 | 0 | 0 | 67.1875 | 0 | 2.6904 | 37.8125 | 0 | 0 | 0
2910 | 89.7734 | 0 | 89.7734 | 53.2739 | 2 | 8.8005 | 10 | 15.699 | 0 | 15.699 | 0 | 0 | 0 | 0 | 0 | 0 | 0 | 0 | 0 | 0 | 65.2739 | 0 | 2.6932 | 39.7261 | 0 | 0 | 0
2911 | 88.8639 | 0 | 88.8639 | 44.0061 | 2 | 7.5509 | 10 | 15.1313 | 10.1755 | 15.1313 | 10.1755 | 0 | 0 | 0 | 0 | 0 | 0 | 0 | 0 | 0 | 56.0061 | 0 | 2.6659 | 48.9939 | 0 | 0 | 0
2912 | 89.0857 | 0 | 89.0857 | 42.9 | 2 | 6.4837 | 4 | 14.3292 | 19.3728 | 14.3292 | 19.3728 | 0 | 0 | 0 | 0 | 0 | 0 | 0 | 0 | 0 | 48.9 | 0 | 2.6726 | 56.1962 | 0 | 0 | 0
2913 | 87.3201 | 0 | 87.3201 | 42.9 | 2 | 0 | 4 | 12.2317 | 27.5913 | 12.2317 | 27.5913 | 0 | 0 | 1.4029 | 0 | 0 | 0 | 1.4029 | 0 | 1.2626 | 48.9 | 0 | 2.6196 | 61.7429 | 0 | 0 | 0
2914 | 87.1358 | 0 | 87.1358 | 42.9 | 2 | 0 | 4 | 13.9391 | 35.93 | 13.9391 | 35.93 | 0 | 0 | 11.6332 | 0 | 0 | 0 | 11.6332 | 0 | 11.7325 | 48.9 | 0 | 2.6141 | 60.5275 | 0 | 0 | 0
2915 | 86.7004 | 0 | 86.7004 | 42.9 | 2 | 7.1054e-15 | 4 | 12.7525 | 42.5348 | 12.7525 | 42.5348 | 0 | 0 | 12 | 0 | 5.4869 | 0 | 17.4869 | 0 | 27.5912 | 48.9 | 0 | 2.601 | 59.8321 | 0 | 0 | 0
2916 | 84.0633 | 0 | 84.0633 | 42.9 | 2 | 0 | 4 | 10.8985 | 42.4084 | 10.8985 | 42.4084 | 0 | 0 | 12 | 0 | 6.1436 | 0 | 18.1436 | 0 | 44.0553 | 48.9 | 0 | 2.5219 | 59.754 | 0 | 0 | 0
2917 | 84.7691 | 0 | 84.7691 | 42.9 | 2 | 1.4211e-14 | 4 | 14.7823 | 41.9704 | 14.7823 | 41.9704 | 0 | 0 | 12 | 0 | 8.8836 | 0 | 20.8836 | 0 | 63.0456 | 48.9 | 0 | 2.5431 | 59.4285 | 0 | 0 | 0
2918 | 84.6713 | 0 | 84.6713 | 42.9 | 2 | 0 | 4 | 13.6732 | 34.2276 | 13.6732 | 27.5742 | 0 | 6.6534 | 4.2972 | 0 | 1.1789 | 0 | 5.4761 | 0 | 68 | 48.9 | 0 | 2.5401 | 60.4685 | 0 | 0 | -5.3291e-15
2919 | 81.8669 | 0 | 81.8669 | 42.9 | 2 | 0 | 4 | 14.3278 | 30.5902 | 14.3278 | 18.6391 | 0 | 11.9511 | 0 | 0 | 0 | 0 | 0 | 0 | 68 | 48.9 | 0 | 2.456 | 82.4897 | 0 | 1.4211e-14 | 0
2920 | 88.5339 | 0 | 88.5339 | 42.9 | 2 | 4.1891 | 4 | 14.9224 | 20.5224 | 14.9224 | 20.5224 | 0 | 0 | 0 | 0 | 0 | 0 | 0 | 0 | 68 | 48.9 | 0 | 2.656 | 80.2182 | 0 | 0 | 0
2921 | 91.0757 | 0 | 91.0757 | 42.9 | 2 | 7.9452 | 7.1161 | 13.2833 | 10.9166 | 13.2833 | 10.9166 | 0 | 0 | 0 | 6.9144 | 0 | 0 | 0 | 6.9144 | 60.3173 | 52.0161 | 0 | 2.7323 | 68.0694 | 0 | 1.4211e-14 | 0
2922 | 94.7518 | 0 | 94.7518 | 42.9 | 2 | 9.4168 | 5.4601 | 15.4897 | 4.9718e-15 | 15.4897 | 4.9718e-15 | 0 | 0 | 0 | 12 | 0 | 7.4852 | 0 | 19.4852 | 38.8651 | 50.3601 | 0 | 2.8426 | 57.1547 | 0 | 0 | 0
2923 | 101.6955 | 0 | 101.6955 | 42.9 | 2 | 10.2968 | 9.4725 | 15.0261 | 0 | 15.0261 | 0 | 0 | 0 | 0 | 12 | 0 | 10 | 0 | 22 | 14.6852 | 54.3725 | 0 | 3.0509 | 50.6275 | 0 | 0 | 0
2924 | 106.5954 | 0 | 106.5954 | 55 | 3.3269 | 10.9586 | 10 | 14.3561 | 0 | 14.3561 | 0 | 0 | 0 | 0 | 12 | 0 | 0.95386 | 0 | 12.9539 | 0.31729 | 68.3269 | 0 | 3.1979 | 36.6731 | 0 | 0 | 0
2925 | 101.5118 | 0 | 101.5118 | 55 | 9.4516 | 10.0763 | 10 | 16.6983 | 0 | 16.6983 | 0 | 0 | 0 | 0 | 0.28556 | 0 | 0 | 0 | 0.28556 | 0 | 74.4516 | 0 | 3.0454 | 30.5484 | 0 | 0 | 0
2926 | 97.339 | 0 | 97.339 | 55 | 6.0098 | 9.5738 | 10 | 16.7554 | 0 | 16.7554 | 0 | 0 | 0 | 0 | 0 | 0 | 0 | 0 | 0 | 0 | 71.0098 | 0 | 2.9202 | 33.9902 | 0 | 0 | 0
2927 | 91.9736 | 0 | 91.9736 | 53.0792 | 2 | 8.7742 | 10 | 18.1201 | 0 | 18.1201 | 0 | 0 | 0 | 0 | 0 | 0 | 0 | 0 | 0 | 0 | 65.0792 | 0 | 2.7592 | 39.9208 | 0 | 0 | 0
2928 | 86.2888 | 0 | 86.2888 | 49.9815 | 2 | 8.3566 | 10 | 15.9507 | 0 | 15.9507 | 0 | 0 | 0 | 0 | 0 | 0 | 0 | 0 | 0 | 0 | 61.9815 | 0 | 2.5887 | 43.0185 | 0 | 0 | 0
2929 | 88.39 | 0 | 88.39 | 51.9005 | 2 | 8.6153 | 10 | 15.8742 | 0 | 15.8742 | 0 | 0 | 0 | 0 | 0 | 0 | 0 | 0 | 0 | 0 | 63.9005 | 0 | 2.6517 | 41.0995 | 0 | 0 | 0
2930 | 88.9803 | 0 | 88.9803 | 52.6598 | 2 | 8.7177 | 10 | 15.6029 | 0 | 15.6029 | 0 | 0 | 0 | 0 | 0 | 0 | 0 | 0 | 0 | 0 | 64.6598 | 0 | 2.6694 | 40.3402 | 0 | 0 | 0
2931 | 90.0797 | 0 | 90.0797 | 53.9692 | 2 | 8.8942 | 10 | 15.2164 | 0 | 15.2164 | 0 | 0 | 0 | 0 | 0 | 0 | 0 | 0 | 0 | 0 | 65.9692 | 0 | 2.7024 | 39.0308 | 0 | 0 | 0
2932 | 88.4755 | 0 | 88.4755 | 51.0138 | 2 | 8.4957 | 10 | 16.9659 | 0 | 16.9659 | 0 | 0 | 0 | 0 | 0 | 0 | 0 | 0 | 0 | 0 | 63.0138 | 0 | 2.6543 | 41.9862 | 0 | 0 | 0
2933 | 87.9817 | 0 | 87.9817 | 51.1538 | 2 | 8.5146 | 10 | 16.3132 | 0 | 16.3132 | 0 | 0 | 0 | 0 | 0 | 0 | 0 | 0 | 0 | 0 | 63.1538 | 0 | 2.6394 | 41.8462 | 0 | 0 | 0
2934 | 88.2952 | 0 | 88.2952 | 53.252 | 2 | 8.7975 | 10 | 14.2458 | 0 | 14.2458 | 0 | 0 | 0 | 0 | 0 | 0 | 0 | 0 | 0 | 0 | 65.252 | 0 | 2.6489 | 39.748 | 0 | 0 | 0
2935 | 89.0411 | 0 | 89.0411 | 42.9 | 2 | 7.1488 | 8.1233 | 16.4712 | 12.3978 | 16.4712 | 12.3978 | 0 | 0 | 0 | 0 | 0 | 0 | 0 | 0 | 0 | 53.0233 | 0 | 2.6712 | 51.9767 | 0 | 0 | -1.4211e-14
2936 | 88.3862 | 0 | 88.3862 | 42.9 | 2 | 0 | 4 | 16.0959 | 23.928 | 16.0959 | 23.928 | 0 | 0 | 0.53772 | 0 | 0 | 0 | 0.53772 | 0 | 0.48395 | 48.9 | 0 | 2.6516 | 61.8457 | 0 | 0 | 0
2937 | 89.0557 | 0 | 89.0557 | 42.9 | 2 | 7.1054e-15 | 4 | 13.8762 | 34.3262 | 13.8762 | 34.3262 | 0 | 0 | 8.0467 | 0 | 0 | 0 | 8.0467 | 0 | 7.726 | 48.9 | 0 | 2.6717 | 60.9536 | 0 | 0 | 0
2938 | 89.8584 | 0 | 89.8584 | 42.9 | 2 | 0 | 4 | 14.8664 | 46.6465 | 14.8664 | 46.6465 | 0 | 0 | 12 | 0 | 8.5544 | 0 | 20.5544 | 0 | 26.4128 | 48.9 | 0 | 2.6958 | 59.4676 | 0 | 0 | 0
2939 | 86.056 | 0 | 86.056 | 42.9 | 2 | 7.1054e-15 | 4 | 14.1757 | 52.6415 | 14.1757 | 44.9803 | 0 | 7.6612 | 12 | 0 | 10 | 0 | 22 | 0 | 46.4324 | 48.9 | 0 | 2.5817 | 58.3857 | 0 | 0 | 0
2940 | 88.8212 | 0 | 88.8212 | 42.9 | 2 | 7.1054e-15 | 4 | 13.1524 | 48.0452 | 13.1524 | 41.9074 | 0 | 6.1377 | 12 | 0 | 3.1386 | 0 | 15.1386 | 0 | 60.126 | 48.9 | 0 | 2.6646 | 59.3818 | 0 | 1.7764e-14 | 0
2941 | 85.5112 | 0 | 85.5112 | 42.9 | 2 | 0 | 4 | 15.1564 | 46.7508 | 15.1564 | 30.2038 | 0 | 16.5471 | 8.7489 | 0 | 0 | 0 | 8.7489 | 0 | 68 | 48.9 | 0 | 2.5653 | 68.9043 | 0 | 0 | 0
2942 | 85.7522 | 0 | 85.7522 | 42.9 | 2 | 0 | 4 | 13.0101 | 40.6587 | 13.0101 | 23.8421 | 0 | 16.8166 | 0 | 0 | 0 | 0 | 0 | 0 | 68 | 48.9 | 0 | 2.5726 | 81.9117 | 0 | 1.4211e-14 | 0
2943 | 83.8069 | 0 | 83.8069 | 42.9 | 2 | 0 | 4 | 15.0538 | 33.6377 | 15.0538 | 19.8531 | 0 | 13.7847 | 0 | 0 | 0 | 0 | 0 | 0 | 68 | 48.9 | 0 | 2.5142 | 82.2719 | 0 | 0 | 0
2944 | 90.1991 | 0 | 90.1991 | 42.9 | 2 | 2.155 | 4 | 15.8473 | 23.2968 | 15.8473 | 23.2968 | 0 | 0 | 0 | 0 | 0 | 0 | 0 | 0 | 68 | 48.9 | 0 | 2.706 | 82.0106 | 0 | 0 | 0
2945 | 91.6297 | 0 | 91.6297 | 42.9 | 2 | 7.4191 | 9.6006 | 16.0725 | 13.1099 | 16.0725 | 13.1099 | 0 | 0 | 0 | 0.52759 | 0 | 0 | 0 | 0.52759 | 67.4138 | 54.5006 | 0 | 2.7489 | 71.9718 | 0 | 1.4211e-14 | 0
2946 | 97.3292 | 0 | 97.3292 | 42.9 | 2 | 9.8168 | 7.2328 | 14.7001 | 5.9247e-15 | 14.7001 | 5.9247e-15 | 0 | 0 | 0 | 12 | 0 | 8.6795 | 0 | 20.6795 | 44.6662 | 52.1328 | 0 | 2.9199 | 54.1877 | 0 | 0 | 0
2947 | 102.0848 | 0 | 102.0848 | 42.9 | 2 | 10.2529 | 9.3873 | 15.785 | 0 | 15.785 | 0 | 0 | 0 | 0 | 12 | 0 | 9.7596 | 0 | 21.7596 | 20.7471 | 54.2873 | 0 | 3.0625 | 50.7127 | 0 | 0 | 0
2948 | 105.1472 | 0 | 105.1472 | 55 | 2.0607 | 10.6592 | 10 | 15.4272 | 0 | 15.4272 | 0 | 0 | 0 | 0 | 12 | 0 | 0 | 0 | 12 | 7.4138 | 67.0607 | 0 | 3.1544 | 37.9393 | 0 | 0 | 0
2949 | 100.894 | 0 | 100.894 | 55 | 3.4682 | 10.1307 | 10 | 15.6227 | 0 | 15.6227 | 0 | 0 | 0 | 0 | 6.6724 | 0 | 0 | 0 | 6.6724 | 0 | 68.4682 | 0 | 3.0268 | 36.5318 | 0 | 0 | 0
2950 | 100.324 | 0 | 100.324 | 55 | 8.6272 | 9.9267 | 10 | 16.7701 | 0 | 16.7701 | 0 | 0 | 0 | 0 | 0 | 0 | 0 | 0 | 0 | 0 | 73.6272 | 0 | 3.0097 | 31.3728 | 0 | 1.4211e-14 | 0
2951 | 96.9891 | 0 | 96.9891 | 55 | 4.1938 | 9.3289 | 10 | 18.4664 | 0 | 18.4664 | 0 | 0 | 0 | 0 | 0 | 0 | 0 | 0 | 0 | 0 | 69.1938 | 0 | 2.9097 | 35.8062 | 0 | 0 | 0
2952 | 84.9589 | 0 | 84.9589 | 48.4616 | 2 | 8.1517 | 10 | 16.3456 | 0 | 16.3456 | 0 | 0 | 0 | 0 | 0 | 0 | 0 | 0 | 0 | 0 | 60.4616 | 0 | 2.5488 | 44.5384 | 0 | 0 | 0
2953 | 86.7837 | 0 | 86.7837 | 49.4534 | 2 | 8.2854 | 10 | 17.0449 | 0 | 17.0449 | 0 | 0 | 0 | 0 | 0 | 0 | 0 | 0 | 0 | 0 | 61.4534 | 0 | 2.6035 | 43.5466 | 0 | 0 | -1.4211e-14
2954 | 86.9742 | 0 | 86.9742 | 50.9084 | 2 | 8.4815 | 10 | 15.5843 | 0 | 15.5843 | 0 | 0 | 0 | 0 | 0 | 0 | 0 | 0 | 0 | 0 | 62.9084 | 0 | 2.6092 | 42.0916 | 0 | 0 | 0
2955 | 88.5441 | 0 | 88.5441 | 53.3994 | 2 | 8.8174 | 10 | 14.3273 | 0 | 14.3273 | 0 | 0 | 0 | 0 | 0 | 0 | 0 | 0 | 0 | 0 | 65.3994 | 0 | 2.6563 | 39.6006 | 0 | 0 | -1.4211e-14
2956 | 86.6772 | 0 | 86.6772 | 50.3899 | 2 | 8.4116 | 10 | 15.8757 | 0 | 15.8757 | 0 | 0 | 0 | 0 | 0 | 0 | 0 | 0 | 0 | 0 | 62.3899 | 0 | 2.6003 | 42.6101 | 0 | 0 | 0
2957 | 87.4346 | 0 | 87.4346 | 52.0001 | 2 | 8.6287 | 10 | 14.8058 | 0 | 14.8058 | 0 | 0 | 0 | 0 | 0 | 0 | 0 | 0 | 0 | 0 | 64.0001 | 0 | 2.623 | 40.9999 | 0 | 0 | 0
2958 | 88.5762 | 0 | 88.5762 | 53.1913 | 2 | 8.7893 | 10 | 14.5956 | 0 | 14.5956 | 0 | 0 | 0 | 0 | 0 | 0 | 0 | 0 | 0 | 0 | 65.1913 | 0 | 2.6573 | 39.8087 | 0 | 0 | 0
2959 | 85.6252 | 0 | 85.6252 | 42.9 | 2 | 7.1184 | 7.898 | 14.8128 | 10.8961 | 14.8128 | 10.8961 | 0 | 0 | 0 | 0 | 0 | 0 | 0 | 0 | 0 | 52.798 | 0 | 2.5688 | 52.202 | 0 | 0 | -1.4211e-14
2960 | 86.6701 | 0 | 86.6701 | 42.9 | 2 | 2.839 | 4 | 14.5145 | 20.4166 | 14.5145 | 20.4166 | 0 | 0 | 0 | 0 | 0 | 0 | 0 | 0 | 0 | 48.9 | 0 | 2.6001 | 59.4079 | 0 | 0 | 0
2961 | 84.917 | 0 | 84.917 | 42.9 | 2 | 0 | 4 | 14.4217 | 27.061 | 14.4217 | 27.061 | 0 | 0 | 5.4657 | 0 | 0 | 0 | 5.4657 | 0 | 4.9192 | 48.9 | 0 | 2.5475 | 61.2602 | 0 | 0 | 0
2962 | 87.805 | 0 | 87.805 | 42.9 | 2 | 0 | 4 | 13.3914 | 33.2163 | 13.3914 | 33.2163 | 0 | 0 | 7.7028 | 0 | 0 | 0 | 7.7028 | 0 | 11.8516 | 48.9 | 0 | 2.6341 | 60.9945 | 0 | 0 | 0
2963 | 84.9871 | 0 | 84.9871 | 42.9 | 2 | 0 | 4 | 10.1264 | 38.5578 | 10.1264 | 38.5578 | 0 | 0 | 12 | 0 | 0.59713 | 0 | 12.5971 | 0 | 23.2022 | 48.9 | 0 | 2.5496 | 60.413 | 0 | 0 | 0
2964 | 85.2644 | 0 | 85.2644 | 42.9 | 2 | 0 | 4 | 12.2625 | 43.9915 | 12.2625 | 43.9915 | 0 | 0 | 12 | 0 | 7.8896 | 0 | 19.8896 | 0 | 41.276 | 48.9 | 0 | 2.5579 | 59.5466 | 0 | 0 | 0
2965 | 81.6458 | 0 | 81.6458 | 42.9 | 2 | 7.1054e-15 | 4 | 12.1477 | 39.3613 | 12.1477 | 39.3613 | 0 | 0 | 12 | 0 | 6.7632 | 0 | 18.7632 | 0 | 58.3114 | 48.9 | 0 | 2.4494 | 59.6804 | 0 | 0 | 0
2966 | 82.0729 | 0 | 82.0729 | 42.9 | 2 | 0 | 4 | 14.0161 | 32.4385 | 14.0161 | 29.7647 | 0 | 2.6737 | 4.1648 | 0 | 6.4431 | 0 | 10.6079 | 0 | 68 | 48.9 | 0 | 2.4622 | 60.3317 | 0 | 1.0658e-14 | 0
2967 | 82.8107 | 0 | 82.8107 | 42.9 | 2 | 0 | 4 | 14.0024 | 30.0319 | 14.0024 | 19.9084 | 0 | 10.1235 | 0 | 0 | 0 | 0 | 0 | 0 | 68 | 48.9 | 0 | 2.4843 | 82.7069 | 0 | 0 | 0
2968 | 84.2193 | 0 | 84.2193 | 42.9 | 2 | 1.2272 | 4 | 13.7916 | 20.3005 | 13.7916 | 20.3005 | 0 | 0 | 0 | 0 | 0 | 0 | 0 | 0 | 68 | 48.9 | 0 | 2.5266 | 82.8282 | 0 | 0 | -1.4211e-14
2969 | 89.8134 | 0 | 89.8134 | 42.9 | 2 | 7.5045 | 7.2597 | 15.1494 | 11.4982 | 15.1494 | 11.4982 | 0 | 0 | 0 | 3.5016 | 0 | 0 | 0 | 3.5016 | 64.1093 | 52.1597 | 0 | 2.6944 | 71.3387 | 0 | 0 | 0
2970 | 97.0167 | 0 | 97.0167 | 42.9 | 2 | 9.8848 | 6.4163 | 13.8157 | 4.7376e-15 | 13.8157 | 4.7376e-15 | 0 | 0 | 0 | 12 | 0 | 10 | 0 | 22 | 39.9295 | 51.3163 | 0 | 2.9105 | 53.6837 | 0 | 0 | -1.4211e-14
2971 | 100.1776 | 0 | 100.1776 | 43.2907 | 2 | 10.2102 | 10 | 14.2377 | 0 | 14.2377 | 0 | 0 | 0 | 0 | 12 | 0 | 8.4391 | 0 | 20.4391 | 17.4427 | 55.2907 | 0 | 3.0053 | 49.7093 | 0 | 1.4211e-14 | 0
2972 | 105.6076 | 0 | 105.6076 | 54.4271 | 2 | 10.5738 | 10 | 16.6068 | 0 | 16.6068 | 0 | 0 | 0 | 0 | 12 | 0 | 0 | 0 | 12 | 4.1093 | 66.4271 | 0 | 3.1682 | 38.5729 | 0 | 0 | 0
2973 | 100.895 | 0 | 100.895 | 55 | 5.3745 | 9.9868 | 10 | 16.8353 | 0 | 16.8353 | 0 | 0 | 0 | 0 | 3.6984 | 0 | 0 | 0 | 3.6984 | 0 | 70.3745 | 0 | 3.0268 | 34.6255 | 0 | 0 | 0
2974 | 94.9509 | 0 | 94.9509 | 55 | 4.1979 | 9.3295 | 10 | 16.4235 | 0 | 16.4235 | 0 | 0 | 0 | 0 | 0 | 0 | 0 | 0 | 0 | 0 | 69.1979 | 0 | 2.8485 | 35.8021 | 0 | 0 | 0
2975 | 92.5274 | 0 | 92.5274 | 54.3039 | 2 | 8.9393 | 10 | 17.2841 | 0 | 17.2841 | 0 | 0 | 0 | 0 | 0 | 0 | 0 | 0 | 0 | 0 | 66.3039 | 0 | 2.7758 | 38.6961 | 0 | 0 | 0
2976 | 87.0425 | 0 | 87.0425 | 53.5311 | 2 | 8.8351 | 10 | 12.6762 | 0 | 12.6762 | 0 | 0 | 0 | 0 | 0 | 0 | 0 | 0 | 0 | 0 | 65.5311 | 0 | 2.6113 | 39.4689 | 0 | 0 | 0
2977 | 86.7954 | 0 | 86.7954 | 54.2893 | 2 | 8.9374 | 10 | 11.5687 | 0 | 11.5687 | 0 | 0 | 0 | 0 | 0 | 0 | 0 | 0 | 0 | 0 | 66.2893 | 0 | 2.6039 | 38.7107 | 0 | 0 | 0
2978 | 87.1406 | 0 | 87.1406 | 52.5046 | 2 | 8.6967 | 10 | 13.9393 | 0 | 13.9393 | 0 | 0 | 0 | 0 | 0 | 0 | 0 | 0 | 0 | 0 | 64.5046 | 0 | 2.6142 | 40.4954 | 0 | 0 | 0
2979 | 85.1975 | 0 | 85.1975 | 51.7974 | 2 | 8.6014 | 10 | 12.7988 | 0 | 12.7988 | 0 | 0 | 0 | 0 | 0 | 0 | 0 | 0 | 0 | 0 | 63.7974 | 0 | 2.5559 | 41.2026 | 0 | 0 | 0
2980 | 89.7924 | 0 | 89.7924 | 55 | 2.9217 | 9.1574 | 10 | 12.7132 | 0 | 12.7132 | 0 | 0 | 0 | 0 | 0 | 0 | 0 | 0 | 0 | 0 | 67.9217 | 0 | 2.6938 | 37.0783 | 0 | 0 | 0
2981 | 87.4118 | 0 | 87.4118 | 54.4622 | 2 | 8.9607 | 10 | 11.9889 | 0 | 11.9889 | 0 | 0 | 0 | 0 | 0 | 0 | 0 | 0 | 0 | 0 | 66.4622 | 0 | 2.6224 | 38.5378 | 0 | 0 | 0
2982 | 87.1607 | 0 | 87.1607 | 54.4226 | 2 | 8.9553 | 10 | 11.7827 | 0 | 11.7827 | 0 | 0 | 0 | 0 | 0 | 0 | 0 | 0 | 0 | 0 | 66.4226 | 0 | 2.6148 | 38.5774 | 0 | 0 | 0
2983 | 86.2732 | 0 | 86.2732 | 42.9 | 2 | 7.1443 | 8.0897 | 12.2127 | 13.9265 | 12.2127 | 13.9265 | 0 | 0 | 0 | 0 | 0 | 0 | 0 | 0 | 0 | 52.9897 | 0 | 2.5882 | 52.0103 | 0 | 1.4211e-14 | 0
2984 | 89.8231 | 0 | 89.8231 | 42.9 | 2 | 0.6218 | 4 | 10.0695 | 30.2318 | 10.0695 | 30.2318 | 0 | 0 | 0 | 0 | 0 | 0 | 0 | 0 | 0 | 48.9 | 0 | 2.6947 | 61.3617 | 0 | 1.4211e-14 | 0
2985 | 87.1056 | 0 | 87.1056 | 42.9 | 2 | 0 | 4 | 10.3666 | 38.8385 | 10.3666 | 38.8385 | 0 | 0 | 10.9995 | 0 | 0 | 0 | 10.9995 | 0 | 9.8996 | 48.9 | 0 | 2.6132 | 60.6028 | 0 | 0 | 0
2986 | 88.8176 | 0 | 88.8176 | 42.9 | 2 | 1.4211e-14 | 4 | 9.9954 | 46.1119 | 9.9954 | 46.1119 | 0 | 0 | 12 | 0 | 4.1897 | 0 | 16.1897 | 0 | 24.5623 | 48.9 | 0 | 2.6645 | 59.9862 | 0 | 0 | 0
2987 | 86.416 | 0 | 86.416 | 42.9 | 2 | 0 | 4 | 10.7296 | 55 | 10.7296 | 48.7864 | 0 | 6.2136 | 12 | 0 | 10 | 0 | 22 | 0 | 44.5818 | 48.9 | 0 | 2.5925 | 58.5577 | 0 | 0 | 0
2988 | 83.7146 | 0 | 83.7146 | 42.9 | 2 | 7.1054e-15 | 4 | 10.8636 | 52.5515 | 10.8636 | 43.4544 | 0 | 9.0971 | 12 | 0 | 7.5033 | 0 | 19.5033 | 0 | 62.2996 | 48.9 | 0 | 2.5114 | 58.5117 | 0 | 3.5527e-15 | 0
2989 | 83.2661 | 0 | 83.2661 | 42.9 | 2 | 7.1054e-15 | 4 | 11.1345 | 51.3125 | 11.1345 | 29.5654 | 0 | 21.7471 | 6.3338 | 0 | 0 | 0 | 6.3338 | 0 | 68 | 48.9 | 0 | 2.498 | 68.5734 | 0 | 1.1546e-14 | 0
2990 | 84.1986 | 0 | 84.1986 | 42.9 | 2 | 1.4211e-14 | 4 | 9.6435 | 50.5338 | 9.6435 | 25.6552 | 0 | 24.8786 | 0 | 0 | 0 | 0 | 0 | 0 | 68 | 48.9 | 0 | 2.526 | 80.9539 | 0 | 0 | 0
2991 | 81.56 | 0 | 81.56 | 42.9 | 2 | 0 | 4 | 10.557 | 35.1867 | 10.557 | 22.103 | 0 | 13.0837 | 0 | 0 | 0 | 0 | 0 | 0 | 68 | 48.9 | 0 | 2.4468 | 82.3552 | 0 | 1.4211e-14 | 0
2992 | 85.8706 | 0 | 85.8706 | 42.9 | 2 | 7.1054e-15 | 4 | 10.1311 | 27.9193 | 10.1311 | 26.8395 | 0 | 1.0798 | 0 | 0 | 0 | 0 | 0 | 0 | 68 | 48.9 | 0 | 2.5761 | 83.7813 | 0 | 1.4211e-14 | 0
2993 | 91.8427 | 0 | 91.8427 | 42.9 | 2 | 7.7587 | 9.8455 | 11.4896 | 15.0476 | 11.4896 | 15.0476 | 0 | 0 | 0 | 2.8014 | 0 | 0 | 0 | 2.8014 | 64.8874 | 54.7455 | 0 | 2.7553 | 69.4531 | 0 | 0 | 0
2994 | 96.2962 | 0 | 96.2962 | 42.9 | 2 | 10.1398 | 8.308 | 10.9484 | 7.4799e-15 | 10.9484 | 7.4799e-15 | 0 | 0 | 0 | 12 | 0 | 10 | 0 | 22 | 40.7075 | 53.208 | 0 | 2.8889 | 51.792 | 0 | 0 | 0
2995 | 100.5647 | 0 | 100.5647 | 47.4526 | 2 | 10.7713 | 10 | 9.9017 | 0 | 9.9017 | 0 | 0 | 0 | 0 | 12 | 0 | 8.4391 | 0 | 20.4391 | 18.2207 | 59.4526 | 0 | 3.0169 | 45.5474 | 0 | 0 | 0
2996 | 106.0648 | 0 | 106.0648 | 55 | 5.7372 | 11.1549 | 10 | 12.1727 | 0 | 12.1727 | 0 | 0 | 0 | 0 | 12 | 0 | 0 | 0 | 12 | 4.8874 | 70.7372 | 0 | 3.1819 | 34.2628 | 0 | 0 | 0
2997 | 103.289 | 0 | 103.289 | 55 | 12.0304 | 10.9786 | 10 | 10.8814 | 0 | 10.8814 | 0 | 0 | 0 | 0 | 4.3986 | 0 | 0 | 0 | 4.3986 | 0 | 77.0304 | 0 | 3.0987 | 27.9696 | 0 | 0 | 0
2998 | 97.4183 | 0 | 97.4183 | 55 | 9.5176 | 10.0467 | 10 | 12.854 | 0 | 12.854 | 0 | 0 | 0 | 0 | 0 | 0 | 0 | 0 | 0 | 0 | 74.5176 | 0 | 2.9226 | 30.4824 | 0 | 0 | 0
2999 | 94.8701 | 0 | 94.8701 | 55 | 6.7671 | 9.6759 | 10 | 13.4272 | 0 | 13.4272 | 0 | 0 | 0 | 0 | 0 | 0 | 0 | 0 | 0 | 0 | 71.7671 | 0 | 2.8461 | 33.2329 | 0 | 0 | 0
3000 | 85.1245 | 0 | 85.1245 | 53.5451 | 2 | 8.837 | 10 | 10.7424 | 0 | 10.7424 | 0 | 0 | 0 | 0 | 0 | 0 | 0 | 0 | 0 | 0 | 65.5451 | 0 | 2.5537 | 39.4549 | 0 | 0 | 0
3001 | 82.6999 | 0 | 82.6999 | 51.7568 | 2 | 8.5959 | 10 | 10.3471 | 0 | 10.3471 | 0 | 0 | 0 | 0 | 0 | 0 | 0 | 0 | 0 | 0 | 63.7568 | 0 | 2.481 | 41.2432 | 0 | 0 | -1.4211e-14
3002 | 85.958 | 0 | 85.958 | 54.421 | 2 | 8.9551 | 10 | 10.5819 | 0 | 10.5819 | 0 | 0 | 0 | 0 | 0 | 0 | 0 | 0 | 0 | 0 | 66.421 | 0 | 2.5787 | 38.579 | 0 | 0 | 0
3003 | 86.1599 | 0 | 86.1599 | 52.1021 | 2 | 8.6425 | 10 | 13.4153 | 0 | 13.4153 | 0 | 0 | 0 | 0 | 0 | 0 | 0 | 0 | 0 | 0 | 64.1021 | 0 | 2.5848 | 40.8979 | 0 | 0 | 0
3004 | 85.8173 | 0 | 85.8173 | 54.982 | 2 | 9.0307 | 10 | 9.8046 | 0 | 9.8046 | 0 | 0 | 0 | 0 | 0 | 0 | 0 | 0 | 0 | 0 | 66.982 | 0 | 2.5745 | 38.018 | 0 | 0 | 0
3005 | 86.174 | 0 | 86.174 | 54.377 | 2 | 8.9492 | 10 | 10.8479 | 0 | 10.8479 | 0 | 0 | 0 | 0 | 0 | 0 | 0 | 0 | 0 | 0 | 66.377 | 0 | 2.5852 | 38.623 | 0 | 0 | -1.4211e-14
3006 | 85.3162 | 0 | 85.3162 | 54.1883 | 2 | 8.9237 | 10 | 10.2041 | 0 | 10.2041 | 0 | 0 | 0 | 0 | 0 | 0 | 0 | 0 | 0 | 0 | 66.1883 | 0 | 2.5595 | 38.8117 | 0 | 0 | 0
3007 | 86.4983 | 0 | 86.4983 | 44.1882 | 2 | 7.5755 | 10 | 8.7126 | 14.022 | 8.7126 | 14.022 | 0 | 0 | 0 | 0 | 0 | 0 | 0 | 0 | 0 | 56.1882 | 0 | 2.5949 | 48.8118 | 0 | 0 | 0
3008 | 87.1298 | 0 | 87.1298 | 42.9 | 2 | 0.70909 | 4 | 8.4655 | 29.0552 | 8.4655 | 29.0552 | 0 | 0 | 0 | 0 | 0 | 0 | 0 | 0 | 0 | 48.9 | 0 | 2.6139 | 61.2848 | 0 | 0 | 0
3009 | 84.5616 | 0 | 84.5616 | 42.9 | 2 | 0 | 4 | 9.0731 | 39.6002 | 9.0731 | 39.6002 | 0 | 0 | 12 | 0 | 1.0117 | 0 | 13.0117 | 0 | 11.7327 | 48.9 | 0 | 2.5368 | 60.3637 | 0 | 0 | 0
3010 | 86.1345 | 0 | 86.1345 | 42.9 | 2 | 0 | 4 | 5.422 | 43.126 | 5.422 | 43.126 | 0 | 0 | 11.3135 | 0 | 0 | 0 | 11.3135 | 0 | 21.9149 | 48.9 | 0 | 2.584 | 61.4254 | 0 | 0 | 0
3011 | 86.6677 | 0 | 86.6677 | 42.9 | 2 | 0 | 4 | 6.5848 | 50.9275 | 6.5848 | 50.9275 | 0 | 0 | 12 | 0 | 7.7446 | 0 | 19.7446 | 0 | 39.8551 | 48.9 | 0 | 2.6 | 59.5638 | 0 | 0 | 0
3012 | 84.0324 | 0 | 84.0324 | 42.9 | 2 | 0 | 4 | 6.777 | 52.1647 | 6.777 | 50.3554 | 0 | 1.8094 | 12 | 0 | 10 | 0 | 22 | 0 | 59.8746 | 48.9 | 0 | 2.521 | 59.0809 | 0 | 0 | 0
3013 | 84.9291 | 0 | 84.9291 | 42.9 | 2 | 0 | 4 | 6.7242 | 51.8862 | 6.7242 | 38.2614 | 0 | 13.6248 | 6.0198 | 0 | 2.9367 | 0 | 8.9566 | 0 | 68 | 48.9 | 0 | 2.5479 | 59.2268 | 0 | 0 | -1.7764e-15
3014 | 82.6287 | 0 | 82.6287 | 42.9 | 2 | 0 | 4 | 9.0324 | 42.8525 | 9.0324 | 24.6964 | 0 | 18.1561 | 0 | 0 | 0 | 0 | 0 | 0 | 68 | 48.9 | 0 | 2.4789 | 81.7525 | 0 | 0 | 0
3015 | 80.6815 | 0 | 80.6815 | 42.9 | 2 | 0 | 4 | 9.3851 | 36.7266 | 9.3851 | 22.3964 | 0 | 14.3301 | 0 | 0 | 0 | 0 | 0 | 0 | 68 | 48.9 | 0 | 2.4204 | 82.2071 | 0 | 1.4211e-14 | 0
3016 | 85.7304 | 0 | 85.7304 | 42.9 | 2 | 3.5448 | 4 | 9.0359 | 24.2497 | 9.0359 | 24.2497 | 0 | 0 | 0 | 0 | 0 | 0 | 0 | 0 | 68 | 48.9 | 0 | 2.5719 | 80.7859 | 0 | 0 | -1.4211e-14
3017 | 89.5264 | 0 | 89.5264 | 43.8715 | 2 | 8.2124 | 10 | 8.3199 | 12.0822 | 8.3199 | 12.0822 | 0 | 0 | 0 | 5.0405 | 0 | 0 | 0 | 5.0405 | 62.3995 | 55.8715 | 0 | 2.6858 | 66.088 | 0 | 0 | 0
3018 | 96.8627 | 0 | 96.8627 | 42.9 | 2 | 10.3225 | 9.6633 | 9.9769 | 6.7405e-15 | 9.9769 | 6.7405e-15 | 0 | 0 | 0 | 12 | 0 | 10 | 0 | 22 | 38.2196 | 54.5633 | 0 | 2.9059 | 50.4367 | 0 | 0 | 0
3019 | 101.7584 | 0 | 101.7584 | 50.504 | 2 | 11.1827 | 10 | 7.6326 | 0 | 7.6326 | 0 | 0 | 0 | 0 | 12 | 0 | 8.4391 | 0 | 20.4391 | 15.7328 | 62.504 | 0 | 3.0528 | 42.496 | 0 | 1.4211e-14 | 0
3020 | 105.1238 | 0 | 105.1238 | 55 | 6.2592 | 11.2253 | 10 | 10.6393 | 0 | 10.6393 | 0 | 0 | 0 | 0 | 12 | 0 | 0 | 0 | 12 | 2.3995 | 71.2592 | 0 | 3.1537 | 33.7408 | 0 | 0 | 0
3021 | 102.4525 | 0 | 102.4525 | 55 | 14.388 | 10.9945 | 10 | 9.9105 | 0 | 9.9105 | 0 | 0 | 0 | 0 | 2.1595 | 0 | 0 | 0 | 2.1595 | 0 | 79.388 | 0 | 3.0736 | 25.612 | 0 | 0 | -1.4211e-14
3022 | 96.7574 | 0 | 96.7574 | 55 | 10.9295 | 10.2371 | 10 | 10.5908 | 0 | 10.5908 | 0 | 0 | 0 | 0 | 0 | 0 | 0 | 0 | 0 | 0 | 75.9295 | 0 | 2.9027 | 29.0705 | 0 | 0 | 0
3023 | 91.672 | 0 | 91.672 | 55 | 7.1718 | 9.7305 | 10 | 9.7697 | 0 | 9.7697 | 0 | 0 | 0 | 0 | 0 | 0 | 0 | 0 | 0 | 0 | 72.1718 | 0 | 2.7502 | 32.8282 | 0 | 0 | 0
3024 | 85.5352 | 0 | 85.5352 | 54.0314 | 2 | 8.9026 | 10 | 10.6012 | 0 | 10.6012 | 0 | 0 | 0 | 0 | 0 | 0 | 0 | 0 | 0 | 0 | 66.0314 | 0 | 2.5661 | 38.9686 | 0 | 0 | 0
3025 | 85.5929 | 0 | 85.5929 | 54.6905 | 2 | 8.9914 | 10 | 9.9109 | 0 | 9.9109 | 0 | 0 | 0 | 0 | 0 | 0 | 0 | 0 | 0 | 0 | 66.6905 | 0 | 2.5678 | 38.3095 | 0 | 0 | 0
3026 | 86.9626 | 0 | 86.9626 | 54.2992 | 2 | 8.9387 | 10 | 11.7248 | 0 | 11.7248 | 0 | 0 | 0 | 0 | 0 | 0 | 0 | 0 | 0 | 0 | 66.2992 | 0 | 2.6089 | 38.7008 | 0 | 0 | 0
3027 | 87.0104 | 0 | 87.0104 | 55 | 2.363 | 9.0821 | 10 | 10.5653 | 0 | 10.5653 | 0 | 0 | 0 | 0 | 0 | 0 | 0 | 0 | 0 | 0 | 67.363 | 0 | 2.6103 | 37.637 | 0 | 0 | 0
3028 | 86.6003 | 0 | 86.6003 | 55 | 2.0709 | 9.0427 | 10 | 10.4867 | 0 | 10.4867 | 0 | 0 | 0 | 0 | 0 | 0 | 0 | 0 | 0 | 0 | 67.0709 | 0 | 2.598 | 37.9291 | 0 | 0 | 0
3029 | 86.3254 | 0 | 86.3254 | 54.3881 | 2 | 8.9507 | 10 | 10.9866 | 0 | 10.9866 | 0 | 0 | 0 | 0 | 0 | 0 | 0 | 0 | 0 | 0 | 66.3881 | 0 | 2.5898 | 38.6119 | 0 | 0 | 0
3030 | 88.5238 | 0 | 88.5238 | 55 | 4.2748 | 9.3399 | 10 | 9.9091 | 0 | 9.9091 | 0 | 0 | 0 | 0 | 0 | 0 | 0 | 0 | 0 | 0 | 69.2748 | 0 | 2.6557 | 35.7252 | 0 | 0 | 0
3031 | 89.3723 | 0 | 89.3723 | 47.0398 | 2 | 7.9599 | 10 | 8.9594 | 13.4133 | 8.9594 | 13.4133 | 0 | 0 | 0 | 0 | 0 | 0 | 0 | 0 | 0 | 59.0398 | 0 | 2.6812 | 45.9602 | 0 | 0 | 0
3032 | 87.45 | 0 | 87.45 | 42.9 | 2 | 5.0482 | 4 | 8.1069 | 25.3949 | 8.1069 | 25.3949 | 0 | 0 | 0 | 0 | 0 | 0 | 0 | 0 | 0 | 48.9 | 0 | 2.6235 | 57.4611 | 0 | 0 | -1.4211e-14
3033 | 84.8265 | 0 | 84.8265 | 42.9 | 2 | 0 | 4 | 7.3192 | 36.8027 | 7.3192 | 36.8027 | 0 | 0 | 8.1954 | 0 | 0 | 0 | 8.1954 | 0 | 7.3758 | 48.9 | 0 | 2.5448 | 60.9359 | 0 | 0 | 0
3034 | 87.8565 | 0 | 87.8565 | 42.9 | 2 | 0 | 4 | 7.6774 | 42.257 | 7.6774 | 42.257 | 0 | 0 | 10.9779 | 0 | 0 | 0 | 10.9779 | 0 | 17.2559 | 48.9 | 0 | 2.6357 | 60.6054 | 0 | 0 | 0
3035 | 84.2883 | 0 | 84.2883 | 42.9 | 2 | 0 | 4 | 8.0173 | 50.8808 | 8.0173 | 49.371 | 0 | 1.5099 | 12 | 0 | 10 | 0 | 22 | 0 | 37.2755 | 48.9 | 0 | 2.5286 | 59.1165 | 0 | 0 | 0
3036 | 83.3321 | 0 | 83.3321 | 42.9 | 2 | 0 | 4 | 8.2071 | 51.1937 | 8.2071 | 48.2251 | 0 | 2.9686 | 12 | 0 | 10 | 0 | 22 | 0 | 57.295 | 48.9 | 0 | 2.5 | 58.9432 | 0 | 1.4211e-14 | 0
3037 | 85.1377 | 0 | 85.1377 | 42.9 | 2 | 0 | 4 | 8.3652 | 51.7531 | 8.3652 | 39.7256 | 0 | 12.0275 | 10.1601 | 0 | 1.693 | 0 | 11.8531 | 0 | 68 | 48.9 | 0 | 2.5541 | 59.0724 | 0 | 0 | -1.7764e-15
3038 | 81.201 | 0 | 81.201 | 42.9 | 2 | 1.4211e-14 | 4 | 6.8535 | 43.2943 | 6.8535 | 25.4475 | 0 | 17.8468 | 0 | 0 | 0 | 0 | 0 | 0 | 68 | 48.9 | 0 | 2.436 | 81.7893 | 0 | 0 | 0
3039 | 83.2441 | 0 | 83.2441 | 42.9 | 2 | 0 | 4 | 8.8441 | 35.5779 | 8.8441 | 25.5 | 0 | 10.0779 | 0 | 0 | 0 | 0 | 0 | 0 | 68 | 48.9 | 0 | 2.4973 | 82.7123 | 0 | 0 | 0
3040 | 88.4411 | 0 | 88.4411 | 42.9 | 2 | 6.7273 | 4.9972 | 9.0117 | 22.8048 | 9.0117 | 22.8048 | 0 | 0 | 0 | 0 | 0 | 0 | 0 | 0 | 68 | 49.8972 | 0 | 2.6532 | 77.1028 | 0 | 1.4211e-14 | 0
3041 | 91.7912 | 0 | 91.7912 | 44.7928 | 2 | 8.4716 | 10 | 7.4955 | 12.9892 | 7.4955 | 12.9892 | 0 | 0 | 0 | 6.0421 | 0 | 0 | 0 | 6.0421 | 61.2866 | 56.7928 | 0 | 2.7537 | 64.1652 | 0 | 0 | 0
3042 | 96.1162 | 0 | 96.1162 | 43.0787 | 2 | 10.2335 | 10 | 9.9794 | 5.8724e-15 | 9.9794 | 5.8724e-15 | 0 | 0 | 0 | 12 | 0 | 8.8246 | 0 | 20.8246 | 38.3816 | 55.0787 | 0 | 2.8835 | 51.0967 | 0 | 0 | 0
3043 | 98.6257 | 0 | 98.6257 | 44.047 | 2 | 10.4706 | 10 | 10.4937 | 0 | 10.4937 | 0 | 0 | 0 | 0 | 12 | 0 | 9.6145 | 0 | 21.6145 | 14.6199 | 56.047 | 0 | 2.9588 | 48.953 | 0 | 0 | 0
3044 | 105.9978 | 0 | 105.9978 | 55 | 7.9329 | 11.451 | 10 | 9.614 | 0 | 9.614 | 0 | 0 | 0 | 0 | 12 | 0 | -1.6377e-15 | 0 | 12 | 1.2866 | 72.9329 | 0 | 3.1799 | 32.0671 | 0 | 1.4211e-14 | 0
3045 | 100.6346 | 0 | 100.6346 | 55 | 12.4683 | 10.6007 | 10 | 11.4078 | 0 | 11.4078 | 0 | 0 | 0 | 0 | 1.1579 | 0 | 0 | 0 | 1.1579 | 0 | 77.4683 | 0 | 3.019 | 27.5317 | 0 | 0 | 0
3046 | 94.5044 | 0 | 94.5044 | 55 | 7.9576 | 9.8364 | 10 | 11.7104 | 0 | 11.7104 | 0 | 0 | 0 | 0 | 0 | 0 | 0 | 0 | 0 | 0 | 72.9576 | 0 | 2.8351 | 32.0424 | 0 | 0 | 0
3047 | 94.4429 | 0 | 94.4429 | 55 | 7.8429 | 9.8209 | 10 | 11.779 | 0 | 11.779 | 0 | 0 | 0 | 0 | 0 | 0 | 0 | 0 | 0 | 0 | 72.8429 | 0 | 2.8333 | 32.1571 | 0 | 0 | 0
3048 | 91.2029 | 0 | 91.2029 | 55 | 3.2087 | 9.1961 | 10 | 13.7981 | 0 | 13.7981 | 0 | 0 | 0 | 0 | 0 | 0 | 0 | 0 | 0 | 0 | 68.2087 | 0 | 2.7361 | 36.7913 | 0 | 0 | 0
3049 | 91.7183 | 0 | 91.7183 | 55 | 4.1582 | 9.3241 | 10 | 13.236 | 0 | 13.236 | 0 | 0 | 0 | 0 | 0 | 0 | 0 | 0 | 0 | 0 | 69.1582 | 0 | 2.7516 | 35.8418 | 0 | 0 | 0
3050 | 90.7635 | 0 | 90.7635 | 55 | 4.2863 | 9.3414 | 10 | 12.1358 | 0 | 12.1358 | 0 | 0 | 0 | 0 | 0 | 0 | 0 | 0 | 0 | 0 | 69.2863 | 0 | 2.7229 | 35.7137 | 0 | 0 | 0
3051 | 90.1755 | 0 | 90.1755 | 55 | 4.4281 | 9.3605 | 10 | 11.3869 | 0 | 11.3869 | 0 | 0 | 0 | 0 | 0 | 0 | 0 | 0 | 0 | 0 | 69.4281 | 0 | 2.7053 | 35.5719 | 0 | 0 | 0
3052 | 93.4067 | 0 | 93.4067 | 55 | 5.7801 | 9.5428 | 10 | 13.0838 | 0 | 13.0838 | 0 | 0 | 0 | 0 | 0 | 0 | 0 | 0 | 0 | 0 | 70.7801 | 0 | 2.8022 | 34.2199 | 0 | 0 | 0
3053 | 91.8761 | 0 | 91.8761 | 55 | 7.0988 | 9.7206 | 10 | 10.0567 | 0 | 10.0567 | 0 | 0 | 0 | 0 | 0 | 0 | 0 | 0 | 0 | 0 | 72.0988 | 0 | 2.7563 | 32.9012 | 0 | 0 | 0
3054 | 91.5062 | 0 | 91.5062 | 55 | 4.8905 | 9.4229 | 10 | 12.1929 | 0 | 12.1929 | 0 | 0 | 0 | 0 | 0 | 0 | 0 | 0 | 0 | 0 | 69.8905 | 0 | 2.7452 | 35.1095 | 0 | 0 | 0
3055 | 90.3101 | 0 | 90.3101 | 46.5226 | 2 | 7.8902 | 10 | 11.1383 | 12.759 | 11.1383 | 12.759 | 0 | 0 | 0 | 0 | 0 | 0 | 0 | 0 | 0 | 58.5226 | 0 | 2.7093 | 46.4774 | 0 | 0 | 0
3056 | 90.4005 | 0 | 90.4005 | 42.9 | 2 | 6.8178 | 5.6682 | 8.1816 | 24.8329 | 8.1816 | 24.8329 | 0 | 0 | 0 | 0 | 0 | 0 | 0 | 0 | 0 | 50.5682 | 0 | 2.712 | 54.4318 | 0 | 0 | 0
3057 | 89.8155 | 0 | 89.8155 | 42.9 | 2 | 0 | 4 | 10.8468 | 39.7174 | 10.8468 | 39.7174 | 0 | 0 | 9.6487 | 0 | 0 | 0 | 9.6487 | 0 | 8.6838 | 48.9 | 0 | 2.6945 | 60.7633 | 0 | 0 | 0
3058 | 91.9358 | 0 | 91.9358 | 42.9 | 2 | 0 | 4 | 9.2547 | 45.5845 | 9.2547 | 45.5845 | 0 | 0 | 11.8033 | 0 | 0 | 0 | 11.8033 | 0 | 19.3068 | 48.9 | 0 | 2.7581 | 60.5073 | 0 | 0 | 0
3059 | 89.7988 | 0 | 89.7988 | 42.9 | 2 | 7.1054e-15 | 4 | 8.5011 | 50.5368 | 8.5011 | 50.5368 | 0 | 0 | 12 | 0 | 6.1392 | 0 | 18.1392 | 0 | 35.7669 | 48.9 | 0 | 2.694 | 59.7546 | 0 | 0 | 0
3060 | 90.2993 | 0 | 90.2993 | 42.9 | 2 | 0 | 4 | 9.3355 | 50.544 | 9.3355 | 50.544 | 0 | 0 | 12 | 0 | 6.4802 | 0 | 18.4802 | 0 | 52.5413 | 48.9 | 0 | 2.709 | 59.714 | 0 | 0 | 0
3061 | 88.1405 | 0 | 88.1405 | 42.9 | 2 | 0 | 4 | 9.9469 | 52.4678 | 9.9469 | 46.2485 | 0 | 6.2194 | 7.8813 | 0 | 9.0736 | 0 | 16.9549 | 0 | 68 | 48.9 | 0 | 2.6442 | 59.1564 | 0 | 0 | 0
3062 | 87.09 | 0 | 87.09 | 42.9 | 2 | 1.4211e-14 | 4 | 8.9497 | 46.5935 | 8.9497 | 29.2403 | 0 | 17.3532 | 0 | 0 | 0 | 0 | 0 | 0 | 68 | 48.9 | 0 | 2.6127 | 81.8479 | 0 | 1.4211e-14 | 0
3063 | 87.9493 | 0 | 87.9493 | 42.9 | 2 | 7.1054e-15 | 4 | 10.4329 | 37.1383 | 10.4329 | 28.6164 | 0 | 8.5219 | 0 | 0 | 0 | 0 | 0 | 0 | 68 | 48.9 | 0 | 2.6385 | 82.8972 | 0 | 0 | 0
3064 | 91.8725 | 0 | 91.8725 | 42.9 | 2 | 6.6488 | 4.415 | 9.8436 | 26.0651 | 9.8436 | 26.0651 | 0 | 0 | 0 | 0 | 0 | 0 | 0 | 0 | 68 | 49.315 | 0 | 2.7562 | 77.685 | 0 | 0 | 0
3065 | 97.476 | 0 | 97.476 | 43.4908 | 2 | 8.6081 | 10 | 10.7964 | 14.2246 | 10.7964 | 14.2246 | 0 | 0 | 0 | 8.356 | 0 | 0 | 0 | 8.356 | 58.7155 | 55.4908 | 0 | 2.9243 | 63.1531 | 0 | 0 | 0
3066 | 102.3383 | 0 | 102.3383 | 46.6086 | 2 | 10.8679 | 10 | 10.8618 | 6.6413e-15 | 10.8618 | 6.6413e-15 | 0 | 0 | 0 | 12 | 0 | 10 | 0 | 22 | 34.5357 | 58.6086 | 0 | 3.0701 | 46.3914 | 0 | 0 | 0
3067 | 103.074 | 0 | 103.074 | 47.0428 | 2 | 10.716 | 10 | 12.876 | 0 | 12.876 | 0 | 0 | 0 | 0 | 12 | 0 | 8.4391 | 0 | 20.4391 | 12.0489 | 59.0428 | 0 | 3.0922 | 45.9572 | 0 | 1.4211e-14 | 0
3068 | 108.86 | 0 | 108.86 | 55 | 9.166 | 11.4613 | 10 | 12.3886 | 0 | 12.3886 | 0 | 0 | 0 | 0 | 10.844 | 0 | 0 | 0 | 10.844 | 0 | 74.166 | 0 | 3.2658 | 30.834 | 0 | 1.4211e-14 | 0
3069 | 105.0485 | 0 | 105.0485 | 55 | 16.9628 | 11.0505 | 10 | 12.0352 | 0 | 12.0352 | 0 | 0 | 0 | 0 | 0 | 0 | 0 | 0 | 0 | 0 | 81.9628 | 0 | 3.1515 | 23.0372 | 0 | 0 | 0
3070 | 103.9216 | 0 | 103.9216 | 55 | 15.3388 | 10.8316 | 10 | 12.7512 | 0 | 12.7512 | 0 | 0 | 0 | 0 | 0 | 0 | 0 | 0 | 0 | 0 | 80.3388 | 0 | 3.1176 | 24.6612 | 0 | 0 | 0
3071 | 97.1378 | 0 | 97.1378 | 55 | 10.4259 | 10.1692 | 10 | 11.5427 | 0 | 11.5427 | 0 | 0 | 0 | 0 | 0 | 0 | 0 | 0 | 0 | 0 | 75.4259 | 0 | 2.9141 | 29.5741 | 0 | 0 | 0
3072 | 84.3675 | 0 | 84.3675 | 46.1061 | 2 | 7.8341 | 10 | 18.4273 | 0 | 18.4273 | 0 | 0 | 0 | 0 | 0 | 0 | 0 | 0 | 0 | 0 | 58.1061 | 0 | 2.531 | 46.8939 | 0 | 0 | -1.4211e-14
3073 | 85.9852 | 0 | 85.9852 | 49.9488 | 2 | 8.3522 | 10 | 15.6843 | 0 | 15.6843 | 0 | 0 | 0 | 0 | 0 | 0 | 0 | 0 | 0 | 0 | 61.9488 | 0 | 2.5796 | 43.0512 | 0 | 0 | 0
3074 | 85.5351 | 0 | 85.5351 | 48.2032 | 2 | 8.1168 | 10 | 17.2151 | 0 | 17.2151 | 0 | 0 | 0 | 0 | 0 | 0 | 0 | 0 | 0 | 0 | 60.2032 | 0 | 2.5661 | 44.7968 | 0 | 0 | 0
3075 | 86.7354 | 0 | 86.7354 | 50.3199 | 2 | 8.4022 | 10 | 16.0133 | 0 | 16.0133 | 0 | 0 | 0 | 0 | 0 | 0 | 0 | 0 | 0 | 0 | 62.3199 | 0 | 2.6021 | 42.6801 | 0 | 0 | 0
3076 | 86.6574 | 0 | 86.6574 | 50.9244 | 2 | 8.4837 | 10 | 15.2493 | 0 | 15.2493 | 0 | 0 | 0 | 0 | 0 | 0 | 0 | 0 | 0 | 0 | 62.9244 | 0 | 2.5997 | 42.0756 | 0 | 0 | 0
3077 | 90.1448 | 0 | 90.1448 | 53.3227 | 2 | 8.807 | 10 | 16.0151 | 0 | 16.0151 | 0 | 0 | 0 | 0 | 0 | 0 | 0 | 0 | 0 | 0 | 65.3227 | 0 | 2.7043 | 39.6773 | 0 | 0 | 0
3078 | 89.6781 | 0 | 89.6781 | 54.9325 | 2 | 9.0241 | 10 | 13.7215 | 0 | 13.7215 | 0 | 0 | 0 | 0 | 0 | 0 | 0 | 0 | 0 | 0 | 66.9325 | 0 | 2.6903 | 38.0675 | 0 | 0 | 0
3079 | 89.4101 | 0 | 89.4101 | 43.7433 | 2 | 7.5155 | 10 | 14.4767 | 11.6746 | 14.4767 | 11.6746 | 0 | 0 | 0 | 0 | 0 | 0 | 0 | 0 | 0 | 55.7433 | 0 | 2.6823 | 49.2567 | 0 | 0 | 0
3080 | 86.9758 | 0 | 86.9758 | 42.9 | 2 | 1.2978 | 4 | 14.0958 | 22.6823 | 14.0958 | 22.6823 | 0 | 0 | 0 | 0 | 0 | 0 | 0 | 0 | 0 | 48.9 | 0 | 2.6093 | 60.766 | 0 | 0 | 0
3081 | 85.4245 | 0 | 85.4245 | 42.9 | 2 | 0 | 4 | 12.1396 | 26.5006 | 12.1396 | 26.5006 | 0 | 0 | 2.1156 | 0 | 0 | 0 | 2.1156 | 0 | 1.9041 | 48.9 | 0 | 2.5627 | 61.6583 | 0 | 0 | 0
3082 | 86.4108 | 0 | 86.4108 | 42.9 | 2 | 7.1054e-15 | 4 | 12.4584 | 34.4953 | 12.4584 | 34.4953 | 0 | 0 | 9.4429 | 0 | 0 | 0 | 9.4429 | 0 | 10.4027 | 48.9 | 0 | 2.5923 | 60.7877 | 0 | 0 | 0
3083 | 87.7527 | 0 | 87.7527 | 42.9 | 2 | 0 | 4 | 11.0619 | 41.6593 | 11.0619 | 41.6593 | 0 | 0 | 12 | 0 | 1.8686 | 0 | 13.8686 | 0 | 22.9254 | 48.9 | 0 | 2.6326 | 60.2619 | 0 | 0 | 0
3084 | 86.3969 | 0 | 86.3969 | 42.9 | 2 | 0 | 4 | 14.0723 | 42.7865 | 14.0723 | 42.7865 | 0 | 0 | 12 | 0 | 7.3619 | 0 | 19.3619 | 0 | 40.5127 | 48.9 | 0 | 2.5919 | 59.6093 | 0 | 0 | 0
3085 | 86.7667 | 0 | 86.7667 | 42.9 | 2 | 0 | 4 | 12.9446 | 35.8453 | 12.9446 | 35.8453 | 0 | 0 | 10.9233 | 0 | 0 | 0 | 10.9233 | 0 | 50.3437 | 48.9 | 0 | 2.603 | 68.4577 | 0 | 0 | 0
3086 | 83.2925 | 0 | 83.2925 | 42.9 | 2 | 0 | 4 | 13.4149 | 38.7764 | 13.4149 | 37.8292 | 0 | 0.94725 | 6.8515 | 0 | 10 | 0 | 16.8515 | 0 | 65.7296 | 48.9 | 0 | 2.4988 | 59.795 | 0 | 7.1054e-15 | 0
3087 | 84.957 | 0 | 84.957 | 42.9 | 2 | 0 | 4 | 15.4867 | 32.1475 | 15.4867 | 23.0329 | 0 | 9.1146 | 0 | 0 | 2.4626 | 0 | 2.4626 | 0 | 68 | 48.9 | 0 | 2.5487 | 72.5342 | 0 | 3.9968e-15 | 0
3088 | 87.291 | 0 | 87.291 | 42.9 | 2 | 1.6476 | 4 | 14.4246 | 22.3188 | 14.4246 | 22.3188 | 0 | 0 | 0 | 0 | 0 | 0 | 0 | 0 | 68 | 48.9 | 0 | 2.6187 | 82.4578 | 0 | 0 | 0
3089 | 93.0644 | 0 | 93.0644 | 42.9 | 2 | 8.2349 | 8.213 | 12.7385 | 11.012 | 12.7385 | 11.012 | 0 | 0 | 0 | 7.966 | 0 | 0 | 0 | 7.966 | 59.1489 | 53.113 | 0 | 2.7919 | 65.921 | 0 | 0 | 0
3090 | 96.4483 | 0 | 96.4483 | 42.9 | 2 | 9.6146 | 6.8001 | 15.5213 | 5.3355e-15 | 15.5213 | 5.3355e-15 | 0 | 0 | 0 | 12 | 0 | 7.6124 | 0 | 19.6124 | 37.5588 | 51.7001 | 0 | 2.8934 | 55.6876 | 0 | 0 | -1.4211e-14
3091 | 98.8991 | 0 | 98.8991 | 42.9 | 2 | 10.0924 | 7.9561 | 13.9506 | 0 | 13.9506 | 0 | 0 | 0 | 0 | 12 | 0 | 10 | 0 | 22 | 13.379 | 52.8561 | 0 | 2.967 | 52.1439 | 0 | 0 | 0
3092 | 107.9494 | 0 | 107.9494 | 55 | 4.4583 | 10.9907 | 10 | 15.4397 | 0 | 15.4397 | 0 | 0 | 0 | 0 | 11.234 | 0 | 0.82673 | 0 | 12.0608 | 0 | 69.4583 | 0 | 3.2385 | 35.5417 | 0 | 0 | -1.4211e-14
3093 | 103.0648 | 0 | 103.0648 | 55 | 12.8506 | 10.4961 | 10 | 14.7181 | 0 | 14.7181 | 0 | 0 | 0 | 0 | 0 | 0 | 0 | 0 | 0 | 0 | 77.8506 | 0 | 3.0919 | 27.1494 | 0 | 0 | 0
3094 | 99.2786 | 0 | 99.2786 | 55 | 8.191 | 9.8679 | 10 | 16.2197 | 0 | 16.2197 | 0 | 0 | 0 | 0 | 0 | 0 | 0 | 0 | 0 | 0 | 73.191 | 0 | 2.9784 | 31.809 | 0 | 0 | 0
3095 | 92.3747 | 0 | 92.3747 | 55 | 2.9669 | 9.1635 | 10 | 15.2443 | 0 | 15.2443 | 0 | 0 | 0 | 0 | 0 | 0 | 0 | 0 | 0 | 0 | 67.9669 | 0 | 2.7712 | 37.0331 | 0 | 0 | 0
3096 | 87.5042 | 0 | 87.5042 | 47.1001 | 2 | 7.9681 | 10 | 20.4361 | 0 | 20.4361 | 0 | 0 | 0 | 0 | 0 | 0 | 0 | 0 | 0 | 0 | 59.1001 | 0 | 2.6251 | 45.8999 | 0 | 0 | 0
3097 | 86.8337 | 0 | 86.8337 | 47.124 | 2 | 7.9713 | 10 | 19.7385 | 0 | 19.7385 | 0 | 0 | 0 | 0 | 0 | 0 | 0 | 0 | 0 | 0 | 59.124 | 0 | 2.605 | 45.876 | 0 | 0 | 0
3098 | 90.7949 | 0 | 90.7949 | 51.2991 | 2 | 8.5342 | 10 | 18.9615 | 0 | 18.9615 | 0 | 0 | 0 | 0 | 0 | 0 | 0 | 0 | 0 | 0 | 63.2991 | 0 | 2.7238 | 41.7009 | 0 | 0 | 0
3099 | 90.8173 | 0 | 90.8173 | 52.0179 | 2 | 8.6311 | 10 | 18.1683 | 0 | 18.1683 | 0 | 0 | 0 | 0 | 0 | 0 | 0 | 0 | 0 | 0 | 64.0179 | 0 | 2.7245 | 40.9821 | 0 | 0 | 0
3100 | 88.7567 | 0 | 88.7567 | 49.1505 | 2 | 8.2445 | 10 | 19.3617 | 0 | 19.3617 | 0 | 0 | 0 | 0 | 0 | 0 | 0 | 0 | 0 | 0 | 61.1505 | 0 | 2.6627 | 43.8495 | 0 | 0 | 0
3101 | 91.7157 | 0 | 91.7157 | 52.7629 | 2 | 8.7316 | 10 | 18.2212 | 0 | 18.2212 | 0 | 0 | 0 | 0 | 0 | 0 | 0 | 0 | 0 | 0 | 64.7629 | 0 | 2.7515 | 40.2371 | 0 | 0 | 0
3102 | 90.9301 | 0 | 90.9301 | 50.8686 | 2 | 8.4762 | 10 | 19.5852 | 0 | 19.5852 | 0 | 0 | 0 | 0 | 0 | 0 | 0 | 0 | 0 | 0 | 62.8686 | 0 | 2.7279 | 42.1314 | 0 | 0 | 0
3103 | 90.1119 | 0 | 90.1119 | 42.9 | 2 | 7.1322 | 8.0006 | 19.0145 | 11.0645 | 19.0145 | 11.0645 | 0 | 0 | 0 | 0 | 0 | 0 | 0 | 0 | 0 | 52.9006 | 0 | 2.7034 | 52.0994 | 0 | 0 | -1.4211e-14
3104 | 89.9708 | 0 | 89.9708 | 42.9 | 2 | 2.7496 | 4 | 18.1589 | 20.1623 | 18.1589 | 20.1623 | 0 | 0 | 0 | 0 | 0 | 0 | 0 | 0 | 0 | 48.9 | 0 | 2.6991 | 59.4866 | 0 | 0 | 0
3105 | 90.4891 | 0 | 90.4891 | 42.9 | 2 | 0 | 4 | 16.8951 | 31.2468 | 16.8951 | 31.2468 | 0 | 0 | 6.5529 | 0 | 0 | 0 | 6.5529 | 0 | 5.8976 | 48.9 | 0 | 2.7147 | 61.1311 | 0 | 0 | 0
3106 | 89.118 | 0 | 89.118 | 42.9 | 2 | 0 | 4 | 15.5773 | 38.7615 | 15.5773 | 38.7615 | 0 | 0 | 12 | 0 | 2.1208 | 0 | 14.1208 | 0 | 18.6529 | 48.9 | 0 | 2.6735 | 60.232 | 0 | 0 | 0
3107 | 89.677 | 0 | 89.677 | 42.9 | 2 | 0 | 4 | 15.5973 | 43.311 | 15.5973 | 43.311 | 0 | 0 | 12 | 0 | 6.1313 | 0 | 18.1313 | 0 | 35.1057 | 48.9 | 0 | 2.6903 | 59.7555 | 0 | 0 | 0
3108 | 85.8656 | 0 | 85.8656 | 42.9 | 2 | 7.1054e-15 | 4 | 18.2052 | 41.1216 | 18.2052 | 40.7604 | 0 | 0.36116 | 12 | 0 | 10 | 0 | 22 | 0 | 55.1252 | 48.9 | 0 | 2.576 | 59.253 | 0 | 0 | 0
3109 | 84.9439 | 0 | 84.9439 | 42.9 | 2 | 0 | 4 | 15.0582 | 42.0254 | 15.0582 | 35.207 | 0 | 6.8184 | 10.7804 | 0 | 3.4409 | 0 | 14.2214 | 0 | 68 | 48.9 | 0 | 2.5483 | 59.41 | 0 | 0 | 0
3110 | 83.7144 | 0 | 83.7144 | 42.9 | 2 | 1.4211e-14 | 4 | 15.2 | 36.3912 | 15.2 | 19.6144 | 0 | 16.7769 | 0 | 0 | 0 | 0 | 0 | 0 | 68 | 48.9 | 0 | 2.5114 | 81.9164 | 0 | 1.4211e-14 | 0
3111 | 86.9738 | 0 | 86.9738 | 42.9 | 2 | 0 | 4 | 15.8468 | 27.4566 | 15.8468 | 22.2269 | 0 | 5.2297 | 0 | 0 | 0 | 0 | 0 | 0 | 68 | 48.9 | 0 | 2.6092 | 83.2883 | 0 | 0 | 0
3112 | 88.9123 | 0 | 88.9123 | 42.9 | 2 | 4.5649 | 4 | 16.5611 | 18.8862 | 16.5611 | 18.8862 | 0 | 0 | 0 | 0 | 0 | 0 | 0 | 0 | 68 | 48.9 | 0 | 2.6674 | 79.887 | 0 | 0 | 0
3113 | 95.6101 | 0 | 95.6101 | 42.9 | 2 | 8.1401 | 8.839 | 17.4518 | 9.6426 | 17.4518 | 9.6426 | 0 | 0 | 0 | 6.6367 | 0 | 0 | 0 | 6.6367 | 60.6259 | 53.739 | 0 | 2.8683 | 66.6243 | 0 | 1.4211e-14 | 0
3114 | 96.922 | 0 | 96.922 | 42.9 | 2 | 9.4113 | 7.428 | 17.7062 | 4.9128e-15 | 17.7062 | 4.9128e-15 | 0 | 0 | 0 | 12 | 0 | 5.4764 | 0 | 17.4764 | 41.3526 | 52.328 | 0 | 2.9077 | 57.1955 | 0 | 0 | 0
3115 | 103.017 | 0 | 103.017 | 42.9 | 2 | 9.8709 | 7.1429 | 19.9323 | 0 | 19.9323 | 0 | 0 | 0 | 0 | 12 | 0 | 9.1709 | 0 | 21.1709 | 18.072 | 52.0429 | 0 | 3.0905 | 53.7862 | 0 | 1.4211e-14 | 0
3116 | 106.7632 | 0 | 106.7632 | 49.1823 | 2 | 10.3779 | 10 | 19.4112 | 0 | 19.4112 | 0 | 0 | 0 | 0 | 12 | 0 | 3.7917 | 0 | 15.7917 | 0.62592 | 61.1823 | 0 | 3.2029 | 43.8177 | 0 | 0 | -1.4211e-14
3117 | 101.3856 | 0 | 101.3856 | 55 | 5.8067 | 9.6224 | 10 | 20.3932 | 0 | 20.3932 | 0 | 0 | 0 | 0 | 0.56333 | 0 | 0 | 0 | 0.56333 | 0 | 70.8067 | 0 | 3.0416 | 34.1933 | 0 | 0 | 0
3118 | 98.3015 | 0 | 98.3015 | 55 | 4.439 | 9.362 | 10 | 19.5004 | 0 | 19.5004 | 0 | 0 | 0 | 0 | 0 | 0 | 0 | 0 | 0 | 0 | 69.439 | 0 | 2.949 | 35.561 | 0 | 0 | -1.4211e-14
3119 | 93.6424 | 0 | 93.6424 | 54.5184 | 2 | 8.9682 | 10 | 18.1557 | 0 | 18.1557 | 0 | 0 | 0 | 0 | 0 | 0 | 0 | 0 | 0 | 0 | 66.5184 | 0 | 2.8093 | 38.4816 | 0 | 0 | 0
3120 | 89.8778 | 0 | 89.8778 | 50.3584 | 2 | 8.4074 | 10 | 19.112 | 0 | 19.112 | 0 | 0 | 0 | 0 | 0 | 0 | 0 | 0 | 0 | 0 | 62.3584 | 0 | 2.6963 | 42.6416 | 0 | 0 | 0
3121 | 93.3663 | 0 | 93.3663 | 52.3883 | 2 | 8.6811 | 10 | 20.297 | 0 | 20.297 | 0 | 0 | 0 | 0 | 0 | 0 | 0 | 0 | 0 | 0 | 64.3883 | 0 | 2.801 | 40.6117 | 0 | 0 | 0
3122 | 93.6494 | 0 | 93.6494 | 53.723 | 2 | 8.861 | 10 | 19.0653 | 0 | 19.0653 | 0 | 0 | 0 | 0 | 0 | 0 | 0 | 0 | 0 | 0 | 65.723 | 0 | 2.8095 | 39.277 | 0 | 0 | 0
3123 | 92.406 | 0 | 92.406 | 53.7817 | 2 | 8.8689 | 10 | 17.7554 | 0 | 17.7554 | 0 | 0 | 0 | 0 | 0 | 0 | 0 | 0 | 0 | 0 | 65.7817 | 0 | 2.7722 | 39.2183 | 0 | 0 | -1.4211e-14
3124 | 94.4109 | 0 | 94.4109 | 54.3825 | 2 | 8.9499 | 10 | 19.0786 | 0 | 19.0786 | 0 | 0 | 0 | 0 | 0 | 0 | 0 | 0 | 0 | 0 | 66.3825 | 0 | 2.8323 | 38.6175 | 0 | 0 | 0
3125 | 93.3459 | 0 | 93.3459 | 55 | 2.0289 | 9.0371 | 10 | 17.28 | 0 | 17.28 | 0 | 0 | 0 | 0 | 0 | 0 | 0 | 0 | 0 | 0 | 67.0289 | 0 | 2.8004 | 37.9711 | 0 | 0 | 0
3126 | 94.9136 | 0 | 94.9136 | 53.8722 | 2 | 8.8811 | 10 | 20.1602 | 0 | 20.1602 | 0 | 0 | 0 | 0 | 0 | 0 | 0 | 0 | 0 | 0 | 65.8722 | 0 | 2.8474 | 39.1278 | 0 | 0 | 0
3127 | 92.0596 | 0 | 92.0596 | 45.4149 | 2 | 7.7409 | 10 | 15.4055 | 11.4983 | 15.4055 | 11.4983 | 0 | 0 | 0 | 0 | 0 | 0 | 0 | 0 | 0 | 57.4149 | 0 | 2.7618 | 47.5851 | 0 | 0 | 0
3128 | 94.9319 | 0 | 94.9319 | 42.9 | 2 | 6.3604 | 4 | 17.1221 | 22.5493 | 17.1221 | 22.5493 | 0 | 0 | 0 | 0 | 0 | 0 | 0 | 0 | 0 | 48.9 | 0 | 2.848 | 56.3048 | 0 | 0 | 0
3129 | 92.2499 | 0 | 92.2499 | 42.9 | 2 | 7.1054e-15 | 4 | 14.9326 | 34.5831 | 14.9326 | 34.5831 | 0 | 0 | 6.1658 | 0 | 0 | 0 | 6.1658 | 0 | 5.5492 | 48.9 | 0 | 2.7675 | 61.1771 | 0 | 0 | 0
3130 | 92.3353 | 0 | 92.3353 | 42.9 | 2 | 0 | 4 | 16.4843 | 39.0142 | 16.4843 | 39.0142 | 0 | 0 | 12 | 0 | 0.063219 | 0 | 12.0632 | 0 | 16.4075 | 48.9 | 0 | 2.7701 | 60.4764 | 0 | 0 | 0
3131 | 89.5102 | 0 | 89.5102 | 42.9 | 2 | 0 | 4 | 14.8297 | 43.4103 | 14.8297 | 43.4103 | 0 | 0 | 12 | 0 | 5.6297 | 0 | 17.6297 | 0 | 32.3979 | 48.9 | 0 | 2.6853 | 59.8151 | 0 | 0 | 0
3132 | 92.2905 | 0 | 92.2905 | 42.9 | 2 | 0 | 4 | 15.5498 | 42.3507 | 15.5498 | 42.3507 | 0 | 0 | 12 | 0 | 2.51 | 0 | 14.51 | 0 | 45.512 | 48.9 | 0 | 2.7687 | 60.1857 | 0 | 0 | 0
3133 | 90.5524 | 0 | 90.5524 | 42.9 | 2 | 0 | 4 | 16.2574 | 48.7659 | 16.2574 | 46.5625 | 0 | 2.2035 | 11.1675 | 0 | 10 | 0 | 21.1675 | 0 | 64.7823 | 48.9 | 0 | 2.7166 | 59.133 | 0 | 0 | -3.5527e-15
3134 | 88.3609 | 0 | 88.3609 | 42.9 | 2 | 7.1054e-15 | 4 | 14.6117 | 42.0721 | 14.6117 | 28.3393 | 0 | 13.7329 | 0 | 0 | 3.4901 | 0 | 3.4901 | 0 | 68 | 48.9 | 0 | 2.6508 | 71.8634 | 0 | 2.6645e-15 | 0
3135 | 89.6316 | 0 | 89.6316 | 42.9 | 2 | 0 | 4 | 17.6318 | 33.354 | 17.6318 | 23.0998 | 0 | 10.2543 | 0 | 0 | 0 | 0 | 0 | 0 | 68 | 48.9 | 0 | 2.6889 | 82.6913 | 0 | 1.4211e-14 | 0
3136 | 90.8591 | 0 | 90.8591 | 42.9 | 2 | 2.0287 | 4 | 14.5637 | 25.3667 | 14.5637 | 25.3667 | 0 | 0 | 0 | 0 | 0 | 0 | 0 | 0 | 68 | 48.9 | 0 | 2.7258 | 82.122 | 0 | 0 | 0
3137 | 95.0363 | 0 | 95.0363 | 42.9 | 2 | 7.7416 | 6.918 | 17.1072 | 12.7672 | 17.1072 | 12.7672 | 0 | 0 | 0 | 5.6023 | 0 | 0 | 0 | 5.6023 | 61.7753 | 51.818 | 0 | 2.8511 | 69.5797 | 0 | 0 | -2.8422e-14
3138 | 100.9541 | 0 | 100.9541 | 42.9 | 2 | 9.9088 | 6.5948 | 17.5505 | 5.0581e-15 | 17.5505 | 5.0581e-15 | 0 | 0 | 0 | 12 | 0 | 10 | 0 | 22 | 37.5954 | 51.4948 | 0 | 3.0286 | 53.5052 | 0 | 0 | 0
3139 | 103.9052 | 0 | 103.9052 | 44.0712 | 2 | 10.3154 | 10 | 17.0796 | 0 | 17.0796 | 0 | 0 | 0 | 0 | 12 | 0 | 8.4391 | 0 | 20.4391 | 15.1086 | 56.0712 | 0 | 3.1172 | 48.9288 | 0 | 0 | -1.4211e-14
3140 | 112.4605 | 0 | 112.4605 | 55 | 5.2901 | 11.0946 | 10 | 19.0757 | 0 | 19.0757 | 0 | 0 | 0 | 0 | 12 | 0 | 0 | 0 | 12 | 1.7753 | 70.2901 | 0 | 3.3738 | 34.7099 | 0 | 0 | 0
3141 | 106.7869 | 0 | 106.7869 | 55 | 11.2296 | 10.493 | 10 | 18.4666 | 0 | 18.4666 | 0 | 0 | 0 | 0 | 1.5977 | 0 | 0 | 0 | 1.5977 | 0 | 76.2296 | 0 | 3.2036 | 28.7704 | 0 | 0 | 0
3142 | 102.9633 | 0 | 102.9633 | 55 | 8.6411 | 9.9286 | 10 | 19.3936 | 0 | 19.3936 | 0 | 0 | 0 | 0 | 0 | 0 | 0 | 0 | 0 | 0 | 73.6411 | 0 | 3.0889 | 31.3589 | 0 | 0 | 0
3143 | 99.9288 | 0 | 99.9288 | 55 | 6.805 | 9.681 | 10 | 18.4428 | 0 | 18.4428 | 0 | 0 | 0 | 0 | 0 | 0 | 0 | 0 | 0 | 0 | 71.805 | 0 | 2.9979 | 33.195 | 0 | 0 | 0
3144 | 83.1278 | 0 | 83.1278 | 45.3892 | 2 | 7.7374 | 10 | 18.0012 | 0 | 18.0012 | 0 | 0 | 0 | 0 | 0 | 0 | 0 | 0 | 0 | 0 | 57.3892 | 0 | 2.4938 | 47.6108 | 0 | 0 | 0
3145 | 86.3396 | 0 | 86.3396 | 48.3014 | 2 | 8.13 | 10 | 17.9082 | 0 | 17.9082 | 0 | 0 | 0 | 0 | 0 | 0 | 0 | 0 | 0 | 0 | 60.3014 | 0 | 2.5902 | 44.6986 | 0 | 0 | 0
3146 | 87.4446 | 0 | 87.4446 | 48.9545 | 2 | 8.2181 | 10 | 18.2719 | 0 | 18.2719 | 0 | 0 | 0 | 0 | 0 | 0 | 0 | 0 | 0 | 0 | 60.9545 | 0 | 2.6233 | 44.0455 | 0 | 0 | 0
3147 | 84.5655 | 0 | 84.5655 | 46.5779 | 2 | 7.8977 | 10 | 18.0899 | 0 | 18.0899 | 0 | 0 | 0 | 0 | 0 | 0 | 0 | 0 | 0 | 0 | 58.5779 | 0 | 2.537 | 46.4221 | 0 | 1.4211e-14 | 0
3148 | 87.6632 | 0 | 87.6632 | 50.1207 | 2 | 8.3753 | 10 | 17.1672 | 0 | 17.1672 | 0 | 0 | 0 | 0 | 0 | 0 | 0 | 0 | 0 | 0 | 62.1207 | 0 | 2.6299 | 42.8793 | 0 | 0 | 0
3149 | 85.6943 | 0 | 85.6943 | 47.567 | 2 | 8.031 | 10 | 18.0963 | 0 | 18.0963 | 0 | 0 | 0 | 0 | 0 | 0 | 0 | 0 | 0 | 0 | 59.567 | 0 | 2.5708 | 45.433 | 0 | 0 | 0
3150 | 87.9263 | 0 | 87.9263 | 49.8038 | 2 | 8.3326 | 10 | 17.7899 | 0 | 17.7899 | 0 | 0 | 0 | 0 | 0 | 0 | 0 | 0 | 0 | 0 | 61.8038 | 0 | 2.6378 | 43.1962 | 0 | 0 | 0
3151 | 84.9368 | 0 | 84.9368 | 42.9 | 2 | 6.9325 | 6.5193 | 16.3334 | 10.2516 | 16.3334 | 10.2516 | 0 | 0 | 0 | 0 | 0 | 0 | 0 | 0 | 0 | 51.4193 | 0 | 2.5481 | 53.5807 | 0 | 0 | 0
3152 | 85.6128 | 0 | 85.6128 | 42.9 | 2 | 0 | 4 | 16.0909 | 21.7736 | 16.0909 | 21.7736 | 0 | 0 | 1.1517 | 0 | 0 | 0 | 1.1517 | 0 | 1.0366 | 48.9 | 0 | 2.5684 | 61.7728 | 0 | 0 | 0
3153 | 85.1202 | 0 | 85.1202 | 42.9 | 2 | 0 | 4 | 16.4039 | 31.7371 | 16.4039 | 31.7371 | 0 | 0 | 11.9207 | 0 | 0 | 0 | 11.9207 | 0 | 11.7652 | 48.9 | 0 | 2.5536 | 60.4933 | 0 | 0 | 0
3154 | 84.8365 | 0 | 84.8365 | 42.9 | 2 | 0 | 4 | 15.1003 | 35.961 | 15.1003 | 35.961 | 0 | 0 | 12 | 0 | 3.1249 | 0 | 15.1249 | 0 | 25.4462 | 48.9 | 0 | 2.5451 | 60.1127 | 0 | 0 | 0
3155 | 82.7862 | 0 | 82.7862 | 42.9 | 2 | 1.4211e-14 | 4 | 14.1945 | 46.1567 | 14.1945 | 41.6917 | 0 | 4.465 | 12 | 0 | 10 | 0 | 22 | 0 | 45.4658 | 48.9 | 0 | 2.4836 | 58.7654 | 0 | 0 | 0
3156 | 84.2869 | 0 | 84.2869 | 42.9 | 2 | 0 | 4 | 11.3205 | 40.311 | 11.3205 | 40.311 | 0 | 0 | 12 | 0 | 4.2446 | 0 | 16.2446 | 0 | 60.1791 | 48.9 | 0 | 2.5286 | 59.9796 | 0 | 0 | 0
3157 | 82.1938 | 0 | 82.1938 | 42.9 | 2 | 0 | 4 | 13.8533 | 44.4942 | 13.8533 | 28.0249 | 0 | 16.4693 | 4.2609 | 0 | 4.3235 | 0 | 8.5844 | 0 | 68 | 48.9 | 0 | 2.4658 | 58.9331 | 0 | 7.1054e-15 | 0
3158 | 81.4873 | 0 | 81.4873 | 42.9 | 2 | 0 | 4 | 15.0959 | 39.8131 | 15.0959 | 17.4913 | 0 | 22.3218 | 0 | 0 | 0 | 0 | 0 | 0 | 68 | 48.9 | 0 | 2.4446 | 81.2576 | 0 | 0 | 0
3159 | 83.0729 | 0 | 83.0729 | 42.9 | 2 | 0 | 4 | 12.9711 | 29.368 | 12.9711 | 21.2019 | 0 | 8.1661 | 0 | 0 | 0 | 0 | 0 | 0 | 68 | 48.9 | 0 | 2.4922 | 82.9394 | 0 | 0 | 0
3160 | 86.0358 | 0 | 86.0358 | 42.9 | 2 | 0 | 4 | 15.6277 | 23.6695 | 15.6277 | 21.5081 | 0 | 2.1614 | 0 | 0 | 0 | 0 | 0 | 0 | 68 | 48.9 | 0 | 2.5811 | 83.6528 | 0 | 0 | 0
3161 | 89.0668 | 0 | 89.0668 | 42.9 | 2 | 7.2258 | 5.6035 | 15.3916 | 12.8546 | 15.3916 | 12.8546 | 0 | 0 | 0 | 3.0913 | 0 | 0 | 0 | 3.0913 | 64.5653 | 50.5035 | 0 | 2.672 | 73.4052 | 0 | 0 | -1.4211e-14
3162 | 96.3655 | 0 | 96.3655 | 42.9 | 2 | 8.9635 | 4 | 16.502 | 5.1972e-15 | 16.502 | 5.1972e-15 | 0 | 0 | 0 | 12 | 0 | 10 | 0 | 22 | 40.3854 | 48.9 | 0 | 2.891 | 56.6247 | 0 | 0 | 0
3163 | 98.2165 | 0 | 98.2165 | 42.9 | 2 | 9.5326 | 5.3654 | 17.9793 | 0 | 17.9793 | 0 | 0 | 0 | 0 | 12 | 0 | 8.4391 | 0 | 20.4391 | 17.8986 | 50.2654 | 0 | 2.9465 | 54.7346 | 0 | 0 | 0
3164 | 105.1798 | 0 | 105.1798 | 55 | 2.0595 | 10.6591 | 10 | 15.4612 | 0 | 15.4612 | 0 | 0 | 0 | 0 | 12 | 0 | 0 | 0 | 12 | 4.5653 | 67.0595 | 0 | 3.1554 | 37.9405 | 0 | 0 | 0
3165 | 101.2188 | 0 | 101.2188 | 55 | 7.1631 | 10.2832 | 10 | 14.6638 | 0 | 14.6638 | 0 | 0 | 0 | 0 | 4.1087 | 0 | 0 | 0 | 4.1087 | 0 | 72.1631 | 0 | 3.0366 | 32.8369 | 0 | 0 | 0
3166 | 94.9667 | 0 | 94.9667 | 55 | 3.0491 | 9.1746 | 10 | 17.7429 | 0 | 17.7429 | 0 | 0 | 0 | 0 | 0 | 0 | 0 | 0 | 0 | 0 | 68.0491 | 0 | 2.849 | 36.9509 | 0 | 0 | 0
3167 | 93.8045 | 0 | 93.8045 | 54.4698 | 2 | 8.9617 | 10 | 18.373 | 0 | 18.373 | 0 | 0 | 0 | 0 | 0 | 0 | 0 | 0 | 0 | 0 | 66.4698 | 0 | 2.8141 | 38.5302 | 0 | 0 | 0
3168 | 84.427 | 0 | 84.427 | 46.0317 | 2 | 7.824 | 10 | 18.5712 | 0 | 18.5712 | 0 | 0 | 0 | 0 | 0 | 0 | 0 | 0 | 0 | 0 | 58.0317 | 0 | 2.5328 | 46.9683 | 0 | 0 | -1.4211e-14
3169 | 82.1154 | 0 | 82.1154 | 44.1267 | 2 | 7.5672 | 10 | 18.4215 | 0 | 18.4215 | 0 | 0 | 0 | 0 | 0 | 0 | 0 | 0 | 0 | 0 | 56.1267 | 0 | 2.4635 | 48.8733 | 0 | 0 | 0
3170 | 82.9726 | 0 | 82.9726 | 46.5591 | 2 | 7.8951 | 10 | 16.5185 | 0 | 16.5185 | 0 | 0 | 0 | 0 | 0 | 0 | 0 | 0 | 0 | 0 | 58.5591 | 0 | 2.4892 | 46.4409 | 0 | 0 | 0
3171 | 85.1379 | 0 | 85.1379 | 46.4077 | 2 | 7.8747 | 10 | 18.8555 | 0 | 18.8555 | 0 | 0 | 0 | 0 | 0 | 0 | 0 | 0 | 0 | 0 | 58.4077 | 0 | 2.5541 | 46.5923 | 0 | 0 | 0
3172 | 87.9763 | 0 | 87.9763 | 49.4928 | 2 | 8.2907 | 10 | 18.1928 | 0 | 18.1928 | 0 | 0 | 0 | 0 | 0 | 0 | 0 | 0 | 0 | 0 | 61.4928 | 0 | 2.6393 | 43.5072 | 0 | 0 | 0
3173 | 87.2781 | 0 | 87.2781 | 50.0845 | 2 | 8.3704 | 10 | 16.8232 | 0 | 16.8232 | 0 | 0 | 0 | 0 | 0 | 0 | 0 | 0 | 0 | 0 | 62.0845 | 0 | 2.6183 | 42.9155 | 0 | 0 | 0
3174 | 88.647 | 0 | 88.647 | 51.8098 | 2 | 8.6031 | 10 | 16.2341 | 0 | 16.2341 | 0 | 0 | 0 | 0 | 0 | 0 | 0 | 0 | 0 | 0 | 63.8098 | 0 | 2.6594 | 41.1902 | 0 | 0 | 0
3175 | 87.6627 | 0 | 87.6627 | 42.9 | 2 | 6.8826 | 6.1488 | 17.0384 | 12.6929 | 17.0384 | 12.6929 | 0 | 0 | 0 | 0 | 0 | 0 | 0 | 0 | 0 | 51.0488 | 0 | 2.6299 | 53.9512 | 0 | 1.4211e-14 | 0
3176 | 87.4769 | 0 | 87.4769 | 42.9 | 2 | 1.579 | 4 | 14.4663 | 22.5316 | 14.4663 | 22.5316 | 0 | 0 | 0 | 0 | 0 | 0 | 0 | 0 | 0 | 48.9 | 0 | 2.6243 | 60.5182 | 0 | 0 | 0
3177 | 85.4529 | 0 | 85.4529 | 42.9 | 2 | 0 | 4 | 16.4141 | 33.2179 | 16.4141 | 33.2179 | 0 | 0 | 12 | 0 | 1.079 | 0 | 13.079 | 0 | 11.7948 | 48.9 | 0 | 2.5636 | 60.3557 | 0 | 0 | 0
3178 | 83.7215 | 0 | 83.7215 | 42.9 | 2 | 0 | 4 | 14.7925 | 36.096 | 14.7925 | 36.096 | 0 | 0 | 12 | 0 | 4.0671 | 0 | 16.0671 | 0 | 26.3445 | 48.9 | 0 | 2.5116 | 60.0007 | 0 | 0 | 0
3179 | 83.7602 | 0 | 83.7602 | 42.9 | 2 | 0 | 4 | 15.0862 | 44.4689 | 15.0862 | 41.774 | 0 | 2.6949 | 12 | 0 | 10 | 0 | 22 | 0 | 46.364 | 48.9 | 0 | 2.5128 | 58.9757 | 0 | 0 | 0
3180 | 85.1086 | 0 | 85.1086 | 42.9 | 2 | 0 | 4 | 14.5536 | 41.2584 | 14.5536 | 40.202 | 0 | 1.0565 | 12 | 0 | 6.5469 | 0 | 18.5469 | 0 | 63.2 | 48.9 | 0 | 2.5533 | 59.5806 | 0 | 3.5527e-15 | 0
3181 | 81.9446 | 0 | 81.9446 | 42.9 | 2 | 0 | 4 | 13.2422 | 47.2687 | 13.2422 | 25.1358 | 0 | 22.1329 | 5.3333 | 0 | 0 | 0 | 5.3333 | 0 | 68 | 48.9 | 0 | 2.4583 | 68.6465 | 0 | 0 | -1.7764e-15
3182 | 81.1649 | 0 | 81.1649 | 42.9 | 2 | 7.1054e-15 | 4 | 15.2907 | 39.2439 | 15.2907 | 16.9743 | 0 | 22.2697 | 0 | 0 | 0 | 0 | 0 | 0 | 68 | 48.9 | 0 | 2.4349 | 81.2638 | 0 | 0 | 0
3183 | 81.208 | 0 | 81.208 | 42.9 | 2 | 7.1054e-15 | 4 | 16.2074 | 29.5566 | 16.2074 | 16.1005 | 0 | 13.456 | 0 | 0 | 0 | 0 | 0 | 0 | 68 | 48.9 | 0 | 2.4362 | 82.3109 | 0 | 0 | 0
3184 | 84.7856 | 0 | 84.7856 | 42.9 | 2 | 7.1054e-15 | 4 | 13.8744 | 24.2691 | 13.8744 | 22.0112 | 0 | 2.2579 | 0 | 0 | 0 | 0 | 0 | 0 | 68 | 48.9 | 0 | 2.5436 | 83.6414 | 0 | 1.4211e-14 | 0
3185 | 91.3645 | 0 | 91.3645 | 44.2143 | 2 | 7.579 | 10 | 14.9727 | 12.5986 | 14.9727 | 12.5986 | 0 | 0 | 0 | 0 | 0 | 0 | 0 | 0 | 68 | 56.2143 | 0 | 2.7409 | 70.7857 | 0 | 0 | 0
3186 | 93.6871 | 0 | 93.6871 | 44.089 | 2 | 9.0331 | 10 | 17.6547 | 5.4565e-15 | 17.6547 | 5.4565e-15 | 0 | 0 | 0 | 10.9103 | 0 | 0 | 0 | 10.9103 | 55.8774 | 56.089 | 0 | 2.8106 | 60.0007 | 0 | 1.4211e-14 | 0
3187 | 101.0188 | 0 | 101.0188 | 43.5014 | 2 | 10.0106 | 10 | 16.7584 | 0 | 16.7584 | 0 | 0 | 0 | 0 | 12 | 0 | 6.7484 | 0 | 18.7484 | 35.2244 | 55.5014 | 0 | 3.0306 | 52.7502 | 0 | 0 | -1.4211e-14
3188 | 103.2498 | 0 | 103.2498 | 43.5695 | 2 | 10.1687 | 10 | 17.6584 | 0 | 17.6584 | 0 | 0 | 0 | 0 | 12 | 0 | 7.8531 | 0 | 19.8531 | 13.3732 | 55.5695 | 0 | 3.0975 | 51.5774 | 0 | 0 | 0
3189 | 101.0458 | 0 | 101.0458 | 50.36 | 2 | 10.0426 | 10 | 16.516 | 0 | 16.516 | 0 | 0 | 0 | 0 | 8.2897 | 0 | 3.8375 | 0 | 12.1272 | 0 | 62.36 | 0 | 3.0314 | 42.64 | 0 | 0 | 0
3190 | 95.091 | 0 | 95.091 | 55 | 2.9884 | 9.1664 | 10 | 17.9362 | 0 | 17.9362 | 0 | 0 | 0 | 0 | 0 | 0 | 0 | 0 | 0 | 0 | 67.9884 | 0 | 2.8527 | 37.0116 | 0 | 0 | 0
3191 | 92.9613 | 0 | 92.9613 | 53.6051 | 2 | 8.8451 | 10 | 18.511 | 0 | 18.511 | 0 | 0 | 0 | 0 | 0 | 0 | 0 | 0 | 0 | 0 | 65.6051 | 0 | 2.7888 | 39.3949 | 0 | 0 | 0
3192 | 87.0805 | 0 | 87.0805 | 52.6394 | 2 | 8.7149 | 10 | 13.7261 | 0 | 13.7261 | 0 | 0 | 0 | 0 | 0 | 0 | 0 | 0 | 0 | 0 | 64.6394 | 0 | 2.6124 | 40.3606 | 0 | 0 | 0
3193 | 86.9294 | 0 | 86.9294 | 52.8842 | 2 | 8.7479 | 10 | 13.2972 | 0 | 13.2972 | 0 | 0 | 0 | 0 | 0 | 0 | 0 | 0 | 0 | 0 | 64.8842 | 0 | 2.6079 | 40.1158 | 0 | 0 | 0
3194 | 88.3771 | 0 | 88.3771 | 53.178 | 2 | 8.7875 | 10 | 14.4116 | 0 | 14.4116 | 0 | 0 | 0 | 0 | 0 | 0 | 0 | 0 | 0 | 0 | 65.178 | 0 | 2.6513 | 39.822 | 0 | 0 | 0
3195 | 87.7491 | 0 | 87.7491 | 53.9478 | 2 | 8.8913 | 10 | 12.91 | 0 | 12.91 | 0 | 0 | 0 | 0 | 0 | 0 | 0 | 0 | 0 | 0 | 65.9478 | 0 | 2.6325 | 39.0522 | 0 | 0 | 0
3196 | 87.9129 | 0 | 87.9129 | 55 | 2.8272 | 9.1447 | 10 | 10.941 | 0 | 10.941 | 0 | 0 | 0 | 0 | 0 | 0 | 0 | 0 | 0 | 0 | 67.8272 | 0 | 2.6374 | 37.1728 | 0 | 0 | 0
3197 | 91.4939 | 0 | 91.4939 | 55 | 5.5762 | 9.5153 | 10 | 11.4023 | 0 | 11.4023 | 0 | 0 | 0 | 0 | 0 | 0 | 0 | 0 | 0 | 0 | 70.5762 | 0 | 2.7448 | 34.4238 | 0 | 0 | 0
3198 | 90.9263 | 0 | 90.9263 | 55 | 4.9378 | 9.4293 | 10 | 11.5592 | 0 | 11.5592 | 0 | 0 | 0 | 0 | 0 | 0 | 0 | 0 | 0 | 0 | 69.9378 | 0 | 2.7278 | 35.0622 | 0 | 0 | 0
3199 | 90.3083 | 0 | 90.3083 | 48.6956 | 2 | 8.1832 | 10 | 10.721 | 10.7085 | 10.721 | 10.7085 | 0 | 0 | 0 | 0 | 0 | 0 | 0 | 0 | 0 | 60.6956 | 0 | 2.7092 | 44.3044 | 0 | 0 | 0
3200 | 88.0141 | 0 | 88.0141 | 42.9 | 2 | 6.7142 | 4.9001 | 10.1631 | 21.3367 | 10.1631 | 21.3367 | 0 | 0 | 0 | 0 | 0 | 0 | 0 | 0 | 0 | 49.8001 | 0 | 2.6404 | 55.1999 | 0 | 0 | 0
3201 | 90.8571 | 0 | 90.8571 | 42.9 | 2 | 0.80649 | 4 | 11.0954 | 30.0553 | 11.0954 | 30.0553 | 0 | 0 | 0 | 0 | 0 | 0 | 0 | 0 | 0 | 48.9 | 0 | 2.7257 | 61.1989 | 0 | 0 | 0
3202 | 89.6469 | 0 | 89.6469 | 42.9 | 2 | 7.1054e-15 | 4 | 8.365 | 35.8906 | 8.365 | 35.8906 | 0 | 0 | 3.5087 | 0 | 0 | 0 | 3.5087 | 0 | 3.1578 | 48.9 | 0 | 2.6894 | 61.4927 | 0 | 0 | 0
3203 | 87.0647 | 0 | 87.0647 | 42.9 | 2 | 0 | 4 | 8.8762 | 39.303 | 8.8762 | 39.303 | 0 | 0 | 10.0145 | 0 | 0 | 0 | 10.0145 | 0 | 12.1709 | 48.9 | 0 | 2.6119 | 60.7198 | 0 | 0 | 0
3204 | 86.829 | 0 | 86.829 | 42.9 | 2 | 7.1054e-15 | 4 | 8.5196 | 43.0769 | 8.5196 | 43.0769 | 0 | 0 | 12 | 0 | 1.6675 | 0 | 13.6675 | 0 | 24.5082 | 48.9 | 0 | 2.6049 | 60.2858 | 0 | 0 | 0
3205 | 88.0454 | 0 | 88.0454 | 42.9 | 2 | 0 | 4 | 10.7812 | 39.3861 | 10.7812 | 39.3861 | 0 | 0 | 11.0218 | 0 | 0 | 0 | 11.0218 | 0 | 34.4279 | 48.9 | 0 | 2.6414 | 62.0175 | 0 | 0 | 0
3206 | 84.3715 | 0 | 84.3715 | 42.9 | 2 | 0 | 4 | 10.6065 | 34.8921 | 10.6065 | 34.8921 | 0 | 0 | 10.0271 | 0 | 0 | 0 | 10.0271 | 0 | 43.4523 | 48.9 | 0 | 2.5311 | 62.1357 | 0 | 0 | 0
3207 | 86.5366 | 0 | 86.5366 | 42.9 | 2 | 7.1054e-15 | 4 | 9.749 | 29.065 | 9.749 | 29.065 | 0 | 0 | 1.1774 | 0 | 0 | 0 | 1.1774 | 0 | 44.5119 | 48.9 | 0 | 2.5961 | 63.1871 | 0 | 1.4211e-14 | 0
3208 | 89.2926 | 0 | 89.2926 | 42.9 | 2 | 6.8669 | 6.0326 | 10.3306 | 21.1625 | 10.3306 | 21.1625 | 0 | 0 | 0 | 0 | 0 | 0 | 0 | 0 | 44.5119 | 50.9326 | 0 | 2.6788 | 67.4848 | 0 | 0 | 0
3209 | 94.0577 | 0 | 94.0577 | 46.7087 | 2 | 8.5312 | 10 | 11.1092 | 11.1406 | 11.1092 | 11.1406 | 0 | 0 | 0 | 4.568 | 0 | 0 | 0 | 4.568 | 39.4364 | 58.7087 | 0 | 2.8217 | 55.1406 | 0 | 0 | 0
3210 | 98.3166 | 0 | 98.3166 | 49.8281 | 2 | 10.1449 | 10 | 12.9262 | 5.0947e-15 | 12.9262 | 5.0947e-15 | 0 | 0 | 0 | 12 | 0 | 1.4174 | 0 | 13.4174 | 24.5657 | 61.8281 | 0 | 2.9495 | 43.1719 | 0 | 0 | -1.4211e-14
3211 | 100.9606 | 0 | 100.9606 | 55 | 2.0335 | 10.6556 | 10 | 11.2715 | 0 | 11.2715 | 0 | 0 | 0 | 0 | 12 | 0 | 0 | 0 | 12 | 11.2324 | 67.0335 | 0 | 3.0288 | 37.9665 | 0 | 0 | 0
3212 | 108.2089 | 0 | 108.2089 | 55 | 8.9644 | 11.3351 | 10 | 12.8003 | 0 | 12.8003 | 0 | 0 | 0 | 0 | 10.1091 | 0 | 0 | 0 | 10.1091 | 0 | 73.9644 | 0 | 3.2463 | 31.0356 | 0 | 0 | 0
3213 | 104.3238 | 0 | 104.3238 | 55 | 16.542 | 10.9938 | 10 | 11.788 | 0 | 11.788 | 0 | 0 | 0 | 0 | 0 | 0 | 0 | 0 | 0 | 0 | 81.542 | 0 | 3.1297 | 23.458 | 0 | 0 | 0
3214 | 99.2549 | 0 | 99.2549 | 55 | 11.6069 | 10.3284 | 10 | 12.3196 | 0 | 12.3196 | 0 | 0 | 0 | 0 | 0 | 0 | 0 | 0 | 0 | 0 | 76.6069 | 0 | 2.9776 | 28.3931 | 0 | 0 | 0
3215 | 94.4697 | 0 | 94.4697 | 55 | 7.1153 | 9.7228 | 10 | 12.6315 | 0 | 12.6315 | 0 | 0 | 0 | 0 | 0 | 0 | 0 | 0 | 0 | 0 | 72.1153 | 0 | 2.8341 | 32.8847 | 0 | 0 | 0
3216 | 89.2176 | 0 | 89.2176 | 55 | 3.1933 | 9.1941 | 10 | 11.8302 | 0 | 11.8302 | 0 | 0 | 0 | 0 | 0 | 0 | 0 | 0 | 0 | 0 | 68.1933 | 0 | 2.6765 | 36.8067 | 0 | 0 | 0
3217 | 93.4916 | 0 | 93.4916 | 55 | 7.5806 | 9.7856 | 10 | 11.1254 | 0 | 11.1254 | 0 | 0 | 0 | 0 | 0 | 0 | 0 | 0 | 0 | 0 | 72.5806 | 0 | 2.8047 | 32.4194 | 0 | 0 | 0
3218 | 92.5159 | 0 | 92.5159 | 55 | 5.0734 | 9.4475 | 10 | 12.9949 | 0 | 12.9949 | 0 | 0 | 0 | 0 | 0 | 0 | 0 | 0 | 0 | 0 | 70.0734 | 0 | 2.7755 | 34.9266 | 0 | 0 | 0
3219 | 94.4919 | 0 | 94.4919 | 55 | 9.2284 | 10.0077 | 10 | 10.2558 | 0 | 10.2558 | 0 | 0 | 0 | 0 | 0 | 0 | 0 | 0 | 0 | 0 | 74.2284 | 0 | 2.8348 | 30.7716 | 0 | 0 | 0
3220 | 91.9572 | 0 | 91.9572 | 55 | 5.5521 | 9.5121 | 10 | 11.8929 | 0 | 11.8929 | 0 | 0 | 0 | 0 | 0 | 0 | 0 | 0 | 0 | 0 | 70.5521 | 0 | 2.7587 | 34.4479 | 0 | 0 | 0
3221 | 92.7111 | 0 | 92.7111 | 55 | 5.5435 | 9.5109 | 10 | 12.6567 | 0 | 12.6567 | 0 | 0 | 0 | 0 | 0 | 0 | 0 | 0 | 0 | 0 | 70.5435 | 0 | 2.7813 | 34.4565 | 0 | 0 | 0
3222 | 93.5072 | 0 | 93.5072 | 55 | 6.3629 | 9.6214 | 10 | 12.5229 | 0 | 12.5229 | 0 | 0 | 0 | 0 | 0 | 0 | 0 | 0 | 0 | 0 | 71.3629 | 0 | 2.8052 | 33.6371 | 0 | 0 | 0
3223 | 91.7827 | 0 | 91.7827 | 47.0311 | 2 | 7.9588 | 10 | 11.6726 | 13.1202 | 11.6726 | 13.1202 | 0 | 0 | 0 | 0 | 0 | 0 | 0 | 0 | 0 | 59.0311 | 0 | 2.7535 | 45.9689 | 0 | 0 | 0
3224 | 94.7395 | 0 | 94.7395 | 42.9 | 2 | 6.8939 | 6.2326 | 9.6627 | 27.0503 | 9.6627 | 27.0503 | 0 | 0 | 0 | 0 | 0 | 0 | 0 | 0 | 0 | 51.1326 | 0 | 2.8422 | 53.8674 | 0 | 0 | 0
3225 | 94.7299 | 0 | 94.7299 | 42.9 | 2 | 2.7856 | 4 | 7.3264 | 35.7179 | 7.3264 | 35.7179 | 0 | 0 | 0 | 0 | 0 | 0 | 0 | 0 | 0 | 48.9 | 0 | 2.8419 | 59.455 | 0 | 0 | 0
3226 | 94.0319 | 0 | 94.0319 | 42.9 | 2 | 0 | 4 | 8.9222 | 38.7108 | 8.9222 | 38.7108 | 0 | 0 | 2.5011 | 0 | 0 | 0 | 2.5011 | 0 | 2.251 | 48.9 | 0 | 2.821 | 61.6125 | 0 | 0 | 0
3227 | 93.365 | 0 | 93.365 | 42.9 | 2 | 0 | 4 | 9.3791 | 48.9989 | 9.3791 | 48.9989 | 0 | 0 | 12 | 0 | 1.913 | 0 | 13.913 | 0 | 14.8146 | 48.9 | 0 | 2.8009 | 60.2567 | 0 | 0 | 0
3228 | 92.3433 | 0 | 92.3433 | 42.9 | 2 | 1.4211e-14 | 4 | 11.2557 | 52.9858 | 11.2557 | 52.9858 | 0 | 0 | 12 | 0 | 8.7982 | 0 | 20.7982 | 0 | 33.7262 | 48.9 | 0 | 2.7703 | 59.4387 | 0 | 0 | 0
3229 | 91.5106 | 0 | 91.5106 | 42.9 | 2 | 7.1054e-15 | 4 | 9.66 | 51.7738 | 9.66 | 51.7738 | 0 | 0 | 12 | 0 | 6.8231 | 0 | 18.8231 | 0 | 50.8168 | 48.9 | 0 | 2.7453 | 59.6733 | 0 | 0 | 0
3230 | 88.5299 | 0 | 88.5299 | 42.9 | 2 | 0 | 4 | 11.0476 | 45.2582 | 11.0476 | 44.741 | 0 | 0.51718 | 12 | 0 | 4.1588 | 0 | 16.1588 | 0 | 65.451 | 48.9 | 0 | 2.6559 | 59.9284 | 0 | 3.5527e-15 | 0
3231 | 87.0968 | 0 | 87.0968 | 42.9 | 2 | 0 | 4 | 9.9869 | 36.9852 | 9.9869 | 31.0421 | 0 | 5.9431 | 2.8322 | 0 | 0 | 0 | 2.8322 | 0 | 68 | 48.9 | 0 | 2.6129 | 70.867 | 0 | 4.885e-15 | 0
3232 | 90.958 | 0 | 90.958 | 42.9 | 2 | 6.7629 | 5.2614 | 10.2607 | 23.773 | 10.2607 | 23.773 | 0 | 0 | 0 | 0 | 0 | 0 | 0 | 0 | 68 | 50.1614 | 0 | 2.7287 | 76.8386 | 0 | 0 | 0
3233 | 96.9952 | 0 | 96.9952 | 46.9049 | 2 | 8.559 | 10 | 9.7717 | 15.1813 | 9.7717 | 15.1813 | 0 | 0 | 0 | 4.5783 | 0 | 0 | 0 | 4.5783 | 62.913 | 58.9049 | 0 | 2.9099 | 63.5169 | 0 | 1.4211e-14 | 0
3234 | 99.2614 | 0 | 99.2614 | 44.9645 | 2 | 10.4296 | 10 | 11.4747 | 6.6145e-15 | 11.4747 | 6.6145e-15 | 0 | 0 | 0 | 12 | 0 | 8.3926 | 0 | 20.3926 | 40.4766 | 56.9645 | 0 | 2.9778 | 49.6429 | 0 | 0 | 0
3235 | 106.2272 | 0 | 106.2272 | 50.9192 | 2 | 11.4491 | 10 | 9.8589 | 0 | 9.8589 | 0 | 0 | 0 | 0 | 12 | 0 | 10 | 0 | 22 | 16.2967 | 62.9192 | 0 | 3.1868 | 42.0808 | 0 | 0 | 0
3236 | 111.5361 | 0 | 111.5361 | 55 | 9.548 | 11.675 | 10 | 13.2667 | 0 | 13.2667 | 0 | 0 | 0 | 0 | 12 | 0 | 0.046452 | 0 | 12.0465 | 2.913 | 74.548 | 0 | 3.3461 | 30.452 | 0 | 0 | 0
3237 | 107.9295 | 0 | 107.9295 | 55 | 16.3752 | 11.3248 | 10 | 12.6078 | 0 | 12.6078 | 0 | 0 | 0 | 0 | 2.6217 | 0 | 0 | 0 | 2.6217 | 0 | 81.3752 | 0 | 3.2379 | 23.6248 | 0 | 0 | 0
3238 | 102.0809 | 0 | 102.0809 | 55 | 14.498 | 10.7182 | 10 | 11.8648 | 0 | 11.8648 | 0 | 0 | 0 | 0 | 0 | 0 | 0 | 0 | 0 | 0 | 79.498 | 0 | 3.0624 | 25.502 | 0 | 0 | 0
3239 | 100.3382 | 0 | 100.3382 | 55 | 12.0446 | 10.3874 | 10 | 12.9062 | 0 | 12.9062 | 0 | 0 | 0 | 0 | 0 | 0 | 0 | 0 | 0 | 0 | 77.0446 | 0 | 3.0101 | 27.9554 | 0 | 0 | 0
3240 | 83.7292 | 0 | 83.7292 | 51.053 | 2 | 8.501 | 10 | 12.1752 | 0 | 12.1752 | 0 | 0 | 0 | 0 | 0 | 0 | 0 | 0 | 0 | 0 | 63.053 | 0 | 2.5119 | 41.947 | 0 | 0 | 0
3241 | 87.8788 | 0 | 87.8788 | 55 | 2.0544 | 9.0405 | 10 | 11.7839 | 0 | 11.7839 | 0 | 0 | 0 | 0 | 0 | 0 | 0 | 0 | 0 | 0 | 67.0544 | 0 | 2.6364 | 37.9456 | 0 | 0 | 0
3242 | 87.776 | 0 | 87.776 | 54.7012 | 2 | 8.9929 | 10 | 12.0819 | 0 | 12.0819 | 0 | 0 | 0 | 0 | 0 | 0 | 0 | 0 | 0 | 0 | 66.7012 | 0 | 2.6333 | 38.2988 | 0 | 0 | 0
3243 | 86.5938 | 0 | 86.5938 | 54.2283 | 2 | 8.9291 | 10 | 11.4364 | 0 | 11.4364 | 0 | 0 | 0 | 0 | 0 | 0 | 0 | 0 | 0 | 0 | 66.2283 | 0 | 2.5978 | 38.7717 | 0 | 0 | 0
3244 | 87.208 | 0 | 87.208 | 55 | 3.3021 | 9.2087 | 10 | 9.6972 | 0 | 9.6972 | 0 | 0 | 0 | 0 | 0 | 0 | 0 | 0 | 0 | 0 | 68.3021 | 0 | 2.6162 | 36.6979 | 0 | 0 | 0
3245 | 90.363 | 0 | 90.363 | 55 | 6.1231 | 9.5891 | 10 | 9.6508 | 0 | 9.6508 | 0 | 0 | 0 | 0 | 0 | 0 | 0 | 0 | 0 | 0 | 71.1231 | 0 | 2.7109 | 33.8769 | 0 | 0 | 0
3246 | 89.4472 | 0 | 89.4472 | 55 | 5.4503 | 9.4984 | 10 | 9.4986 | 0 | 9.4986 | 0 | 0 | 0 | 0 | 0 | 0 | 0 | 0 | 0 | 0 | 70.4503 | 0 | 2.6834 | 34.5497 | 0 | 0 | 0
3247 | 88.1991 | 0 | 88.1991 | 47.7083 | 2 | 8.0501 | 10 | 9.5333 | 10.9074 | 9.5333 | 10.9074 | 0 | 0 | 0 | 0 | 0 | 0 | 0 | 0 | 0 | 59.7083 | 0 | 2.646 | 45.2917 | 0 | 0 | 0
3248 | 86.5469 | 0 | 86.5469 | 42.9 | 2 | 6.7239 | 4.972 | 8.535 | 21.416 | 8.535 | 21.416 | 0 | 0 | 0 | 0 | 0 | 0 | 0 | 0 | 0 | 49.872 | 0 | 2.5964 | 55.128 | 0 | 0 | 0
3249 | 87.803 | 0 | 87.803 | 42.9 | 2 | 0 | 4 | 9.1454 | 31.7033 | 9.1454 | 31.7033 | 0 | 0 | 1.9458 | 0 | 0 | 0 | 1.9458 | 0 | 1.7512 | 48.9 | 0 | 2.6341 | 61.6784 | 0 | 0 | 0
3250 | 86.0093 | 0 | 86.0093 | 42.9 | 2 | 0 | 4 | 7.4594 | 38.4404 | 7.4594 | 38.4404 | 0 | 0 | 8.7905 | 0 | 0 | 0 | 8.7905 | 0 | 9.6626 | 48.9 | 0 | 2.5803 | 60.8652 | 0 | 0 | 0
3251 | 86.1516 | 0 | 86.1516 | 42.9 | 2 | 1.4211e-14 | 4 | 6.657 | 40.947 | 6.657 | 40.947 | 0 | 0 | 10.3524 | 0 | 0 | 0 | 10.3524 | 0 | 18.9798 | 48.9 | 0 | 2.5845 | 60.6797 | 0 | 0 | 0
3252 | 83.7149 | 0 | 83.7149 | 42.9 | 2 | 0 | 4 | 7.5665 | 43.582 | 7.5665 | 43.582 | 0 | 0 | 12 | 0 | 4.3336 | 0 | 16.3336 | 0 | 33.7751 | 48.9 | 0 | 2.5114 | 59.9691 | 0 | 0 | 0
3253 | 84.4781 | 0 | 84.4781 | 42.9 | 2 | 0 | 4 | 7.6838 | 40.9127 | 7.6838 | 40.9127 | 0 | 0 | 12 | 0 | 1.0185 | 0 | 13.0185 | 0 | 45.5141 | 48.9 | 0 | 2.5343 | 60.3629 | 0 | 0 | 0
3254 | 83.2216 | 0 | 83.2216 | 42.9 | 2 | 0 | 4 | 10.1166 | 37.7515 | 10.1166 | 37.7515 | 0 | 0 | 8.2447 | 0 | 5.3018 | 0 | 13.5465 | 0 | 57.8224 | 48.9 | 0 | 2.4966 | 60.3002 | 0 | 0 | 0
3255 | 84.471 | 0 | 84.471 | 42.9 | 2 | 0 | 4 | 9.5366 | 31.8208 | 9.5366 | 31.8208 | 0 | 0 | 0 | 0 | 5.7864 | 0 | 5.7864 | 0 | 63.1572 | 48.9 | 0 | 2.5341 | 73.2221 | 0 | 0 | 0
3256 | 87.8526 | 0 | 87.8526 | 42.9 | 2 | 6.9078 | 6.3362 | 7.726 | 21.9826 | 7.726 | 21.9826 | 0 | 0 | 0 | 0 | 0 | 0 | 0 | 0 | 63.1572 | 51.2362 | 0 | 2.6356 | 75.7638 | 0 | 1.4211e-14 | 0
3257 | 90.8705 | 0 | 90.8705 | 42.9 | 2 | 8.3599 | 9.3222 | 10.8848 | 9.6194 | 10.8848 | 9.6194 | 0 | 0 | 0 | 7.7842 | 0 | 0 | 0 | 7.7842 | 54.5081 | 54.2222 | 0 | 2.7261 | 64.9936 | 0 | 0 | -1.4211e-14
3258 | 94.576 | 0 | 94.576 | 42.9 | 2 | 10.0546 | 7.6763 | 9.945 | 5.3637e-15 | 9.945 | 5.3637e-15 | 0 | 0 | 0 | 12 | 0 | 10 | 0 | 22 | 30.3282 | 52.5763 | 0 | 2.8373 | 52.4237 | 0 | 0 | 0
3259 | 100.1303 | 0 | 100.1303 | 50.7948 | 2 | 10.6199 | 10 | 10.7414 | 0 | 10.7414 | 0 | 0 | 0 | 0 | 12 | 0 | 3.9742 | 0 | 15.9742 | 12.6842 | 62.7948 | 0 | 3.0039 | 42.2052 | 0 | 0 | 0
3260 | 104.8528 | 0 | 104.8528 | 55 | 6.6659 | 11.2014 | 10 | 10.5698 | 0 | 10.5698 | 0 | 0 | 0 | 0 | 11.4158 | 0 | 0 | 0 | 11.4158 | 0 | 71.6659 | 0 | 3.1456 | 33.3341 | 0 | 0 | 0
3261 | 103.6871 | 0 | 103.6871 | 55 | 17.8478 | 11.1698 | 10 | 9.6695 | 0 | 9.6695 | 0 | 0 | 0 | 0 | 0 | 0 | 0 | 0 | 0 | 0 | 82.8478 | 0 | 3.1106 | 22.1522 | 0 | 0 | -1.4211e-14
3262 | 98.8077 | 0 | 98.8077 | 55 | 13.9266 | 10.6412 | 10 | 9.2399 | 0 | 9.2399 | 0 | 0 | 0 | 0 | 0 | 0 | 0 | 0 | 0 | 0 | 78.9266 | 0 | 2.9642 | 26.0734 | 0 | 0 | -1.4211e-14
3263 | 91.9216 | 0 | 91.9216 | 55 | 6.0032 | 9.5729 | 10 | 11.3455 | 0 | 11.3455 | 0 | 0 | 0 | 0 | 0 | 0 | 0 | 0 | 0 | 0 | 71.0032 | 0 | 2.7576 | 33.9968 | 0 | 0 | 0
3264 | 86.6331 | 0 | 86.6331 | 50.9726 | 2 | 8.4902 | 10 | 15.1704 | 0 | 15.1704 | 0 | 0 | 0 | 0 | 0 | 0 | 0 | 0 | 0 | 0 | 62.9726 | 0 | 2.599 | 42.0274 | 0 | 0 | 0
3265 | 87.6827 | 0 | 87.6827 | 51.3874 | 2 | 8.5461 | 10 | 15.7492 | 0 | 15.7492 | 0 | 0 | 0 | 0 | 0 | 0 | 0 | 0 | 0 | 0 | 63.3874 | 0 | 2.6305 | 41.6126 | 0 | 0 | 0
3266 | 87.6679 | 0 | 87.6679 | 51.4105 | 2 | 8.5492 | 10 | 15.7081 | 0 | 15.7081 | 0 | 0 | 0 | 0 | 0 | 0 | 0 | 0 | 0 | 0 | 63.4105 | 0 | 2.63 | 41.5895 | 0 | 0 | 0
3267 | 88.9401 | 0 | 88.9401 | 54.2864 | 2 | 8.937 | 10 | 13.7167 | 0 | 13.7167 | 0 | 0 | 0 | 0 | 0 | 0 | 0 | 0 | 0 | 0 | 66.2864 | 0 | 2.6682 | 38.7136 | 0 | 0 | 0
3268 | 88.8568 | 0 | 88.8568 | 54.1479 | 2 | 8.9183 | 10 | 13.7906 | 0 | 13.7906 | 0 | 0 | 0 | 0 | 0 | 0 | 0 | 0 | 0 | 0 | 66.1479 | 0 | 2.6657 | 38.8521 | 0 | 0 | -1.4211e-14
3269 | 91.541 | 0 | 91.541 | 55 | 4.4301 | 9.3608 | 10 | 12.7501 | 0 | 12.7501 | 0 | 0 | 0 | 0 | 0 | 0 | 0 | 0 | 0 | 0 | 69.4301 | 0 | 2.7462 | 35.5699 | 0 | 0 | 0
3270 | 88.5992 | 0 | 88.5992 | 54.8778 | 2 | 9.0167 | 10 | 12.7047 | 0 | 12.7047 | 0 | 0 | 0 | 0 | 0 | 0 | 0 | 0 | 0 | 0 | 66.8778 | 0 | 2.658 | 38.1222 | 0 | 0 | 0
3271 | 89.2195 | 0 | 89.2195 | 42.9249 | 2 | 7.4052 | 10 | 13.7864 | 13.103 | 13.7864 | 13.103 | 0 | 0 | 0 | 0 | 0 | 0 | 0 | 0 | 0 | 54.9249 | 0 | 2.6766 | 50.0751 | 0 | 0 | 0
3272 | 88.0686 | 0 | 88.0686 | 42.9 | 2 | 4.3569 | 4 | 11.562 | 23.2498 | 11.562 | 23.2498 | 0 | 0 | 0 | 0 | 0 | 0 | 0 | 0 | 0 | 48.9 | 0 | 2.6421 | 58.0704 | 0 | 0 | 0
3273 | 90.3732 | 0 | 90.3732 | 42.9 | 2 | 0 | 4 | 12.3578 | 35.0674 | 12.3578 | 35.0674 | 0 | 0 | 5.9521 | 0 | 0 | 0 | 5.9521 | 0 | 5.3568 | 48.9 | 0 | 2.7112 | 61.2025 | 0 | 0 | 0
3274 | 88.4545 | 0 | 88.4545 | 42.9 | 2 | 7.1054e-15 | 4 | 11.7622 | 38.431 | 11.7622 | 38.431 | 0 | 0 | 10.6386 | 0 | 0 | 0 | 10.6386 | 0 | 14.9316 | 48.9 | 0 | 2.6536 | 60.6457 | 0 | 0 | 0
3275 | 87.0966 | 0 | 87.0966 | 42.9 | 2 | 0 | 4 | 12.2241 | 52.8673 | 12.2241 | 47.9725 | 0 | 4.8948 | 12 | 0 | 10 | 0 | 22 | 0 | 34.9512 | 48.9 | 0 | 2.6129 | 58.7143 | 0 | 0 | 0
3276 | 85.1563 | 0 | 85.1563 | 42.9 | 2 | 0 | 4 | 10.813 | 50.1268 | 10.813 | 47.4432 | 0 | 2.6836 | 12 | 0 | 10 | 0 | 22 | 0 | 54.9707 | 48.9 | 0 | 2.5547 | 58.977 | 0 | 1.4211e-14 | 0
3277 | 84.7848 | 0 | 84.7848 | 42.9 | 2 | 7.1054e-15 | 4 | 11.4296 | 54.2106 | 11.4296 | 38.1483 | 0 | 16.0623 | 12 | 0 | 1.693 | 0 | 13.693 | 0 | 67.3316 | 48.9 | 0 | 2.5435 | 58.3745 | 0 | 3.5527e-15 | 0
3278 | 84.0359 | 0 | 84.0359 | 42.9 | 2 | 7.1054e-15 | 4 | 10.5109 | 41.2011 | 10.5109 | 25.3676 | 0 | 15.8335 | 0.74263 | 0 | 0 | 0 | 0.74263 | 0 | 68 | 48.9 | 0 | 2.5211 | 69.9403 | 0 | 0 | 0
3279 | 85.704 | 0 | 85.704 | 42.9 | 2 | 7.1054e-15 | 4 | 12.7322 | 38.0889 | 12.7322 | 24.0717 | 0 | 14.0171 | 0 | 0 | 0 | 0 | 0 | 0 | 68 | 48.9 | 0 | 2.5711 | 82.2443 | 0 | 0 | 0
3280 | 87.8718 | 0 | 87.8718 | 42.9 | 2 | 0.53922 | 4 | 12.8598 | 25.5728 | 12.8598 | 25.5728 | 0 | 0 | 0 | 0 | 0 | 0 | 0 | 0 | 68 | 48.9 | 0 | 2.6362 | 83.4344 | 0 | 0 | 0
3281 | 94.8107 | 0 | 94.8107 | 42.9 | 2 | 8.0492 | 8.9828 | 14.4258 | 12.6339 | 14.4258 | 12.6339 | 0 | 0 | 0 | 5.819 | 0 | 0 | 0 | 5.819 | 61.5344 | 53.8828 | 0 | 2.8443 | 67.2982 | 0 | 0 | 0
3282 | 96.0531 | 0 | 96.0531 | 42.9 | 2 | 9.8711 | 7.27 | 12.9671 | 5.6086e-15 | 12.9671 | 5.6086e-15 | 0 | 0 | 0 | 12 | 0 | 9.0449 | 0 | 21.0449 | 38.3905 | 52.17 | 0 | 2.8816 | 53.7851 | 0 | 0 | 0
3283 | 103.782 | 0 | 103.782 | 45.6178 | 2 | 10.6527 | 10 | 14.1173 | 0 | 14.1173 | 0 | 0 | 0 | 0 | 12 | 0 | 9.3942 | 0 | 21.3942 | 14.8677 | 57.6178 | 0 | 3.1135 | 47.3822 | 0 | 0 | 0
3284 | 105.0868 | 0 | 105.0868 | 55 | 4.1237 | 10.9374 | 10 | 13.0258 | 0 | 13.0258 | 0 | 0 | 0 | 0 | 12 | 0 | 0 | 0 | 12 | 1.5344 | 69.1237 | 0 | 3.1526 | 35.8763 | 0 | 0 | 0
3285 | 101.7935 | 0 | 101.7935 | 55 | 10.986 | 10.4309 | 10 | 13.9957 | 0 | 13.9957 | 0 | 0 | 0 | 0 | 1.381 | 0 | 0 | 0 | 1.381 | 0 | 75.986 | 0 | 3.0538 | 29.014 | 0 | 0 | 0
3286 | 100.8444 | 0 | 100.8444 | 55 | 11.1221 | 10.2631 | 10 | 14.4593 | 0 | 14.4593 | 0 | 0 | 0 | 0 | 0 | 0 | 0 | 0 | 0 | 0 | 76.1221 | 0 | 3.0253 | 28.8779 | 0 | 0 | 0
3287 | 94.888 | 0 | 94.888 | 55 | 5.5498 | 9.5118 | 10 | 14.8264 | 0 | 14.8264 | 0 | 0 | 0 | 0 | 0 | 0 | 0 | 0 | 0 | 0 | 70.5498 | 0 | 2.8466 | 34.4502 | 0 | 0 | 0
3288 | 89.1358 | 0 | 89.1358 | 52.4295 | 2 | 8.6866 | 10 | 16.0197 | 0 | 16.0197 | 0 | 0 | 0 | 0 | 0 | 0 | 0 | 0 | 0 | 0 | 64.4295 | 0 | 2.6741 | 40.5705 | 0 | 0 | 0
3289 | 90.8069 | 0 | 90.8069 | 53.279 | 2 | 8.8011 | 10 | 16.7268 | 0 | 16.7268 | 0 | 0 | 0 | 0 | 0 | 0 | 0 | 0 | 0 | 0 | 65.279 | 0 | 2.7242 | 39.721 | 0 | 0 | 0
3290 | 88.4319 | 0 | 88.4319 | 51.4804 | 2 | 8.5587 | 10 | 16.3928 | 0 | 16.3928 | 0 | 0 | 0 | 0 | 0 | 0 | 0 | 0 | 0 | 0 | 63.4804 | 0 | 2.653 | 41.5196 | 0 | 0 | 0
3291 | 89.6375 | 0 | 89.6375 | 52.6545 | 2 | 8.7169 | 10 | 16.2661 | 0 | 16.2661 | 0 | 0 | 0 | 0 | 0 | 0 | 0 | 0 | 0 | 0 | 64.6545 | 0 | 2.6891 | 40.3455 | 0 | 0 | -1.4211e-14
3292 | 91.8807 | 0 | 91.8807 | 55 | 2.5804 | 9.1114 | 10 | 15.1889 | 0 | 15.1889 | 0 | 0 | 0 | 0 | 0 | 0 | 0 | 0 | 0 | 0 | 67.5804 | 0 | 2.7564 | 37.4196 | 0 | 1.4211e-14 | 0
3293 | 88.7783 | 0 | 88.7783 | 53.6972 | 2 | 8.8575 | 10 | 14.2237 | 0 | 14.2237 | 0 | 0 | 0 | 0 | 0 | 0 | 0 | 0 | 0 | 0 | 65.6972 | 0 | 2.6634 | 39.3028 | 0 | 0 | 0
3294 | 90.3286 | 0 | 90.3286 | 54.9573 | 2 | 9.0274 | 10 | 14.3439 | 0 | 14.3439 | 0 | 0 | 0 | 0 | 0 | 0 | 0 | 0 | 0 | 0 | 66.9573 | 0 | 2.7099 | 38.0427 | 0 | 0 | 0
3295 | 89.7363 | 0 | 89.7363 | 44.368 | 2 | 7.5997 | 10 | 13.5887 | 12.1798 | 13.5887 | 12.1798 | 0 | 0 | 0 | 0 | 0 | 0 | 0 | 0 | 0 | 56.368 | 0 | 2.6921 | 48.632 | 0 | 0 | 0
3296 | 91.4061 | 0 | 91.4061 | 42.9 | 2 | 4.8647 | 4 | 12.5896 | 25.0519 | 12.5896 | 25.0519 | 0 | 0 | 0 | 0 | 0 | 0 | 0 | 0 | 0 | 48.9 | 0 | 2.7422 | 57.6229 | 0 | 0 | 0
3297 | 88.2509 | 0 | 88.2509 | 42.9 | 2 | 0 | 4 | 13.497 | 34.0171 | 13.497 | 34.0171 | 0 | 0 | 8.1633 | 0 | 0 | 0 | 8.1633 | 0 | 7.3469 | 48.9 | 0 | 2.6475 | 60.9398 | 0 | 0 | 0
3298 | 88.345 | 0 | 88.345 | 42.9 | 2 | 0 | 4 | 13.3213 | 46.2571 | 13.3213 | 46.2571 | 0 | 0 | 12 | 0 | 8.1334 | 0 | 20.1334 | 0 | 25.6456 | 48.9 | 0 | 2.6503 | 59.5176 | 0 | 0 | 0
3299 | 87.2725 | 0 | 87.2725 | 42.9 | 2 | 0 | 4 | 12.3046 | 52.1906 | 12.3046 | 48.0679 | 0 | 4.1227 | 12 | 0 | 10 | 0 | 22 | 0 | 45.6651 | 48.9 | 0 | 2.6182 | 58.8061 | 0 | 0 | 0
3300 | 87.9324 | 0 | 87.9324 | 42.9 | 2 | 1.4211e-14 | 4 | 13.0584 | 55 | 13.0584 | 41.5336 | 0 | 13.4664 | 12 | 0 | 3.5596 | 0 | 15.5596 | 0 | 59.7469 | 48.9 | 0 | 2.638 | 58.4611 | 0 | 5.3291e-15 | 0
3301 | 85.4033 | 0 | 85.4033 | 42.9 | 2 | 0 | 4 | 12.1607 | 48.4501 | 12.1607 | 33.5127 | 0 | 14.9375 | 9.1701 | 0 | 0 | 0 | 9.1701 | 0 | 68 | 48.9 | 0 | 2.5621 | 69.0455 | 0 | 8.8818e-15 | 0
3302 | 86.2042 | 0 | 86.2042 | 42.9 | 2 | 0 | 4 | 12.2996 | 43.5737 | 12.2996 | 25.0045 | 0 | 18.5691 | 0 | 0 | 0 | 0 | 0 | 0 | 68 | 48.9 | 0 | 2.5861 | 81.7035 | 0 | 0 | 0
3303 | 86.5592 | 0 | 86.5592 | 42.9 | 2 | 7.1054e-15 | 4 | 13.7202 | 30.8404 | 13.7202 | 23.939 | 0 | 6.9014 | 0 | 0 | 0 | 0 | 0 | 0 | 68 | 48.9 | 0 | 2.5968 | 83.0897 | 0 | 1.4211e-14 | 0
3304 | 91.1397 | 0 | 91.1397 | 42.9 | 2 | 3.813 | 4 | 13.0724 | 25.3544 | 13.0724 | 25.3544 | 0 | 0 | 0 | 0 | 0 | 0 | 0 | 0 | 68 | 48.9 | 0 | 2.7342 | 80.5496 | 0 | 0 | 0
3305 | 95.6598 | 0 | 95.6598 | 42.9 | 2 | 8.3605 | 6.1118 | 13.1736 | 12.1149 | 13.1736 | 12.1149 | 0 | 0 | 0 | 10.9991 | 0 | 0 | 0 | 10.9991 | 55.7788 | 51.0118 | 0 | 2.8698 | 64.9891 | 0 | 0 | 0
3306 | 100.8731 | 0 | 100.8731 | 43.0149 | 2 | 10.3834 | 10 | 13.4747 | 6.5912e-15 | 13.4747 | 6.5912e-15 | 0 | 0 | 0 | 12 | 0 | 10 | 0 | 22 | 31.5989 | 55.0149 | 0 | 3.0262 | 49.9851 | 0 | 1.4211e-14 | 0
3307 | 103.1182 | 0 | 103.1182 | 47.9498 | 2 | 10.8383 | 10 | 11.891 | 0 | 11.891 | 0 | 0 | 0 | 0 | 12 | 0 | 8.4391 | 0 | 20.4391 | 9.1121 | 59.9498 | 0 | 3.0935 | 45.0502 | 0 | 0 | 0
3308 | 107.3499 | 0 | 107.3499 | 55 | 8.0073 | 10.9488 | 10 | 15.1929 | 0 | 15.1929 | 0 | 0 | 0 | 0 | 8.2009 | 0 | 0 | 0 | 8.2009 | 0 | 73.0073 | 0 | 3.2205 | 31.9927 | 0 | 0 | 0
3309 | 105.4183 | 0 | 105.4183 | 55 | 15.3566 | 10.834 | 10 | 14.2278 | 0 | 14.2278 | 0 | 0 | 0 | 0 | 0 | 0 | 0 | 0 | 0 | 0 | 80.3566 | 0 | 3.1625 | 24.6434 | 0 | 0 | -2.8422e-14
3310 | 100.965 | 0 | 100.965 | 55 | 10.1082 | 10.1264 | 10 | 15.7304 | 0 | 15.7304 | 0 | 0 | 0 | 0 | 0 | 0 | 0 | 0 | 0 | 0 | 75.1082 | 0 | 3.029 | 29.8918 | 0 | 0 | -1.4211e-14
3311 | 98.1107 | 0 | 98.1107 | 55 | 5.1924 | 9.4636 | 10 | 18.4547 | 0 | 18.4547 | 0 | 0 | 0 | 0 | 0 | 0 | 0 | 0 | 0 | 0 | 70.1924 | 0 | 2.9433 | 34.8076 | 0 | 0 | 0
3312 | 82.1595 | 0 | 82.1595 | 46.2855 | 2 | 7.8583 | 10 | 16.0158 | 0 | 16.0158 | 0 | 0 | 0 | 0 | 0 | 0 | 0 | 0 | 0 | 0 | 58.2855 | 0 | 2.4648 | 46.7145 | 0 | 0 | 0
3313 | 82.5958 | 0 | 82.5958 | 46.2958 | 2 | 7.8596 | 10 | 16.4404 | 0 | 16.4404 | 0 | 0 | 0 | 0 | 0 | 0 | 0 | 0 | 0 | 0 | 58.2958 | 0 | 2.4779 | 46.7042 | 0 | 0 | -1.4211e-14
3314 | 84.8904 | 0 | 84.8904 | 47.3283 | 2 | 7.9989 | 10 | 17.5633 | 0 | 17.5633 | 0 | 0 | 0 | 0 | 0 | 0 | 0 | 0 | 0 | 0 | 59.3283 | 0 | 2.5467 | 45.6717 | 0 | 0 | 0
3315 | 86.1148 | 0 | 86.1148 | 49.2852 | 2 | 8.2627 | 10 | 16.5669 | 0 | 16.5669 | 0 | 0 | 0 | 0 | 0 | 0 | 0 | 0 | 0 | 0 | 61.2852 | 0 | 2.5834 | 43.7148 | 0 | 0 | 0
3316 | 87.3059 | 0 | 87.3059 | 52.2306 | 2 | 8.6598 | 10 | 14.4155 | 0 | 14.4155 | 0 | 0 | 0 | 0 | 0 | 0 | 0 | 0 | 0 | 0 | 64.2306 | 0 | 2.6192 | 40.7694 | 0 | 0 | 0
3317 | 88.2094 | 0 | 88.2094 | 51.8582 | 2 | 8.6096 | 10 | 15.7416 | 0 | 15.7416 | 0 | 0 | 0 | 0 | 0 | 0 | 0 | 0 | 0 | 0 | 63.8582 | 0 | 2.6463 | 41.1418 | 0 | 0 | 0
3318 | 87.9213 | 0 | 87.9213 | 51.6942 | 2 | 8.5875 | 10 | 15.6396 | 0 | 15.6396 | 0 | 0 | 0 | 0 | 0 | 0 | 0 | 0 | 0 | 0 | 63.6942 | 0 | 2.6376 | 41.3058 | 0 | 0 | 0
3319 | 85.9822 | 0 | 85.9822 | 42.9 | 2 | 7.1511 | 8.1402 | 13.1123 | 12.6786 | 13.1123 | 12.6786 | 0 | 0 | 0 | 0 | 0 | 0 | 0 | 0 | 0 | 53.0402 | 0 | 2.5795 | 51.9598 | 0 | 1.4211e-14 | 0
3320 | 86.8124 | 0 | 86.8124 | 42.9 | 2 | 0 | 4 | 12.7528 | 26.0275 | 12.7528 | 26.0275 | 0 | 0 | 0.86784 | 0 | 0 | 0 | 0.86784 | 0 | 0.78106 | 48.9 | 0 | 2.6044 | 61.8065 | 0 | 0 | 0
3321 | 86.7318 | 0 | 86.7318 | 42.9 | 2 | 0 | 4 | 13.4605 | 35.486 | 13.4605 | 35.486 | 0 | 0 | 11.1147 | 0 | 0 | 0 | 11.1147 | 0 | 10.7843 | 48.9 | 0 | 2.602 | 60.5891 | 0 | 0 | 0
3322 | 84.0085 | 0 | 84.0085 | 42.9 | 2 | 7.1054e-15 | 4 | 14.8467 | 43.1822 | 14.8467 | 42.2618 | 0 | 0.92043 | 12 | 0 | 10 | 0 | 22 | 0 | 30.8038 | 48.9 | 0 | 2.5203 | 59.1865 | 0 | 0 | 0
3323 | 82.9792 | 0 | 82.9792 | 42.9 | 2 | 0 | 4 | 12.1371 | 48.4331 | 12.1371 | 43.9421 | 0 | 4.491 | 12 | 0 | 10 | 0 | 22 | 0 | 50.8234 | 48.9 | 0 | 2.4894 | 58.7623 | 0 | 0 | 0
3324 | 83.1797 | 0 | 83.1797 | 42.9 | 2 | 0 | 4 | 12.313 | 51.2829 | 12.313 | 35.6597 | 0 | 15.6231 | 12 | 0 | 1.693 | 0 | 13.693 | 0 | 63.1843 | 48.9 | 0 | 2.4954 | 58.4267 | 0 | 3.5527e-15 | 0
3325 | 84.2688 | 0 | 84.2688 | 42.9 | 2 | 0 | 4 | 13.9782 | 45.7751 | 13.9782 | 26.7414 | 0 | 19.0337 | 5.3508 | 0 | 0 | 0 | 5.3508 | 0 | 68 | 48.9 | 0 | 2.5281 | 69.0126 | 0 | 1.7764e-15 | 0
3326 | 82.9745 | 0 | 82.9745 | 42.9 | 2 | 0 | 4 | 11.872 | 43.3691 | 11.872 | 22.2025 | 0 | 21.1666 | 0 | 0 | 0 | 0 | 0 | 0 | 68 | 48.9 | 0 | 2.4892 | 81.3949 | 0 | 0 | 0
3327 | 80.7693 | 0 | 80.7693 | 42.9 | 2 | 0 | 4 | 14.1737 | 36.1886 | 14.1737 | 17.6955 | 0 | 18.4931 | 0 | 0 | 0 | 0 | 0 | 0 | 68 | 48.9 | 0 | 2.4231 | 81.7125 | 0 | 0 | 0
3328 | 83.8684 | 0 | 83.8684 | 42.9 | 2 | 0 | 4 | 15.5841 | 24.0354 | 15.5841 | 19.3844 | 0 | 4.651 | 0 | 0 | 0 | 0 | 0 | 0 | 68 | 48.9 | 0 | 2.5161 | 83.357 | 0 | 0 | 0
3329 | 90.7625 | 0 | 90.7625 | 42.9 | 2 | 7.2819 | 7.1816 | 15.9007 | 13.5696 | 15.9007 | 13.5696 | 0 | 0 | 0 | 1.9287 | 0 | 0 | 0 | 1.9287 | 65.857 | 52.0816 | 0 | 2.7229 | 72.9897 | 0 | 0 | -1.4211e-14
3330 | 93.2429 | 0 | 93.2429 | 42.9 | 2 | 9.2513 | 5.3325 | 15.3737 | 6.5264e-15 | 15.3737 | 6.5264e-15 | 0 | 0 | 0 | 12 | 0 | 6.3853 | 0 | 18.3853 | 45.5978 | 50.2325 | 0 | 2.7973 | 58.3822 | 0 | 0 | 0
3331 | 97.5641 | 0 | 97.5641 | 42.9 | 2 | 9.8852 | 6.4193 | 14.3595 | 0 | 14.3595 | 0 | 0 | 0 | 0 | 12 | 0 | 10 | 0 | 22 | 21.4179 | 51.3193 | 0 | 2.9269 | 53.6807 | 0 | 0 | 0
3332 | 106.1377 | 0 | 106.1377 | 53.5171 | 2 | 10.728 | 10 | 15.8388 | 0 | 15.8388 | 0 | 0 | 0 | 0 | 12 | 0 | 2.0537 | 0 | 14.0537 | 5.857 | 65.5171 | 0 | 3.1841 | 39.4829 | 0 | 0 | 0
3333 | 98.933 | 0 | 98.933 | 54.7776 | 2 | 9.7139 | 10 | 17.1702 | 0 | 17.1702 | 0 | 0 | 0 | 0 | 5.2713 | 0 | 0 | 0 | 5.2713 | -8.8818e-16 | 66.7776 | 0 | 2.968 | 38.2224 | 0 | 0 | 0
3334 | 97.8201 | 0 | 97.8201 | 55 | 5.4432 | 9.4974 | 10 | 17.8795 | 0 | 17.8795 | 0 | 0 | 0 | 0 | -7.9936e-16 | 0 | 0 | 0 | -7.9936e-16 | 0 | 70.4432 | 0 | 2.9346 | 34.5568 | 0 | 0 | 0
3335 | 90.506 | 0 | 90.506 | 54.9486 | 2 | 9.0262 | 10 | 14.5312 | 0 | 14.5312 | 0 | 0 | 0 | 0 | 0 | 0 | 0 | 0 | 0 | 0 | 66.9486 | 0 | 2.7152 | 38.0514 | 0 | 1.4211e-14 | 0
3336 | 89.181 | 0 | 89.181 | 49.2838 | 2 | 8.2625 | 10 | 19.6348 | 0 | 19.6348 | 0 | 0 | 0 | 0 | 0 | 0 | 0 | 0 | 0 | 0 | 61.2838 | 0 | 2.6754 | 43.7162 | 0 | 0 | -1.4211e-14
3337 | 88.7204 | 0 | 88.7204 | 49.5884 | 2 | 8.3036 | 10 | 18.8284 | 0 | 18.8284 | 0 | 0 | 0 | 0 | 0 | 0 | 0 | 0 | 0 | 0 | 61.5884 | 0 | 2.6616 | 43.4116 | 0 | 0 | 0
3338 | 91.0726 | 0 | 91.0726 | 51.9025 | 2 | 8.6156 | 10 | 18.5546 | 0 | 18.5546 | 0 | 0 | 0 | 0 | 0 | 0 | 0 | 0 | 0 | 0 | 63.9025 | 0 | 2.7322 | 41.0975 | 0 | 0 | 0
3339 | 92.4677 | 0 | 92.4677 | 53.6753 | 2 | 8.8546 | 10 | 17.9378 | 0 | 17.9378 | 0 | 0 | 0 | 0 | 0 | 0 | 0 | 0 | 0 | 0 | 65.6753 | 0 | 2.774 | 39.3247 | 0 | 0 | 0
3340 | 93.0505 | 0 | 93.0505 | 54.4219 | 2 | 8.9552 | 10 | 17.6734 | 0 | 17.6734 | 0 | 0 | 0 | 0 | 0 | 0 | 0 | 0 | 0 | 0 | 66.4219 | 0 | 2.7915 | 38.5781 | 0 | 0 | 0
3341 | 91.0907 | 0 | 91.0907 | 52.2646 | 2 | 8.6644 | 10 | 18.1617 | 0 | 18.1617 | 0 | 0 | 0 | 0 | 0 | 0 | 0 | 0 | 0 | 0 | 64.2646 | 0 | 2.7327 | 40.7354 | 0 | 0 | 0
3342 | 92.6906 | 0 | 92.6906 | 54.108 | 2 | 8.9129 | 10 | 17.6697 | 0 | 17.6697 | 0 | 0 | 0 | 0 | 0 | 0 | 0 | 0 | 0 | 0 | 66.108 | 0 | 2.7807 | 38.892 | 0 | 0 | 0
3343 | 92.5594 | 0 | 92.5594 | 43.8293 | 2 | 7.5271 | 10 | 16.8086 | 12.3944 | 16.8086 | 12.3944 | 0 | 0 | 0 | 0 | 0 | 0 | 0 | 0 | 0 | 55.8293 | 0 | 2.7768 | 49.1707 | 0 | 0 | 0
3344 | 91.9651 | 0 | 91.9651 | 42.9 | 2 | 0 | 4 | 18.0172 | 26.9397 | 18.0172 | 26.9397 | 0 | 0 | 1.8917 | 0 | 0 | 0 | 1.8917 | 0 | 1.7026 | 48.9 | 0 | 2.759 | 61.6848 | 0 | 0 | 0
3345 | 92.0493 | 0 | 92.0493 | 42.9 | 2 | 7.1054e-15 | 4 | 15.1941 | 32.7271 | 15.1941 | 32.7271 | 0 | 0 | 4.772 | 0 | 0 | 0 | 4.772 | 0 | 5.9973 | 48.9 | 0 | 2.7615 | 61.3427 | 0 | 0 | 0
3346 | 90.4611 | 0 | 90.4611 | 42.9 | 2 | 7.1054e-15 | 4 | 16.7337 | 46.0685 | 16.7337 | 46.0685 | 0 | 0 | 12 | 0 | 9.241 | 0 | 21.241 | 0 | 25.3171 | 48.9 | 0 | 2.7138 | 59.386 | 0 | 0 | 0
3347 | 90.0375 | 0 | 90.0375 | 42.9 | 2 | 0 | 4 | 16.7282 | 50.2156 | 16.7282 | 46.4093 | 0 | 3.8063 | 12 | 0 | 10 | 0 | 22 | 0 | 45.3367 | 48.9 | 0 | 2.7011 | 58.8437 | 0 | 0 | 0
3348 | 88.7558 | 0 | 88.7558 | 42.9 | 2 | 0 | 4 | 14.4652 | 52.8848 | 14.4652 | 39.8426 | 0 | 13.0422 | 12 | 0 | 2.452 | 0 | 14.452 | 0 | 58.3973 | 48.9 | 0 | 2.6627 | 58.6431 | 0 | 0 | -8.8818e-15
3349 | 88.8517 | 0 | 88.8517 | 42.9 | 2 | 0 | 4 | 16.7565 | 45.3617 | 16.7565 | 33.8648 | 0 | 11.4969 | 10.6696 | 0 | 0 | 0 | 10.6696 | 0 | 68 | 48.9 | 0 | 2.6656 | 69.2761 | 0 | 0 | 0
3350 | 87.18 | 0 | 87.18 | 42.9 | 2 | 0 | 4 | 17.0055 | 41.2277 | 17.0055 | 21.2745 | 0 | 19.9532 | 0 | 0 | 0 | 0 | 0 | 0 | 68 | 48.9 | 0 | 2.6154 | 81.539 | 0 | 0 | 0
3351 | 87.4518 | 0 | 87.4518 | 42.9 | 2 | 0 | 4 | 16.7051 | 36.4955 | 16.7051 | 21.8467 | 0 | 14.6488 | 0 | 0 | 0 | 0 | 0 | 0 | 68 | 48.9 | 0 | 2.6236 | 82.1692 | 0 | 1.4211e-14 | 0
3352 | 92.5387 | 0 | 92.5387 | 42.9 | 2 | 7.1054e-15 | 4 | 18.1642 | 26.3905 | 18.1642 | 25.4745 | 0 | 0.91601 | 0 | 0 | 0 | 0 | 0 | 0 | 68 | 48.9 | 0 | 2.7762 | 83.8008 | 0 | 0 | 0
3353 | 93.225 | 0 | 93.225 | 44.1473 | 2 | 7.625 | 10 | 16.6764 | 12.3683 | 16.6764 | 12.3683 | 0 | 0 | 0 | 0.40794 | 0 | 0 | 0 | 0.40794 | 67.5467 | 56.1473 | 0 | 2.7967 | 70.4448 | 0 | 1.4211e-14 | 0
3354 | 101.609 | 0 | 101.609 | 42.9 | 2 | 9.9429 | 9.3166 | 17.9187 | 5.9712e-15 | 17.9187 | 5.9712e-15 | 0 | 0 | 0 | 12 | 0 | 7.5308 | 0 | 19.5308 | 46.0451 | 54.2166 | 0 | 3.0483 | 53.2526 | 0 | 0 | 0
3355 | 103.491 | 0 | 103.491 | 42.9 | 2 | 10.2115 | 9.2034 | 17.5396 | 0 | 17.5396 | 0 | 0 | 0 | 0 | 12 | 0 | 9.6366 | 0 | 21.6366 | 22.2594 | 54.1034 | 0 | 3.1047 | 51.2601 | 0 | 0 | 0
3356 | 108.3534 | 0 | 108.3534 | 54.8743 | 2 | 10.8056 | 10 | 17.4019 | 0 | 17.4019 | 0 | 0 | 0 | 0 | 12 | 0 | 1.2717 | 0 | 13.2717 | 7.5467 | 66.8743 | 0 | 3.2506 | 38.1257 | 0 | 0 | 0
3357 | 105.5655 | 0 | 105.5655 | 55 | 3.8842 | 10.2029 | 10 | 19.6863 | 0 | 19.6863 | 0 | 0 | 0 | 0 | 6.7921 | 0 | 0 | 0 | 6.7921 | 0 | 68.8842 | 0 | 3.167 | 36.1158 | 0 | 0 | 0
3358 | 101.2493 | 0 | 101.2493 | 55 | 9.6488 | 10.0644 | 10 | 16.5361 | 0 | 16.5361 | 0 | 0 | 0 | 0 | 0 | 0 | 0 | 0 | 0 | 0 | 74.6488 | 0 | 3.0375 | 30.3512 | 0 | 0 | 0
3359 | 97.2258 | 0 | 97.2258 | 55 | 3.0077 | 9.169 | 10 | 20.049 | 0 | 20.049 | 0 | 0 | 0 | 0 | 0 | 0 | 0 | 0 | 0 | 0 | 68.0077 | 0 | 2.9168 | 36.9923 | 0 | 1.4211e-14 | 0
3360 | 90.4183 | 0 | 90.4183 | 52.4858 | 2 | 8.6942 | 10 | 17.2382 | 0 | 17.2382 | 0 | 0 | 0 | 0 | 0 | 0 | 0 | 0 | 0 | 0 | 64.4858 | 0 | 2.7125 | 40.5142 | 0 | 0 | 0
3361 | 91.6795 | 0 | 91.6795 | 54.7387 | 2 | 8.9979 | 10 | 15.9429 | 0 | 15.9429 | 0 | 0 | 0 | 0 | 0 | 0 | 0 | 0 | 0 | 0 | 66.7387 | 0 | 2.7504 | 38.2613 | 0 | 0 | 0
3362 | 88.5972 | 0 | 88.5972 | 49.7336 | 2 | 8.3231 | 10 | 18.5405 | 0 | 18.5405 | 0 | 0 | 0 | 0 | 0 | 0 | 0 | 0 | 0 | 0 | 61.7336 | 0 | 2.6579 | 43.2664 | 0 | 0 | -1.4211e-14
3363 | 91.3131 | 0 | 91.3131 | 53.3933 | 2 | 8.8165 | 10 | 17.1033 | 0 | 17.1033 | 0 | 0 | 0 | 0 | 0 | 0 | 0 | 0 | 0 | 0 | 65.3933 | 0 | 2.7394 | 39.6067 | 0 | 0 | 0
3364 | 90.3929 | 0 | 90.3929 | 53.1824 | 2 | 8.7881 | 10 | 16.4224 | 0 | 16.4224 | 0 | 0 | 0 | 0 | 0 | 0 | 0 | 0 | 0 | 0 | 65.1824 | 0 | 2.7118 | 39.8176 | 0 | 0 | 0
3365 | 91.1222 | 0 | 91.1222 | 55 | 2.6232 | 9.1172 | 10 | 14.3818 | 0 | 14.3818 | 0 | 0 | 0 | 0 | 0 | 0 | 0 | 0 | 0 | 0 | 67.6232 | 0 | 2.7337 | 37.3768 | 0 | 0 | 0
3366 | 90.8431 | 0 | 90.8431 | 53.9606 | 2 | 8.893 | 10 | 15.9895 | 0 | 15.9895 | 0 | 0 | 0 | 0 | 0 | 0 | 0 | 0 | 0 | 0 | 65.9606 | 0 | 2.7253 | 39.0394 | 0 | 0 | 0
3367 | 92.9703 | 0 | 92.9703 | 48.3428 | 2 | 8.1356 | 10 | 13.6747 | 10.8172 | 13.6747 | 10.8172 | 0 | 0 | 0 | 0 | 0 | 0 | 0 | 0 | 0 | 60.3428 | 0 | 2.7891 | 44.6572 | 0 | 0 | 0
3368 | 89.6753 | 0 | 89.6753 | 42.9 | 2 | 3.7991 | 4 | 16.061 | 20.9152 | 16.061 | 20.9152 | 0 | 0 | 0 | 0 | 0 | 0 | 0 | 0 | 0 | 48.9 | 0 | 2.6903 | 58.5618 | 0 | 0 | 0
3369 | 90.8607 | 0 | 90.8607 | 42.9 | 2 | 0 | 4 | 13.4495 | 32.2817 | 13.4495 | 32.2817 | 0 | 0 | 3.7705 | 0 | 0 | 0 | 3.7705 | 0 | 3.3934 | 48.9 | 0 | 2.7258 | 61.4616 | 0 | 0 | 0
3370 | 90.9042 | 0 | 90.9042 | 42.9 | 2 | 0 | 4 | 13.8331 | 37.7496 | 13.8331 | 37.7496 | 0 | 0 | 9.5785 | 0 | 0 | 0 | 9.5785 | 0 | 12.0141 | 48.9 | 0 | 2.7271 | 60.7716 | 0 | 0 | 0
3371 | 89.0051 | 0 | 89.0051 | 42.9 | 2 | 7.1054e-15 | 4 | 14.4467 | 42.3222 | 14.4467 | 42.3222 | 0 | 0 | 12 | 0 | 4.6637 | 0 | 16.6637 | 0 | 27.1138 | 48.9 | 0 | 2.6702 | 59.9299 | 0 | 0 | 0
3372 | 87.8685 | 0 | 87.8685 | 42.9 | 2 | 0 | 4 | 15.1898 | 42.0131 | 15.1898 | 42.0131 | 0 | 0 | 12 | 0 | 6.2344 | 0 | 18.2344 | 0 | 43.6617 | 48.9 | 0 | 2.6361 | 59.7432 | 0 | 0 | 0
3373 | 90.0039 | 0 | 90.0039 | 42.9 | 2 | 7.1054e-15 | 4 | 14.0279 | 37.9875 | 14.0279 | 37.9875 | 0 | 0 | 10.9114 | 0 | 0 | 0 | 10.9114 | 0 | 53.482 | 48.9 | 0 | 2.7001 | 69.8767 | 0 | 0 | 0
3374 | 87.6784 | 0 | 87.6784 | 42.9 | 2 | 0 | 4 | 12.7631 | 37.6711 | 12.7631 | 37.6711 | 0 | 0 | 5.0729 | 0 | 6.5828 | 0 | 11.6557 | 0 | 64.1166 | 48.9 | 0 | 2.6304 | 60.5248 | 0 | 0 | 0
3375 | 86.7413 | 0 | 86.7413 | 42.9 | 2 | 0 | 4 | 14.7231 | 29.6122 | 14.7231 | 27.3304 | 0 | 2.2819 | 0 | 0 | 4.2121 | 0 | 4.2121 | 0 | 68 | 48.9 | 0 | 2.6022 | 73.1381 | 0 | 3.5527e-15 | 0
3376 | 89.1607 | 0 | 89.1607 | 42.9 | 2 | 4.175 | 4 | 14.8151 | 21.2705 | 14.8151 | 21.2705 | 0 | 0 | 0 | 0 | 0 | 0 | 0 | 0 | 68 | 48.9 | 0 | 2.6748 | 80.2306 | 0 | 0 | 0
3377 | 97.5283 | 0 | 97.5283 | 42.9 | 2 | 8.7289 | 8.9925 | 14.6131 | 9.443 | 14.6131 | 9.443 | 0 | 0 | 0 | 10.8508 | 0 | 0 | 0 | 10.8508 | 55.9436 | 53.8925 | 0 | 2.9258 | 62.2567 | 0 | 1.4211e-14 | 0
3378 | 101.0427 | 0 | 101.0427 | 43.0346 | 2 | 10.3861 | 10 | 13.622 | 5.3007e-15 | 13.622 | 5.3007e-15 | 0 | 0 | 0 | 12 | 0 | 10 | 0 | 22 | 31.7637 | 55.0346 | 0 | 3.0313 | 49.9654 | 0 | 0 | 0
3379 | 102.7671 | 0 | 102.7671 | 45.0797 | 2 | 10.4514 | 10 | 14.7969 | 0 | 14.7969 | 0 | 0 | 0 | 0 | 12 | 0 | 8.4391 | 0 | 20.4391 | 9.2769 | 57.0797 | 0 | 3.083 | 47.9203 | 0 | 0 | 0
3380 | 110.7396 | 0 | 110.7396 | 55 | 10.291 | 11.2767 | 10 | 15.8227 | 0 | 15.8227 | 0 | 0 | 0 | 0 | 8.3492 | 0 | 0 | 0 | 8.3492 | 0 | 75.291 | 0 | 3.3222 | 29.709 | 0 | 1.4211e-14 | 0
3381 | 105.7416 | 0 | 105.7416 | 55 | 12.5715 | 10.4585 | 10 | 17.7117 | 0 | 17.7117 | 0 | 0 | 0 | 0 | 0 | 0 | 0 | 0 | 0 | 0 | 77.5715 | 0 | 3.1722 | 27.4285 | 0 | 1.4211e-14 | 0
3382 | 103.1679 | 0 | 103.1679 | 55 | 11.4422 | 10.3062 | 10 | 16.4195 | 0 | 16.4195 | 0 | 0 | 0 | 0 | 0 | 0 | 0 | 0 | 0 | 0 | 76.4422 | 0 | 3.095 | 28.5578 | 0 | 1.4211e-14 | 0
3383 | 96.7963 | 0 | 96.7963 | 55 | 5.5111 | 9.5066 | 10 | 16.7787 | 0 | 16.7787 | 0 | 0 | 0 | 0 | 0 | 0 | 0 | 0 | 0 | 0 | 70.5111 | 0 | 2.9039 | 34.4889 | 0 | 0 | 0
3384 | 88.2785 | 0 | 88.2785 | 50.4827 | 2 | 8.4241 | 10 | 17.3717 | 0 | 17.3717 | 0 | 0 | 0 | 0 | 0 | 0 | 0 | 0 | 0 | 0 | 62.4827 | 0 | 2.6484 | 42.5173 | 0 | 0 | 0
3385 | 86.196 | 0 | 86.196 | 47.8276 | 2 | 8.0662 | 10 | 18.3023 | 0 | 18.3023 | 0 | 0 | 0 | 0 | 0 | 0 | 0 | 0 | 0 | 0 | 59.8276 | 0 | 2.5859 | 45.1724 | 0 | 0 | 0
3386 | 87.6016 | 0 | 87.6016 | 48.5932 | 2 | 8.1694 | 10 | 18.8391 | 0 | 18.8391 | 0 | 0 | 0 | 0 | 0 | 0 | 0 | 0 | 0 | 0 | 60.5932 | 0 | 2.628 | 44.4068 | 0 | 0 | 0
3387 | 90.6587 | 0 | 90.6587 | 52.7044 | 2 | 8.7237 | 10 | 17.2306 | 0 | 17.2306 | 0 | 0 | 0 | 0 | 0 | 0 | 0 | 0 | 0 | 0 | 64.7044 | 0 | 2.7198 | 40.2956 | 0 | 0 | 0
3388 | 89.9814 | 0 | 89.9814 | 52.0577 | 2 | 8.6365 | 10 | 17.2873 | 0 | 17.2873 | 0 | 0 | 0 | 0 | 0 | 0 | 0 | 0 | 0 | 0 | 64.0577 | 0 | 2.6994 | 40.9423 | 0 | 0 | -1.4211e-14
3389 | 91.5321 | 0 | 91.5321 | 51.2765 | 2 | 8.5312 | 10 | 19.7244 | 0 | 19.7244 | 0 | 0 | 0 | 0 | 0 | 0 | 0 | 0 | 0 | 0 | 63.2765 | 0 | 2.746 | 41.7235 | 0 | 0 | 0
3390 | 90.0836 | 0 | 90.0836 | 50.9494 | 2 | 8.4871 | 10 | 18.6471 | 0 | 18.6471 | 0 | 0 | 0 | 0 | 0 | 0 | 0 | 0 | 0 | 0 | 62.9494 | 0 | 2.7025 | 42.0506 | 0 | 0 | 0
3391 | 90.3988 | 0 | 90.3988 | 42.9548 | 2 | 7.4092 | 10 | 17.0284 | 11.0064 | 17.0284 | 11.0064 | 0 | 0 | 0 | 0 | 0 | 0 | 0 | 0 | 0 | 54.9548 | 0 | 2.712 | 50.0452 | 0 | 0 | 0
3392 | 88.455 | 0 | 88.455 | 42.9 | 2 | 4.814 | 4 | 14.7712 | 19.9698 | 14.7712 | 19.9698 | 0 | 0 | 0 | 0 | 0 | 0 | 0 | 0 | 0 | 48.9 | 0 | 2.6537 | 57.6675 | 0 | 0 | 0
3393 | 86.6567 | 0 | 86.6567 | 42.9 | 2 | 0 | 4 | 14.7083 | 32.3211 | 14.7083 | 32.3211 | 0 | 0 | 9.2728 | 0 | 0 | 0 | 9.2728 | 0 | 8.3455 | 48.9 | 0 | 2.5997 | 60.8079 | 0 | 0 | 0
3394 | 87.5416 | 0 | 87.5416 | 42.9 | 2 | 0 | 4 | 14.1498 | 36.892 | 14.1498 | 36.892 | 0 | 0 | 12 | 0 | 0.4002 | 0 | 12.4002 | 0 | 19.5144 | 48.9 | 0 | 2.6262 | 60.4364 | 0 | 0 | 0
3395 | 88.6158 | 0 | 88.6158 | 42.9 | 2 | 0 | 4 | 13.6192 | 39.0204 | 13.6192 | 39.0204 | 0 | 0 | 12 | 0 | 0.92378 | 0 | 12.9238 | 0 | 31.1661 | 48.9 | 0 | 2.6585 | 60.3742 | 0 | 0 | 0
3396 | 87.4975 | 0 | 87.4975 | 42.9 | 2 | 0 | 4 | 14.3795 | 44.468 | 14.3795 | 44.468 | 0 | 0 | 12 | 0 | 8.25 | 0 | 20.25 | 0 | 49.5723 | 48.9 | 0 | 2.6249 | 59.5038 | 0 | 0 | 0
3397 | 84.1293 | 0 | 84.1293 | 42.9 | 2 | 0 | 4 | 14.2119 | 40.4804 | 14.2119 | 39.078 | 0 | 1.4024 | 8.0606 | 0 | 10 | 0 | 18.0606 | 0 | 66.0463 | 48.9 | 0 | 2.5239 | 59.5973 | 0 | 0 | 0
3398 | 82.9009 | 0 | 82.9009 | 42.9 | 2 | 7.1054e-15 | 4 | 13.2809 | 36.2777 | 13.2809 | 22.839 | 0 | 13.4387 | 0 | 0 | 2.1191 | 0 | 2.1191 | 0 | 68 | 48.9 | 0 | 2.487 | 72.0612 | 0 | 5.7732e-15 | 0
3399 | 83.6898 | 0 | 83.6898 | 42.9 | 2 | 0 | 4 | 17.1109 | 29.3438 | 17.1109 | 17.6789 | 0 | 11.6649 | 0 | 0 | 0 | 0 | 0 | 0 | 68 | 48.9 | 0 | 2.5107 | 82.5237 | 0 | 0 | 0
3400 | 87.8194 | 0 | 87.8194 | 42.9 | 2 | 1.6632 | 4 | 16.2775 | 20.9787 | 16.2775 | 20.9787 | 0 | 0 | 0 | 0 | 0 | 0 | 0 | 0 | 68 | 48.9 | 0 | 2.6346 | 82.444 | 0 | 0 | 0
3401 | 94.6208 | 0 | 94.6208 | 42.9 | 2 | 8.0777 | 9.9729 | 16.2835 | 10.346 | 16.2835 | 10.346 | 0 | 0 | 0 | 5.0406 | 0 | 0 | 0 | 5.0406 | 62.3993 | 54.8729 | 0 | 2.8386 | 67.0865 | 0 | 0 | 0
3402 | 99.3744 | 0 | 99.3744 | 42.9 | 2 | 10.0339 | 8.1486 | 14.9176 | 5.1219e-15 | 14.9176 | 5.1219e-15 | 0 | 0 | 0 | 12 | 0 | 9.3742 | 0 | 21.3742 | 38.8982 | 53.0486 | 0 | 2.9812 | 52.5772 | 0 | 0 | 0
3403 | 102.0461 | 0 | 102.0461 | 42.9 | 2 | 10.2305 | 9.9158 | 15.935 | 0 | 15.935 | 0 | 0 | 0 | 0 | 12 | 0 | 9.0649 | 0 | 21.0649 | 15.7326 | 54.8158 | 0 | 3.0614 | 50.1842 | 0 | 0 | 0
3404 | 105.9486 | 0 | 105.9486 | 53.3855 | 2 | 10.4334 | 10 | 18.1297 | 0 | 18.1297 | 0 | 0 | 0 | 0 | 12 | 0 | 0 | 0 | 12 | 2.3993 | 65.3855 | 0 | 3.1785 | 39.6145 | 0 | 0 | 0
3405 | 102.427 | 0 | 102.427 | 55 | 7.4549 | 10.0598 | 10 | 17.7531 | 0 | 17.7531 | 0 | 0 | 0 | 0 | 2.1594 | 0 | 0 | 0 | 2.1594 | 0 | 72.4549 | 0 | 3.0728 | 32.5451 | 0 | 0 | 0
3406 | 97.697 | 0 | 97.697 | 55 | 5.3401 | 9.4835 | 10 | 17.8734 | 0 | 17.8734 | 0 | 0 | 0 | 0 | 0 | 0 | 0 | 0 | 0 | 0 | 70.3401 | 0 | 2.9309 | 34.6599 | 0 | 0 | 0
3407 | 96.1361 | 0 | 96.1361 | 55 | 4.3873 | 9.355 | 10 | 17.3938 | 0 | 17.3938 | 0 | 0 | 0 | 0 | 0 | 0 | 0 | 0 | 0 | 0 | 69.3873 | 0 | 2.8841 | 35.6127 | 0 | 0 | 0
3408 | 84.9829 | 0 | 84.9829 | 50.1725 | 2 | 8.3823 | 10 | 14.428 | 0 | 14.428 | 0 | 0 | 0 | 0 | 0 | 0 | 0 | 0 | 0 | 0 | 62.1725 | 0 | 2.5495 | 42.8275 | 0 | 0 | 0
3409 | 87.7149 | 0 | 87.7149 | 51.8391 | 2 | 8.607 | 10 | 15.2689 | 0 | 15.2689 | 0 | 0 | 0 | 0 | 0 | 0 | 0 | 0 | 0 | 0 | 63.8391 | 0 | 2.6314 | 41.1609 | 0 | 0 | 0
3410 | 86.0401 | 0 | 86.0401 | 50.8897 | 2 | 8.479 | 10 | 14.6714 | 0 | 14.6714 | 0 | 0 | 0 | 0 | 0 | 0 | 0 | 0 | 0 | 0 | 62.8897 | 0 | 2.5812 | 42.1103 | 0 | 0 | 0
3411 | 87.4583 | 0 | 87.4583 | 52.8086 | 2 | 8.7377 | 10 | 13.912 | 0 | 13.912 | 0 | 0 | 0 | 0 | 0 | 0 | 0 | 0 | 0 | 0 | 64.8086 | 0 | 2.6237 | 40.1914 | 0 | 0 | 0
3412 | 88.5431 | 0 | 88.5431 | 53.1914 | 2 | 8.7893 | 10 | 14.5624 | 0 | 14.5624 | 0 | 0 | 0 | 0 | 0 | 0 | 0 | 0 | 0 | 0 | 65.1914 | 0 | 2.6563 | 39.8086 | 0 | 0 | 0
3413 | 87.6197 | 0 | 87.6197 | 54.1413 | 2 | 8.9174 | 10 | 12.561 | 0 | 12.561 | 0 | 0 | 0 | 0 | 0 | 0 | 0 | 0 | 0 | 0 | 66.1413 | 0 | 2.6286 | 38.8587 | 0 | 0 | 0
3414 | 90.9348 | 0 | 90.9348 | 54.5882 | 2 | 8.9776 | 10 | 15.369 | 0 | 15.369 | 0 | 0 | 0 | 0 | 0 | 0 | 0 | 0 | 0 | 0 | 66.5882 | 0 | 2.728 | 38.4118 | 0 | 1.4211e-14 | 0
3415 | 89.9145 | 0 | 89.9145 | 45.7078 | 2 | 7.7804 | 10 | 12.4023 | 12.024 | 12.4023 | 12.024 | 0 | 0 | 0 | 0 | 0 | 0 | 0 | 0 | 0 | 57.7078 | 0 | 2.6974 | 47.2922 | 0 | 0 | 0
3416 | 87.2297 | 0 | 87.2297 | 42.9 | 2 | 4.6937 | 4 | 11.9631 | 21.6729 | 11.9631 | 21.6729 | 0 | 0 | 0 | 0 | 0 | 0 | 0 | 0 | 0 | 48.9 | 0 | 2.6169 | 57.7736 | 0 | 0 | 0
3417 | 87.3941 | 0 | 87.3941 | 42.9 | 2 | 7.1054e-15 | 4 | 11.3606 | 30.5181 | 11.3606 | 30.5181 | 0 | 0 | 3.3846 | 0 | 0 | 0 | 3.3846 | 0 | 3.0461 | 48.9 | 0 | 2.6218 | 61.5075 | 0 | 0 | 0
3418 | 86.4287 | 0 | 86.4287 | 42.9 | 2 | 0 | 4 | 11.6759 | 38.7002 | 11.6759 | 38.7002 | 0 | 0 | 12 | 0 | 0.84751 | 0 | 12.8475 | 0 | 14.6275 | 48.9 | 0 | 2.5929 | 60.3832 | 0 | 0 | 0
3419 | 85.1994 | 0 | 85.1994 | 42.9 | 2 | 7.1054e-15 | 4 | 11.971 | 41.9891 | 11.971 | 41.9891 | 0 | 0 | 12 | 0 | 5.6607 | 0 | 17.6607 | 0 | 30.6464 | 48.9 | 0 | 2.556 | 59.8114 | 0 | 0 | 0
3420 | 86.823 | 0 | 86.823 | 42.9 | 2 | 7.1054e-15 | 4 | 9.5906 | 46.2251 | 9.5906 | 46.2251 | 0 | 0 | 12 | 0 | 5.8927 | 0 | 17.8927 | 0 | 46.8792 | 48.9 | 0 | 2.6047 | 59.7838 | 0 | 0 | 0
3421 | 87.3807 | 0 | 87.3807 | 42.9 | 2 | 0 | 4 | 12.1349 | 43.986 | 12.1349 | 43.986 | 0 | 0 | 12 | 0 | 5.6402 | 0 | 17.6402 | 0 | 62.8791 | 48.9 | 0 | 2.6214 | 59.8138 | 0 | 0 | 0
3422 | 83.3734 | 0 | 83.3734 | 42.9 | 2 | 0 | 4 | 10.7672 | 37.9108 | 10.7672 | 29.3069 | 0 | 8.6039 | 1.9487 | 0 | 3.652 | 0 | 5.6008 | 0 | 68 | 48.9 | 0 | 2.5012 | 60.222 | 0 | 0 | -5.3291e-15
3423 | 84.8324 | 0 | 84.8324 | 42.9 | 2 | 0 | 4 | 10.3591 | 31.6211 | 10.3591 | 25.5732 | 0 | 6.0479 | 0 | 0 | 0 | 0 | 0 | 0 | 68 | 48.9 | 0 | 2.545 | 83.1911 | 0 | 0 | 0
3424 | 89.4491 | 0 | 89.4491 | 42.9 | 2 | 6.7686 | 5.3033 | 10.3455 | 22.1318 | 10.3455 | 22.1318 | 0 | 0 | 0 | 0 | 0 | 0 | 0 | 0 | 68 | 50.2033 | 0 | 2.6835 | 76.7967 | 0 | 0 | 0
3425 | 94.0856 | 0 | 94.0856 | 43.9183 | 2 | 8.4539 | 10 | 11.6158 | 11.3123 | 11.6158 | 11.3123 | 0 | 0 | 0 | 6.7853 | 0 | 0 | 0 | 6.7853 | 60.4608 | 55.9183 | 0 | 2.8226 | 64.2964 | 0 | 0 | 0
3426 | 96.5309 | 0 | 96.5309 | 42.9 | 2 | 9.7368 | 9.5888 | 14.5749 | 5.5012e-15 | 14.5749 | 5.5012e-15 | 0 | 0 | 0 | 12 | 0 | 5.7304 | 0 | 17.7304 | 40.912 | 54.4888 | 0 | 2.8959 | 54.7808 | 0 | 0 | 0
3427 | 103.1318 | 0 | 103.1318 | 44.8869 | 2 | 10.6358 | 10 | 13.6091 | 0 | 13.6091 | 0 | 0 | 0 | 0 | 12 | 0 | 10 | 0 | 22 | 16.7322 | 56.8869 | 0 | 3.094 | 48.1131 | 0 | 0 | 0
3428 | 107.4328 | 0 | 107.4328 | 54.2802 | 2 | 10.9192 | 10 | 15.5247 | 0 | 15.5247 | 0 | 0 | 0 | 0 | 12 | 0 | 2.7087 | 0 | 14.7087 | 0.4608 | 66.2802 | 0 | 3.223 | 38.7198 | 0 | 0 | -1.4211e-14
3429 | 103.311 | 0 | 103.311 | 55 | 13.2053 | 10.5998 | 10 | 14.0911 | 0 | 14.0911 | 0 | 0 | 0 | 0 | 0.41472 | 0 | 0 | 0 | 0.41472 | 0 | 78.2053 | 0 | 3.0993 | 26.7947 | 0 | 0 | 0
3430 | 97.8787 | 0 | 97.8787 | 55 | 9.5299 | 10.0484 | 10 | 13.3004 | 0 | 13.3004 | 0 | 0 | 0 | 0 | 0 | 0 | 0 | 0 | 0 | 0 | 74.5299 | 0 | 2.9364 | 30.4701 | 0 | 0 | 0
3431 | 92.7307 | 0 | 92.7307 | 55 | 3.3401 | 9.2139 | 10 | 15.1767 | 0 | 15.1767 | 0 | 0 | 0 | 0 | 0 | 0 | 0 | 0 | 0 | 0 | 68.3401 | 0 | 2.7819 | 36.6599 | 0 | 0 | 0
3432 | 88.845 | 0 | 88.845 | 52.1425 | 2 | 8.6479 | 10 | 16.0547 | 0 | 16.0547 | 0 | 0 | 0 | 0 | 0 | 0 | 0 | 0 | 0 | 0 | 64.1425 | 0 | 2.6654 | 40.8575 | 0 | 0 | 0
3433 | 87.9713 | 0 | 87.9713 | 53.7285 | 2 | 8.8617 | 10 | 13.381 | 0 | 13.381 | 0 | 0 | 0 | 0 | 0 | 0 | 0 | 0 | 0 | 0 | 65.7285 | 0 | 2.6391 | 39.2715 | 0 | 0 | 0
3434 | 89.6982 | 0 | 89.6982 | 52.5532 | 2 | 8.7033 | 10 | 16.4417 | 0 | 16.4417 | 0 | 0 | 0 | 0 | 0 | 0 | 0 | 0 | 0 | 0 | 64.5532 | 0 | 2.6909 | 40.4468 | 0 | 0 | -1.4211e-14
3435 | 92.8176 | 0 | 92.8176 | 55 | 2.684 | 9.1254 | 10 | 16.0082 | 0 | 16.0082 | 0 | 0 | 0 | 0 | 0 | 0 | 0 | 0 | 0 | 0 | 67.684 | 0 | 2.7845 | 37.316 | 0 | 0 | -1.4211e-14
3436 | 93.9518 | 0 | 93.9518 | 55 | 3.457 | 9.2296 | 10 | 16.2651 | 0 | 16.2651 | 0 | 0 | 0 | 0 | 0 | 0 | 0 | 0 | 0 | 0 | 68.457 | 0 | 2.8186 | 36.543 | 0 | 0 | 0
3437 | 91.1042 | 0 | 91.1042 | 55 | 2.1629 | 9.0551 | 10 | 14.8862 | 0 | 14.8862 | 0 | 0 | 0 | 0 | 0 | 0 | 0 | 0 | 0 | 0 | 67.1629 | 0 | 2.7331 | 37.8371 | 0 | 0 | 0
3438 | 91.9516 | 0 | 91.9516 | 55 | 3.0874 | 9.1798 | 10 | 14.6844 | 0 | 14.6844 | 0 | 0 | 0 | 0 | 0 | 0 | 0 | 0 | 0 | 0 | 68.0874 | 0 | 2.7585 | 36.9126 | 0 | 0 | 0
3439 | 92.1961 | 0 | 92.1961 | 45.7786 | 2 | 7.7899 | 10 | 14.1834 | 12.4442 | 14.1834 | 12.4442 | 0 | 0 | 0 | 0 | 0 | 0 | 0 | 0 | 0 | 57.7786 | 0 | 2.7659 | 47.2214 | 0 | 0 | 0
3440 | 90.3482 | 0 | 90.3482 | 42.9 | 2 | 4.9514 | 4 | 13.9004 | 22.5963 | 13.9004 | 22.5963 | 0 | 0 | 0 | 0 | 0 | 0 | 0 | 0 | 0 | 48.9 | 0 | 2.7104 | 57.5464 | 0 | 0 | 0
3441 | 90.6109 | 0 | 90.6109 | 42.9 | 2 | 1.3943 | 4 | 13.5513 | 26.7653 | 13.5513 | 26.7653 | 0 | 0 | 0 | 0 | 0 | 0 | 0 | 0 | 0 | 48.9 | 0 | 2.7183 | 60.681 | 0 | 0 | -1.4211e-14
3442 | 92.8059 | 0 | 92.8059 | 42.9 | 2 | 0 | 4 | 14.0937 | 41.6269 | 14.0937 | 41.6269 | 0 | 0 | 11.8147 | 0 | 0 | 0 | 11.8147 | 0 | 10.6332 | 48.9 | 0 | 2.7842 | 60.5059 | 0 | 0 | 0
3443 | 90.0067 | 0 | 90.0067 | 42.9 | 2 | 1.4211e-14 | 4 | 11.7892 | 43.6175 | 11.7892 | 43.6175 | 0 | 0 | 12 | 0 | 2.3 | 0 | 14.3 | 0 | 23.5537 | 48.9 | 0 | 2.7002 | 60.2107 | 0 | 0 | 0
3444 | 90.8429 | 0 | 90.8429 | 42.9 | 2 | 7.1054e-15 | 4 | 13.4253 | 45.7307 | 13.4253 | 45.7307 | 0 | 0 | 12 | 0 | 5.2131 | 0 | 17.2131 | 0 | 39.1599 | 48.9 | 0 | 2.7253 | 59.8646 | 0 | 1.4211e-14 | 0
3445 | 86.7838 | 0 | 86.7838 | 42.9 | 2 | 7.1054e-15 | 4 | 13.2975 | 44.8367 | 13.2975 | 44.8367 | 0 | 0 | 12 | 0 | 8.2505 | 0 | 20.2505 | 0 | 57.5665 | 48.9 | 0 | 2.6035 | 59.5037 | 0 | 0 | 0
3446 | 87.2353 | 0 | 87.2353 | 42.9 | 2 | 7.1054e-15 | 4 | 14.7486 | 40.6857 | 14.7486 | 35.0349 | 0 | 5.6508 | 5.5186 | 0 | 5.9296 | 0 | 11.4482 | 0 | 68 | 48.9 | 0 | 2.6171 | 59.8781 | 0 | 1.5987e-14 | 0
3447 | 87.1659 | 0 | 87.1659 | 42.9 | 2 | 7.1054e-15 | 4 | 14.2548 | 32.0654 | 14.2548 | 24.0111 | 0 | 8.0543 | 0 | 0 | 0 | 0 | 0 | 0 | 68 | 48.9 | 0 | 2.615 | 82.9527 | 0 | 1.4211e-14 | 0
3448 | 90.1078 | 0 | 90.1078 | 42.9 | 2 | 6.6574 | 4.4789 | 12.8645 | 21.207 | 12.8645 | 21.207 | 0 | 0 | 0 | 0 | 0 | 0 | 0 | 0 | 68 | 49.3789 | 0 | 2.7032 | 77.6211 | 0 | 0 | 0
3449 | 93.6068 | 0 | 93.6068 | 44.631 | 2 | 8.036 | 10 | 13.389 | 12.578 | 13.389 | 12.578 | 0 | 0 | 0 | 2.9729 | 0 | 0 | 0 | 2.9729 | 64.6968 | 56.631 | 0 | 2.8082 | 67.3962 | 0 | 0 | 0
3450 | 98.1519 | 0 | 98.1519 | 42.9 | 2 | 9.9441 | 9.9274 | 14.4517 | 6.0369e-15 | 14.4517 | 6.0369e-15 | 0 | 0 | 0 | 12 | 0 | 6.9288 | 0 | 18.9288 | 43.8482 | 54.8274 | 0 | 2.9446 | 53.2439 | 0 | 0 | 0
3451 | 106.0603 | 0 | 106.0603 | 45.4956 | 2 | 10.7179 | 10 | 15.8468 | 0 | 15.8468 | 0 | 0 | 0 | 0 | 12 | 0 | 10 | 0 | 22 | 19.6683 | 57.4956 | 0 | 3.1818 | 47.5044 | 0 | 0 | 0
3452 | 109.2623 | 0 | 109.2623 | 55 | 5.0722 | 11.2689 | 10 | 14.4109 | 0 | 14.4109 | 0 | 0 | 0 | 0 | 12 | 0 | 1.5103 | 0 | 13.5103 | 4.6968 | 70.0722 | 0 | 3.2779 | 34.9278 | 0 | 0 | -1.4211e-14
3453 | 105.1063 | 0 | 105.1063 | 55 | 9.4795 | 10.6115 | 10 | 15.7882 | 0 | 15.7882 | 0 | 0 | 0 | 0 | 4.2271 | 0 | 0 | 0 | 4.2271 | 0 | 74.4795 | 0 | 3.1532 | 30.5205 | 0 | 0 | 0
3454 | 101.9464 | 0 | 101.9464 | 55 | 12.0427 | 10.3872 | 10 | 14.5165 | 0 | 14.5165 | 0 | 0 | 0 | 0 | 0 | 0 | 0 | 0 | 0 | 0 | 77.0427 | 0 | 3.0584 | 27.9573 | 0 | 0 | 0
3455 | 99.8148 | 0 | 99.8148 | 55 | 8.4387 | 9.9013 | 10 | 16.4748 | 0 | 16.4748 | 0 | 0 | 0 | 0 | 0 | 0 | 0 | 0 | 0 | 0 | 73.4387 | 0 | 2.9944 | 31.5613 | 0 | 0 | 0
3456 | 88.9158 | 0 | 88.9158 | 52.1488 | 2 | 8.6488 | 10 | 16.1183 | 0 | 16.1183 | 0 | 0 | 0 | 0 | 0 | 0 | 0 | 0 | 0 | 0 | 64.1488 | 0 | 2.6675 | 40.8512 | 0 | 0 | 0
3457 | 90.3756 | 0 | 90.3756 | 53.4442 | 2 | 8.8234 | 10 | 16.108 | 0 | 16.108 | 0 | 0 | 0 | 0 | 0 | 0 | 0 | 0 | 0 | 0 | 65.4442 | 0 | 2.7113 | 39.5558 | 0 | 0 | 0
3458 | 90.1917 | 0 | 90.1917 | 54.6877 | 2 | 8.9911 | 10 | 14.5129 | 0 | 14.5129 | 0 | 0 | 0 | 0 | 0 | 0 | 0 | 0 | 0 | 0 | 66.6877 | 0 | 2.7058 | 38.3123 | 0 | 0 | 0
3459 | 93.5336 | 0 | 93.5336 | 55 | 2.2188 | 9.0627 | 10 | 17.2521 | 0 | 17.2521 | 0 | 0 | 0 | 0 | 0 | 0 | 0 | 0 | 0 | 0 | 67.2188 | 0 | 2.806 | 37.7812 | 0 | 0 | 0
3460 | 91.7312 | 0 | 91.7312 | 54.0544 | 2 | 8.9057 | 10 | 16.7711 | 0 | 16.7711 | 0 | 0 | 0 | 0 | 0 | 0 | 0 | 0 | 0 | 0 | 66.0544 | 0 | 2.7519 | 38.9456 | 0 | 0 | 0
3461 | 94.1159 | 0 | 94.1159 | 55 | 3.0242 | 9.1713 | 10 | 16.9204 | 0 | 16.9204 | 0 | 0 | 0 | 0 | 0 | 0 | 0 | 0 | 0 | 0 | 68.0242 | 0 | 2.8235 | 36.9758 | 0 | 0 | 0
3462 | 92.6304 | 0 | 92.6304 | 55 | 3.757 | 9.2701 | 10 | 14.6033 | 0 | 14.6033 | 0 | 0 | 0 | 0 | 0 | 0 | 0 | 0 | 0 | 0 | 68.757 | 0 | 2.7789 | 36.243 | 0 | 0 | 0
3463 | 93.4254 | 0 | 93.4254 | 47.267 | 2 | 7.9906 | 10 | 13.794 | 12.3738 | 13.794 | 12.3738 | 0 | 0 | 0 | 0 | 0 | 0 | 0 | 0 | 0 | 59.267 | 0 | 2.8028 | 45.733 | 0 | 0 | 0
3464 | 92.8332 | 0 | 92.8332 | 42.9 | 2 | 6.7144 | 4.9012 | 11.9184 | 24.3992 | 11.9184 | 24.3992 | 0 | 0 | 0 | 0 | 0 | 0 | 0 | 0 | 0 | 49.8012 | 0 | 2.785 | 55.1988 | 0 | 0 | -1.4211e-14
3465 | 93.649 | 0 | 93.649 | 42.9 | 2 | 0 | 4 | 13.0537 | 34.1976 | 13.0537 | 34.1976 | 0 | 0 | 2.5022 | 0 | 0 | 0 | 2.5022 | 0 | 2.252 | 48.9 | 0 | 2.8095 | 61.6123 | 0 | 0 | 0
3466 | 89.9852 | 0 | 89.9852 | 42.9 | 2 | 0 | 4 | 11.8761 | 41.3445 | 11.8761 | 41.3445 | 0 | 0 | 12 | 0 | 0.13539 | 0 | 12.1354 | 0 | 13.1768 | 48.9 | 0 | 2.6996 | 60.4678 | 0 | 0 | 0
3467 | 88.3633 | 0 | 88.3633 | 42.9 | 2 | 7.1054e-15 | 4 | 13.2365 | 46.9523 | 13.2365 | 46.9523 | 0 | 0 | 12 | 0 | 8.7254 | 0 | 20.7254 | 0 | 32.0213 | 48.9 | 0 | 2.6509 | 59.4473 | 0 | 0 | 0
3468 | 89.2479 | 0 | 89.2479 | 42.9 | 2 | 0 | 4 | 12.6382 | 47.908 | 12.6382 | 47.908 | 0 | 0 | 12 | 0 | 8.1983 | 0 | 20.1983 | 0 | 50.3798 | 48.9 | 0 | 2.6774 | 59.5099 | 0 | 0 | 0
3469 | 90.5433 | 0 | 90.5433 | 42.9 | 2 | 0 | 4 | 11.3498 | 42.996 | 11.3498 | 42.996 | 0 | 0 | 12 | 0 | 0.70255 | 0 | 12.7025 | 0 | 61.8275 | 48.9 | 0 | 2.7163 | 60.4005 | 0 | 0 | 0
3470 | 88.7663 | 0 | 88.7663 | 42.9 | 2 | 0 | 4 | 13.4005 | 41.1476 | 13.4005 | 33.2282 | 0 | 7.9194 | 2.8311 | 0 | 3.9313 | 0 | 6.7624 | 0 | 68 | 48.9 | 0 | 2.663 | 60.1653 | 0 | 1.4211e-14 | 0
3471 | 85.4542 | 0 | 85.4542 | 42.9 | 2 | 0 | 4 | 13.7207 | 34.5962 | 13.7207 | 22.8335 | 0 | 11.7627 | 0 | 0 | 0 | 0 | 0 | 0 | 68 | 48.9 | 0 | 2.5636 | 82.5121 | 0 | 0 | 0
3472 | 93.5088 | 0 | 93.5088 | 42.9 | 2 | 6.0413 | 4 | 12.996 | 25.5715 | 12.996 | 25.5715 | 0 | 0 | 0 | 0 | 0 | 0 | 0 | 0 | 68 | 48.9 | 0 | 2.8053 | 78.586 | 0 | 0 | 0
3473 | 96.7818 | 0 | 96.7818 | 46.1683 | 2 | 8.3339 | 10 | 13.4739 | 13.161 | 13.4739 | 13.161 | 0 | 0 | 0 | 3.6447 | 0 | 0 | 0 | 3.6447 | 63.9503 | 58.1683 | 0 | 2.9035 | 65.1869 | 0 | 0 | 0
3474 | 101.0909 | 0 | 101.0909 | 44.073 | 2 | 10.395 | 10 | 13.5953 | 5.5402e-15 | 13.5953 | 5.5402e-15 | 0 | 0 | 0 | 12 | 0 | 9.0276 | 0 | 21.0276 | 40.8252 | 56.073 | 0 | 3.0327 | 49.8994 | 0 | 0 | 0
3475 | 105.5408 | 0 | 105.5408 | 46.611 | 2 | 10.7889 | 10 | 14.7294 | 0 | 14.7294 | 0 | 0 | 0 | 0 | 12 | 0 | 9.4115 | 0 | 21.4115 | 17.2836 | 58.611 | 0 | 3.1662 | 46.389 | 0 | 0 | 0
3476 | 110.6286 | 0 | 110.6286 | 55 | 7.667 | 11.4151 | 10 | 14.5464 | 0 | 14.5464 | 0 | 0 | 0 | 0 | 12 | 0 | 0 | 0 | 12 | 3.9503 | 72.667 | 0 | 3.3189 | 32.333 | 0 | 0 | 0
3477 | 106.5107 | 0 | 106.5107 | 55 | 10.2225 | 10.6211 | 10 | 17.1118 | 0 | 17.1118 | 0 | 0 | 0 | 0 | 3.5553 | 0 | 0 | 0 | 3.5553 | 0 | 75.2225 | 0 | 3.1953 | 29.7775 | 0 | 0 | -1.4211e-14
3478 | 101.2847 | 0 | 101.2847 | 55 | 11.3052 | 10.2877 | 10 | 14.6917 | 0 | 14.6917 | 0 | 0 | 0 | 0 | 0 | 0 | 0 | 0 | 0 | 0 | 76.3052 | 0 | 3.0385 | 28.6948 | 0 | 0 | -1.4211e-14
3479 | 98.9225 | 0 | 98.9225 | 55 | 8.6677 | 9.9321 | 10 | 15.3226 | 0 | 15.3226 | 0 | 0 | 0 | 0 | 0 | 0 | 0 | 0 | 0 | 0 | 73.6677 | 0 | 2.9677 | 31.3323 | 0 | 0 | 0
3480 | 87.5322 | 0 | 87.5322 | 53.8576 | 2 | 8.8792 | 10 | 12.7954 | 0 | 12.7954 | 0 | 0 | 0 | 0 | 0 | 0 | 0 | 0 | 0 | 0 | 65.8576 | 0 | 2.626 | 39.1424 | 0 | 0 | 0
3481 | 88.1345 | 0 | 88.1345 | 53.1922 | 2 | 8.7894 | 10 | 14.1529 | 0 | 14.1529 | 0 | 0 | 0 | 0 | 0 | 0 | 0 | 0 | 0 | 0 | 65.1922 | 0 | 2.644 | 39.8078 | 0 | 0 | 0
3482 | 92.0923 | 0 | 92.0923 | 55 | 5.4875 | 9.5034 | 10 | 12.1014 | 0 | 12.1014 | 0 | 0 | 0 | 0 | 0 | 0 | 0 | 0 | 0 | 0 | 70.4875 | 0 | 2.7628 | 34.5125 | 0 | 0 | 0
3483 | 88.6651 | 0 | 88.6651 | 54.0288 | 2 | 8.9022 | 10 | 13.7341 | 0 | 13.7341 | 0 | 0 | 0 | 0 | 0 | 0 | 0 | 0 | 0 | 0 | 66.0288 | 0 | 2.66 | 38.9712 | 0 | 0 | 0
3484 | 90.0426 | 0 | 90.0426 | 55 | 2.6261 | 9.1176 | 10 | 13.2989 | 0 | 13.2989 | 0 | 0 | 0 | 0 | 0 | 0 | 0 | 0 | 0 | 0 | 67.6261 | 0 | 2.7013 | 37.3739 | 0 | 0 | 0
3485 | 90.5166 | 0 | 90.5166 | 55 | 3.349 | 9.2151 | 10 | 12.9525 | 0 | 12.9525 | 0 | 0 | 0 | 0 | 0 | 0 | 0 | 0 | 0 | 0 | 68.349 | 0 | 2.7155 | 36.651 | 0 | 0 | 0
3486 | 91.102 | 0 | 91.102 | 55 | 3.0514 | 9.1749 | 10 | 13.8757 | 0 | 13.8757 | 0 | 0 | 0 | 0 | 0 | 0 | 0 | 0 | 0 | 0 | 68.0514 | 0 | 2.7331 | 36.9486 | 0 | 0 | 0
3487 | 93.0217 | 0 | 93.0217 | 48.5606 | 2 | 8.165 | 10 | 12.5713 | 11.7248 | 12.5713 | 11.7248 | 0 | 0 | 0 | 0 | 0 | 0 | 0 | 0 | 0 | 60.5606 | 0 | 2.7907 | 44.4394 | 0 | 0 | -1.4211e-14
3488 | 89.8566 | 0 | 89.8566 | 42.9 | 2 | 7.073 | 7.5609 | 9.4108 | 20.9119 | 9.4108 | 20.9119 | 0 | 0 | 0 | 0 | 0 | 0 | 0 | 0 | 0 | 52.4609 | 0 | 2.6957 | 52.5391 | 0 | 0 | 0
3489 | 90.2833 | 0 | 90.2833 | 42.9 | 2 | 7.1054e-15 | 4 | 11.5579 | 31.1369 | 11.5579 | 31.1369 | 0 | 0 | 1.3115 | 0 | 0 | 0 | 1.3115 | 0 | 1.1804 | 48.9 | 0 | 2.7085 | 61.7538 | 0 | 1.4211e-14 | 0
3490 | 91.9066 | 0 | 91.9066 | 42.9 | 2 | 0 | 4 | 11.4439 | 35.585 | 11.4439 | 35.585 | 0 | 0 | 4.0224 | 0 | 0 | 0 | 4.0224 | 0 | 4.8005 | 48.9 | 0 | 2.7572 | 61.4317 | 0 | 0 | 0
3491 | 89.2953 | 0 | 89.2953 | 42.9 | 2 | 0 | 4 | 11.1628 | 41.3616 | 11.1628 | 41.3616 | 0 | 0 | 12 | 0 | 0.12909 | 0 | 12.1291 | 0 | 15.7195 | 48.9 | 0 | 2.6789 | 60.4686 | 0 | 0 | 0
3492 | 89.9535 | 0 | 89.9535 | 42.9 | 2 | 0 | 4 | 12.0216 | 49.6212 | 12.0216 | 49.6212 | 0 | 0 | 12 | 0 | 8.5894 | 0 | 20.5894 | 0 | 34.4385 | 48.9 | 0 | 2.6986 | 59.4635 | 0 | 0 | 0
3493 | 87.6522 | 0 | 87.6522 | 42.9 | 2 | 7.1054e-15 | 4 | 9.9943 | 46.9232 | 9.9943 | 46.9232 | 0 | 0 | 12 | 0 | 6.1654 | 0 | 18.1654 | 0 | 50.9227 | 48.9 | 0 | 2.6296 | 59.7515 | 0 | 0 | 0
3494 | 86.2193 | 0 | 86.2193 | 42.9 | 2 | 0 | 4 | 13.1749 | 34.574 | 13.1749 | 34.574 | 0 | 0 | 10.4296 | 0 | 0 | 0 | 10.4296 | 0 | 60.3093 | 48.9 | 0 | 2.5866 | 70.6705 | 0 | 0 | 0
3495 | 85.931 | 0 | 85.931 | 42.9 | 2 | 0 | 4 | 10.3693 | 32.043 | 10.3693 | 32.043 | 0 | 0 | 1.5698 | 0 | 3.8114 | 0 | 5.3813 | 0 | 65.2362 | 48.9 | 0 | 2.5779 | 61.2703 | 0 | 0 | 0
3496 | 92.6858 | 0 | 92.6858 | 42.9 | 2 | 6.9168 | 6.4028 | 11.381 | 23.0852 | 11.381 | 23.0852 | 0 | 0 | 0 | 0 | 0 | 0 | 0 | 0 | 65.2362 | 51.3028 | 0 | 2.7806 | 75.6972 | 0 | 0 | 0
3497 | 93.399 | 0 | 93.399 | 42.9 | 2 | 8.2363 | 9.0333 | 12.7668 | 11.3064 | 12.7668 | 11.3064 | 0 | 0 | 0 | 7.1562 | 0 | 0 | 0 | 7.1562 | 57.2849 | 53.9333 | 0 | 2.802 | 65.9105 | 0 | 0 | -1.4211e-14
3498 | 98.2324 | 0 | 98.2324 | 42.9 | 2 | 10.0602 | 7.7174 | 13.5549 | 5.0378e-15 | 13.5549 | 5.0378e-15 | 0 | 0 | 0 | 12 | 0 | 10 | 0 | 22 | 33.105 | 52.6174 | 0 | 2.947 | 52.3826 | 0 | 0 | 0
3499 | 102.7249 | 0 | 102.7249 | 48.79 | 2 | 10.608 | 10 | 13.4359 | 0 | 13.4359 | 0 | 0 | 0 | 0 | 12 | 0 | 5.891 | 0 | 17.891 | 13.382 | 60.79 | 0 | 3.0817 | 44.21 | 0 | 0 | 0
3500 | 110.5856 | 0 | 110.5856 | 55 | 9.8513 | 11.7096 | 10 | 12.0247 | 0 | 12.0247 | 0 | 0 | 0 | 0 | 12 | 0 | 0 | 0 | 12 | 0.048713 | 74.8513 | 0 | 3.3176 | 30.1487 | 0 | 0 | 0
3501 | 103.1067 | 0 | 103.1067 | 55 | 13.8556 | 10.6375 | 10 | 13.5699 | 0 | 13.5699 | 0 | 0 | 0 | 0 | 0.043841 | 0 | 0 | 0 | 0.043841 | 0 | 78.8556 | 0 | 3.0932 | 26.1444 | 0 | 0 | 0
3502 | 99.3125 | 0 | 99.3125 | 55 | 9.9897 | 10.1104 | 10 | 14.2125 | 0 | 14.2125 | 0 | 0 | 0 | 0 | 0 | 0 | 0 | 0 | 0 | 0 | 74.9897 | 0 | 2.9794 | 30.0103 | 0 | 0 | 0
3503 | 96.6618 | 0 | 96.6618 | 55 | 8.9608 | 9.9717 | 10 | 12.7293 | 0 | 12.7293 | 0 | 0 | 0 | 0 | 0 | 0 | 0 | 0 | 0 | 0 | 73.9608 | 0 | 2.8999 | 31.0392 | 0 | 0 | -1.4211e-14
3504 | 86.0819 | 0 | 86.0819 | 48.6784 | 2 | 8.1809 | 10 | 17.2226 | 0 | 17.2226 | 0 | 0 | 0 | 0 | 0 | 0 | 0 | 0 | 0 | 0 | 60.6784 | 0 | 2.5825 | 44.3216 | 0 | 1.4211e-14 | 0
3505 | 87.2005 | 0 | 87.2005 | 49.8269 | 2 | 8.3357 | 10 | 17.0379 | 0 | 17.0379 | 0 | 0 | 0 | 0 | 0 | 0 | 0 | 0 | 0 | 0 | 61.8269 | 0 | 2.616 | 43.1731 | 0 | 0 | 0
3506 | 91.015 | 0 | 91.015 | 54.0673 | 2 | 8.9074 | 10 | 16.0403 | 0 | 16.0403 | 0 | 0 | 0 | 0 | 0 | 0 | 0 | 0 | 0 | 0 | 66.0673 | 0 | 2.7304 | 38.9327 | 0 | 0 | 0
3507 | 88.9855 | 0 | 88.9855 | 51.9951 | 2 | 8.628 | 10 | 16.3623 | 0 | 16.3623 | 0 | 0 | 0 | 0 | 0 | 0 | 0 | 0 | 0 | 0 | 63.9951 | 0 | 2.6696 | 41.0049 | 0 | 0 | 0
3508 | 88.4439 | 0 | 88.4439 | 52.2594 | 2 | 8.6637 | 10 | 15.5208 | 0 | 15.5208 | 0 | 0 | 0 | 0 | 0 | 0 | 0 | 0 | 0 | 0 | 64.2594 | 0 | 2.6533 | 40.7406 | 0 | 0 | 0
3509 | 90.2142 | 0 | 90.2142 | 54.7393 | 2 | 8.998 | 10 | 14.4769 | 0 | 14.4769 | 0 | 0 | 0 | 0 | 0 | 0 | 0 | 0 | 0 | 0 | 66.7393 | 0 | 2.7064 | 38.2607 | 0 | 0 | 0
3510 | 89.4224 | 0 | 89.4224 | 53.541 | 2 | 8.8365 | 10 | 15.045 | 0 | 15.045 | 0 | 0 | 0 | 0 | 0 | 0 | 0 | 0 | 0 | 0 | 65.541 | 0 | 2.6827 | 39.459 | 0 | 0 | 0
3511 | 91.2961 | 0 | 91.2961 | 47.4249 | 2 | 8.0119 | 10 | 12.3129 | 11.5464 | 12.3129 | 11.5464 | 0 | 0 | 0 | 0 | 0 | 0 | 0 | 0 | 0 | 59.4249 | 0 | 2.7389 | 45.5751 | 0 | 0 | 0
3512 | 88.3853 | 0 | 88.3853 | 42.9 | 2 | 0.89239 | 4 | 14.3458 | 24.2471 | 14.3458 | 24.2471 | 0 | 0 | 0 | 0 | 0 | 0 | 0 | 0 | 0 | 48.9 | 0 | 2.6516 | 61.1232 | 0 | 0 | 0
3513 | 89.6547 | 0 | 89.6547 | 42.9 | 2 | 0 | 4 | 12.9087 | 37.8358 | 12.9087 | 37.8358 | 0 | 0 | 9.9898 | 0 | 0 | 0 | 9.9898 | 0 | 8.9908 | 48.9 | 0 | 2.6896 | 60.7228 | 0 | 0 | 0
3514 | 90.8056 | 0 | 90.8056 | 42.9 | 2 | 1.4211e-14 | 4 | 11.8904 | 46.0366 | 11.8904 | 46.0366 | 0 | 0 | 12 | 0 | 4.0214 | 0 | 16.0214 | 0 | 23.4983 | 48.9 | 0 | 2.7242 | 60.0062 | 0 | 0 | 0
3515 | 87.6846 | 0 | 87.6846 | 42.9 | 2 | 0 | 4 | 12.0862 | 50.875 | 12.0862 | 48.6984 | 0 | 2.1766 | 12 | 0 | 10 | 0 | 22 | 0 | 43.5179 | 48.9 | 0 | 2.6305 | 59.0373 | 0 | 0 | 0
3516 | 86.1091 | 0 | 86.1091 | 42.9 | 2 | 7.1054e-15 | 4 | 12.6739 | 52.3576 | 12.6739 | 44.2069 | 0 | 8.1508 | 12 | 0 | 7.6717 | 0 | 19.6717 | 0 | 61.3908 | 48.9 | 0 | 2.5833 | 58.6041 | 0 | 3.5527e-15 | 0
3517 | 85.6841 | 0 | 85.6841 | 42.9 | 2 | 7.1054e-15 | 4 | 12.4982 | 49.9369 | 12.4982 | 31.6294 | 0 | 18.3075 | 7.3436 | 0 | 0 | 0 | 7.3436 | 0 | 68 | 48.9 | 0 | 2.5705 | 68.8621 | 0 | 0 | -1.7764e-15
3518 | 86.5465 | 0 | 86.5465 | 42.9 | 2 | 0 | 4 | 12.2588 | 40.2427 | 12.2588 | 25.3877 | 0 | 14.855 | 0 | 0 | 0 | 0 | 0 | 0 | 68 | 48.9 | 0 | 2.5964 | 82.1447 | 0 | 0 | 0
3519 | 87.5457 | 0 | 87.5457 | 42.9 | 2 | 0 | 4 | 12.8015 | 36.4282 | 12.8015 | 25.8441 | 0 | 10.5841 | 0 | 0 | 0 | 0 | 0 | 0 | 68 | 48.9 | 0 | 2.6264 | 82.6521 | 0 | 0 | 0
3520 | 89.3986 | 0 | 89.3986 | 42.9 | 2 | 2.6624 | 4 | 14.2782 | 23.558 | 14.2782 | 23.558 | 0 | 0 | 0 | 0 | 0 | 0 | 0 | 0 | 68 | 48.9 | 0 | 2.682 | 81.5635 | 0 | 0 | 0
3521 | 94.4592 | 0 | 94.4592 | 44.1474 | 2 | 7.9065 | 10 | 15.4787 | 12.4309 | 15.4787 | 12.4309 | 0 | 0 | 0 | 2.4957 | 0 | 0 | 0 | 2.4957 | 65.227 | 56.1474 | 0 | 2.8338 | 68.3569 | 0 | 0 | 0
3522 | 97.3023 | 0 | 97.3023 | 42.9 | 2 | 9.7223 | 9.6008 | 15.4687 | 5.3568e-15 | 15.4687 | 5.3568e-15 | 0 | 0 | 0 | 12 | 0 | 5.6105 | 0 | 17.6105 | 45.8083 | 54.5008 | 0 | 2.9191 | 54.8887 | 0 | 0 | 0
3523 | 103.5729 | 0 | 103.5729 | 43.2437 | 2 | 10.4143 | 10 | 15.915 | 0 | 15.915 | 0 | 0 | 0 | 0 | 12 | 0 | 10 | 0 | 22 | 21.6284 | 55.2437 | 0 | 3.1072 | 49.7563 | 0 | 1.4211e-14 | 0
3524 | 109.8974 | 0 | 109.8974 | 54.7574 | 2 | 10.9997 | 10 | 17.3118 | 0 | 17.3118 | 0 | 0 | 0 | 0 | 12 | 0 | 2.8286 | 0 | 14.8286 | 5.227 | 66.7574 | 0 | 3.2969 | 38.2426 | 0 | 0 | 0
3525 | 105.5906 | 0 | 105.5906 | 55 | 10.1147 | 10.7615 | 10 | 15.0101 | 0 | 15.0101 | 0 | 0 | 0 | 0 | 4.7043 | 0 | 0 | 0 | 4.7043 | 0 | 75.1147 | 0 | 3.1677 | 29.8853 | 0 | 0 | 0
3526 | 100.4504 | 0 | 100.4504 | 55 | 8.7931 | 9.949 | 10 | 16.7083 | 0 | 16.7083 | 0 | 0 | 0 | 0 | 0 | 0 | 0 | 0 | 0 | 0 | 73.7931 | 0 | 3.0135 | 31.2069 | 0 | 0 | 0
3527 | 97.9469 | 0 | 97.9469 | 55 | 7.5983 | 9.788 | 10 | 15.5606 | 0 | 15.5606 | 0 | 0 | 0 | 0 | 0 | 0 | 0 | 0 | 0 | 0 | 72.5983 | 0 | 2.9384 | 32.4017 | 0 | 0 | 0
3528 | 89.9457 | 0 | 89.9457 | 54.4922 | 2 | 8.9647 | 10 | 14.4889 | 0 | 14.4889 | 0 | 0 | 0 | 0 | 0 | 0 | 0 | 0 | 0 | 0 | 66.4922 | 0 | 2.6984 | 38.5078 | 0 | 0 | 0
3529 | 91.3949 | 0 | 91.3949 | 55 | 2.3596 | 9.0817 | 10 | 14.9537 | 0 | 14.9537 | 0 | 0 | 0 | 0 | 0 | 0 | 0 | 0 | 0 | 0 | 67.3596 | 0 | 2.7418 | 37.6404 | 0 | 0 | 0
3530 | 90.6194 | 0 | 90.6194 | 53.8859 | 2 | 8.883 | 10 | 15.8506 | 0 | 15.8506 | 0 | 0 | 0 | 0 | 0 | 0 | 0 | 0 | 0 | 0 | 65.8859 | 0 | 2.7186 | 39.1141 | 0 | 0 | 0
3531 | 91.2278 | 0 | 91.2278 | 55 | 2.2279 | 9.0639 | 10 | 14.936 | 0 | 14.936 | 0 | 0 | 0 | 0 | 0 | 0 | 0 | 0 | 0 | 0 | 67.2279 | 0 | 2.7368 | 37.7721 | 0 | 0 | 0
3532 | 92.6086 | 0 | 92.6086 | 55 | 3.6225 | 9.2519 | 10 | 14.7342 | 0 | 14.7342 | 0 | 0 | 0 | 0 | 0 | 0 | 0 | 0 | 0 | 0 | 68.6225 | 0 | 2.7783 | 36.3775 | 0 | 0 | 0
3533 | 92.4589 | 0 | 92.4589 | 55 | 4.948 | 9.4306 | 10 | 13.0803 | 0 | 13.0803 | 0 | 0 | 0 | 0 | 0 | 0 | 0 | 0 | 0 | 0 | 69.948 | 0 | 2.7738 | 35.052 | 0 | 0 | 0
3534 | 91.5383 | 0 | 91.5383 | 55 | 3.1188 | 9.184 | 10 | 14.2356 | 0 | 14.2356 | 0 | 0 | 0 | 0 | 0 | 0 | 0 | 0 | 0 | 0 | 68.1188 | 0 | 2.7461 | 36.8812 | 0 | 0 | 0
3535 | 91.0408 | 0 | 91.0408 | 45.7166 | 2 | 7.7816 | 10 | 13.5184 | 12.0242 | 13.5184 | 12.0242 | 0 | 0 | 0 | 0 | 0 | 0 | 0 | 0 | 0 | 57.7166 | 0 | 2.7312 | 47.2834 | 0 | 0 | 0
3536 | 91.0761 | 0 | 91.0761 | 42.9 | 2 | 5.1175 | 4 | 10.8827 | 26.1759 | 10.8827 | 26.1759 | 0 | 0 | 0 | 0 | 0 | 0 | 0 | 0 | 0 | 48.9 | 0 | 2.7323 | 57.4001 | 0 | 0 | -1.4211e-14
3537 | 91.2766 | 0 | 91.2766 | 42.9 | 2 | 0 | 4 | 11.7028 | 36.0844 | 11.7028 | 36.0844 | 0 | 0 | 5.4107 | 0 | 0 | 0 | 5.4107 | 0 | 4.8696 | 48.9 | 0 | 2.7383 | 61.2668 | 0 | 0 | 0
3538 | 88.3115 | 0 | 88.3115 | 42.9 | 2 | 1.4211e-14 | 4 | 12.9934 | 37.2723 | 12.9934 | 37.2723 | 0 | 0 | 10.8542 | 0 | 0 | 0 | 10.8542 | 0 | 14.6384 | 48.9 | 0 | 2.6493 | 60.6201 | 0 | 0 | 0
3539 | 88.3339 | 0 | 88.3339 | 42.9 | 2 | 0 | 4 | 11.8844 | 45.2156 | 11.8844 | 45.2156 | 0 | 0 | 12 | 0 | 5.6661 | 0 | 17.6661 | 0 | 30.6623 | 48.9 | 0 | 2.65 | 59.8108 | 0 | 0 | 0
3540 | 88.8533 | 0 | 88.8533 | 42.9 | 2 | 0 | 4 | 10.091 | 49.5053 | 10.091 | 49.5053 | 0 | 0 | 12 | 0 | 7.643 | 0 | 19.643 | 0 | 48.5088 | 48.9 | 0 | 2.6656 | 59.5759 | 0 | 0 | 0
3541 | 89.4061 | 0 | 89.4061 | 42.9 | 2 | 7.1054e-15 | 4 | 10.5251 | 47.3145 | 10.5251 | 47.3145 | 0 | 0 | 12 | 0 | 5.3336 | 0 | 17.3336 | 0 | 64.2261 | 48.9 | 0 | 2.6822 | 59.8503 | 0 | 0 | 0
3542 | 87.85 | 0 | 87.85 | 42.9 | 2 | 0 | 4 | 14.0435 | 46.4711 | 14.0435 | 29.0253 | 0 | 17.4458 | 1.0684 | 0 | 3.0504 | 0 | 4.1188 | 0 | 68 | 48.9 | 0 | 2.6355 | 59.3476 | 0 | 0 | -1.2434e-14
3543 | 85.2927 | 0 | 85.2927 | 42.9 | 2 | 0 | 4 | 13.4202 | 34.6927 | 13.4202 | 22.9725 | 0 | 11.7202 | 0 | 0 | 0 | 0 | 0 | 0 | 68 | 48.9 | 0 | 2.5588 | 82.5172 | 0 | 0 | 0
3544 | 91.7017 | 0 | 91.7017 | 42.9 | 2 | 6.7506 | 5.1697 | 10.9012 | 23.9802 | 10.9012 | 23.9802 | 0 | 0 | 0 | 0 | 0 | 0 | 0 | 0 | 68 | 50.0697 | 0 | 2.7511 | 76.9303 | 0 | 0 | 0
3545 | 94.8495 | 0 | 94.8495 | 47.091 | 2 | 8.3888 | 10 | 12.292 | 11.9481 | 12.292 | 11.9481 | 0 | 0 | 0 | 3.1296 | 0 | 0 | 0 | 3.1296 | 64.5226 | 59.091 | 0 | 2.8455 | 64.7794 | 0 | 0 | -1.4211e-14
3546 | 100.3865 | 0 | 100.3865 | 45.2174 | 2 | 10.2866 | 10 | 13.803 | 5.8053e-15 | 13.803 | 5.8053e-15 | 0 | 0 | 0 | 12 | 0 | 7.0795 | 0 | 19.0795 | 43.5105 | 57.2174 | 0 | 3.0116 | 50.7031 | 0 | 0 | 0
3547 | 104.051 | 0 | 104.051 | 44.9968 | 2 | 10.6506 | 10 | 14.4036 | 0 | 14.4036 | 0 | 0 | 0 | 0 | 12 | 0 | 10 | 0 | 22 | 19.3306 | 56.9968 | 0 | 3.1215 | 48.0032 | 0 | 0 | -1.4211e-14
3548 | 111.2639 | 0 | 111.2639 | 55 | 7.3491 | 11.5555 | 10 | 13.9997 | 0 | 13.9997 | 0 | 0 | 0 | 0 | 12 | 0 | 1.3596 | 0 | 13.3596 | 4.5226 | 72.3491 | 0 | 3.3379 | 32.6509 | 0 | 0 | 0
3549 | 106.1511 | 0 | 106.1511 | 55 | 12.896 | 11.051 | 10 | 13.1337 | 0 | 13.1337 | 0 | 0 | 0 | 0 | 4.0704 | 0 | 0 | 0 | 4.0704 | -8.8818e-16 | 77.896 | 0 | 3.1845 | 27.104 | 0 | 0 | 0
3550 | 99.5007 | 0 | 99.5007 | 55 | 9.5608 | 10.0525 | 10 | 14.8874 | 0 | 14.8874 | 0 | 0 | 0 | 0 | -7.9936e-16 | 0 | 0 | 0 | -7.9936e-16 | 0 | 74.5608 | 0 | 2.985 | 30.4392 | 0 | 0 | 0
3551 | 96.0825 | 0 | 96.0825 | 55 | 8.4837 | 9.9073 | 10 | 12.6915 | 0 | 12.6915 | 0 | 0 | 0 | 0 | 0 | 0 | 0 | 0 | 0 | 0 | 73.4837 | 0 | 2.8825 | 31.5163 | 0 | 0 | 0
3552 | 88.4775 | 0 | 88.4775 | 55 | 3.0093 | 9.1693 | 10 | 11.2989 | 0 | 11.2989 | 0 | 0 | 0 | 0 | 0 | 0 | 0 | 0 | 0 | 0 | 68.0093 | 0 | 2.6543 | 36.9907 | 0 | 0 | 0
3553 | 89.4516 | 0 | 89.4516 | 55 | 3.4972 | 9.235 | 10 | 11.7194 | 0 | 11.7194 | 0 | 0 | 0 | 0 | 0 | 0 | 0 | 0 | 0 | 0 | 68.4972 | 0 | 2.6835 | 36.5028 | 0 | 0 | 0
3554 | 90.7679 | 0 | 90.7679 | 55 | 4.6364 | 9.3886 | 10 | 11.7429 | 0 | 11.7429 | 0 | 0 | 0 | 0 | 0 | 0 | 0 | 0 | 0 | 0 | 69.6364 | 0 | 2.723 | 35.3636 | 0 | 0 | 0
3555 | 91.3157 | 0 | 91.3157 | 55 | 4.389 | 9.3553 | 10 | 12.5715 | 0 | 12.5715 | 0 | 0 | 0 | 0 | 0 | 0 | 0 | 0 | 0 | 0 | 69.389 | 0 | 2.7395 | 35.611 | 0 | 0 | 0
3556 | 92.5301 | 0 | 92.5301 | 55 | 5.3985 | 9.4914 | 10 | 12.6402 | 0 | 12.6402 | 0 | 0 | 0 | 0 | 0 | 0 | 0 | 0 | 0 | 0 | 70.3985 | 0 | 2.7759 | 34.6015 | 0 | 0 | -1.4211e-14
3557 | 92.1075 | 0 | 92.1075 | 55 | 6.1397 | 9.5913 | 10 | 11.3765 | 0 | 11.3765 | 0 | 0 | 0 | 0 | 0 | 0 | 0 | 0 | 0 | 0 | 71.1397 | 0 | 2.7632 | 33.8603 | 0 | 0 | 0
3558 | 91.3354 | 0 | 91.3354 | 55 | 6.0334 | 9.577 | 10 | 10.7251 | 0 | 10.7251 | 0 | 0 | 0 | 0 | 0 | 0 | 0 | 0 | 0 | 0 | 71.0334 | 0 | 2.7401 | 33.9666 | 0 | 0 | 0
3559 | 94.0128 | 0 | 94.0128 | 50.0279 | 2 | 8.3628 | 10 | 11.8348 | 11.7874 | 11.8348 | 11.7874 | 0 | 0 | 0 | 0 | 0 | 0 | 0 | 0 | 0 | 62.0279 | 0 | 2.8204 | 42.9721 | 0 | 0 | 0
3560 | 93.9242 | 0 | 93.9242 | 42.9 | 2 | 7.115 | 7.873 | 10.187 | 23.8492 | 10.187 | 23.8492 | 0 | 0 | 0 | 0 | 0 | 0 | 0 | 0 | 0 | 52.773 | 0 | 2.8177 | 52.227 | 0 | 0 | -1.4211e-14
3561 | 91.5814 | 0 | 91.5814 | 42.9 | 2 | 3.6492 | 4 | 8.3437 | 30.6885 | 8.3437 | 30.6885 | 0 | 0 | 0 | 0 | 0 | 0 | 0 | 0 | 0 | 48.9 | 0 | 2.7474 | 58.6939 | 0 | 1.4211e-14 | 0
3562 | 89.2303 | 0 | 89.2303 | 42.9 | 2 | 7.1054e-15 | 4 | 9.7986 | 39.6175 | 9.7986 | 39.6175 | 0 | 0 | 9.0858 | 0 | 0 | 0 | 9.0858 | 0 | 8.1772 | 48.9 | 0 | 2.6769 | 60.8302 | 0 | 0 | 0
3563 | 91.3783 | 0 | 91.3783 | 42.9 | 2 | 7.1054e-15 | 4 | 8.2709 | 45.0534 | 8.2709 | 45.0534 | 0 | 0 | 10.8459 | 0 | 0 | 0 | 10.8459 | 0 | 17.9385 | 48.9 | 0 | 2.7414 | 60.621 | 0 | 1.4211e-14 | 0
3564 | 88.2266 | 0 | 88.2266 | 42.9 | 2 | 1.4211e-14 | 4 | 8.086 | 43.5568 | 8.086 | 43.5568 | 0 | 0 | 12 | 0 | 0.31618 | 0 | 12.3162 | 0 | 29.03 | 48.9 | 0 | 2.6468 | 60.4464 | 0 | 0 | 0
3565 | 87.691 | 0 | 87.691 | 42.9 | 2 | 7.1054e-15 | 4 | 7.9632 | 50.0148 | 7.9632 | 50.0148 | 0 | 0 | 12 | 0 | 7.187 | 0 | 19.187 | 0 | 46.4561 | 48.9 | 0 | 2.6307 | 59.6301 | 0 | 0 | 0
3566 | 87.2027 | 0 | 87.2027 | 42.9 | 2 | 7.1054e-15 | 4 | 10.2974 | 46.7499 | 10.2974 | 46.7499 | 0 | 0 | 9.4016 | 0 | 9.343 | 0 | 18.7446 | 0 | 63.5314 | 48.9 | 0 | 2.6161 | 59.6826 | 0 | 1.4211e-14 | 0
3567 | 86.0817 | 0 | 86.0817 | 42.9 | 2 | 0 | 4 | 11.0419 | 32.0011 | 11.0419 | 30.9867 | 0 | 1.0145 | 0 | 0 | 4.8469 | 0 | 4.8469 | 0 | 68 | 48.9 | 0 | 2.5824 | 73.2132 | 0 | 8.8818e-16 | 0
3568 | 93.8334 | 0 | 93.8334 | 42.9 | 2 | 7.1629 | 8.2279 | 9.1083 | 24.4344 | 9.1083 | 24.4344 | 0 | 0 | 0 | 0 | 0 | 0 | 0 | 0 | 68 | 53.1279 | 0 | 2.815 | 73.8721 | 0 | 1.4211e-14 | 0
3569 | 95.8524 | 0 | 95.8524 | 50.3869 | 2 | 8.4578 | 10 | 12.4306 | 12.2319 | 12.4306 | 12.2319 | 0 | 0 | 0 | 0.34521 | 0 | 0 | 0 | 0.34521 | 67.6164 | 62.3869 | 0 | 2.8756 | 64.2679 | 0 | 0 | 0
3570 | 101.4249 | 0 | 101.4249 | 48.4152 | 2 | 10.6855 | 10 | 11.4835 | 6.2884e-15 | 11.4835 | 6.2884e-15 | 0 | 0 | 0 | 12 | 0 | 6.8406 | 0 | 18.8406 | 46.8634 | 60.4152 | 0 | 3.0427 | 47.7442 | 0 | 0 | 0
3571 | 103.4328 | 0 | 103.4328 | 48.2513 | 2 | 10.9404 | 10 | 11.3466 | 0 | 11.3466 | 0 | 0 | 0 | 0 | 12 | 0 | 8.8946 | 0 | 20.8946 | 23.8825 | 60.2513 | 0 | 3.103 | 45.8541 | 0 | 1.4211e-14 | 0
3572 | 108.0283 | 0 | 108.0283 | 55 | 4.9407 | 11.4121 | 10 | 11.9716 | 0 | 11.9716 | 0 | 0 | 0 | 0 | 12 | 0 | 2.7039 | 0 | 14.7039 | 7.6164 | 69.9407 | 0 | 3.2408 | 35.0593 | 0 | 0 | 0
3573 | 107.1584 | 0 | 107.1584 | 55 | 13.6257 | 11.5248 | 10 | 10.1532 | 0 | 10.1532 | 0 | 0 | 0 | 0 | 6.8548 | 0 | 0 | 0 | 6.8548 | 0 | 78.6257 | 0 | 3.2148 | 26.3743 | 0 | 1.4211e-14 | 0
3574 | 100.1886 | 0 | 100.1886 | 55 | 12.8995 | 10.5027 | 10 | 11.7865 | 0 | 11.7865 | 0 | 0 | 0 | 0 | 0 | 0 | 0 | 0 | 0 | 0 | 77.8995 | 0 | 3.0057 | 27.1005 | 0 | 0 | 0
3575 | 99.1596 | 0 | 99.1596 | 55 | 10.9143 | 10.235 | 10 | 13.0103 | 0 | 13.0103 | 0 | 0 | 0 | 0 | 0 | 0 | 0 | 0 | 0 | 0 | 75.9143 | 0 | 2.9748 | 29.0857 | 0 | 0 | -1.4211e-14
3576 | 89.3888 | 0 | 89.3888 | 55 | 4.9078 | 9.4252 | 10 | 10.0557 | 0 | 10.0557 | 0 | 0 | 0 | 0 | 0 | 0 | 0 | 0 | 0 | 0 | 69.9078 | 0 | 2.6817 | 35.0922 | 0 | 0 | 0
3577 | 90.6903 | 0 | 90.6903 | 55 | 4.5592 | 9.3782 | 10 | 11.7529 | 0 | 11.7529 | 0 | 0 | 0 | 0 | 0 | 0 | 0 | 0 | 0 | 0 | 69.5592 | 0 | 2.7207 | 35.4408 | 0 | 0 | 0
3578 | 90.9224 | 0 | 90.9224 | 55 | 5.7981 | 9.5452 | 10 | 10.5791 | 0 | 10.5791 | 0 | 0 | 0 | 0 | 0 | 0 | 0 | 0 | 0 | 0 | 70.7981 | 0 | 2.7277 | 34.2019 | 0 | 0 | 0
3579 | 94.0805 | 0 | 94.0805 | 55 | 7.4958 | 9.7741 | 10 | 11.8105 | 0 | 11.8105 | 0 | 0 | 0 | 0 | 0 | 0 | 0 | 0 | 0 | 0 | 72.4958 | 0 | 2.8224 | 32.5042 | 0 | 0 | 0
3580 | 94.5221 | 0 | 94.5221 | 55 | 8.904 | 9.964 | 10 | 10.6541 | 0 | 10.6541 | 0 | 0 | 0 | 0 | 0 | 0 | 0 | 0 | 0 | 0 | 73.904 | 0 | 2.8357 | 31.096 | 0 | 0 | 0
3581 | 95.0101 | 0 | 95.0101 | 55 | 10.2465 | 10.145 | 10 | 9.6186 | 0 | 9.6186 | 0 | 0 | 0 | 0 | 0 | 0 | 0 | 0 | 0 | 0 | 75.2465 | 0 | 2.8503 | 29.7535 | 0 | 0 | 0
3582 | 95.1787 | 0 | 95.1787 | 55 | 11.3422 | 10.2927 | 10 | 8.5438 | 0 | 8.5438 | 0 | 0 | 0 | 0 | 0 | 0 | 0 | 0 | 0 | 0 | 76.3422 | 0 | 2.8554 | 28.6578 | 0 | 0 | 0
3583 | 94.2981 | 0 | 94.2981 | 52.2592 | 2 | 8.6637 | 10 | 8.473 | 12.9022 | 8.473 | 12.9022 | 0 | 0 | 0 | 0 | 0 | 0 | 0 | 0 | 0 | 64.2592 | 0 | 2.8289 | 40.7408 | 0 | 0 | 0
3584 | 92.6434 | 0 | 92.6434 | 42.9 | 2 | 7.1552 | 8.1707 | 9.5703 | 22.8473 | 9.5703 | 22.8473 | 0 | 0 | 0 | 0 | 0 | 0 | 0 | 0 | 0 | 53.0707 | 0 | 2.7793 | 51.9293 | 0 | 0 | 0
3585 | 92.2358 | 0 | 92.2358 | 42.9 | 2 | 1.7404 | 4 | 8.7796 | 32.8158 | 8.7796 | 32.8158 | 0 | 0 | 0 | 0 | 0 | 0 | 0 | 0 | 0 | 48.9 | 0 | 2.7671 | 60.376 | 0 | 0 | 0
3586 | 92.7312 | 0 | 92.7312 | 42.9 | 2 | 1.4211e-14 | 4 | 7.241 | 40.3364 | 7.241 | 40.3364 | 0 | 0 | 3.7462 | 0 | 0 | 0 | 3.7462 | 0 | 3.3716 | 48.9 | 0 | 2.7819 | 61.4645 | 0 | 0 | 0
3587 | 91.3048 | 0 | 91.3048 | 42.9 | 2 | 7.1054e-15 | 4 | 9.3009 | 44.1381 | 9.3009 | 44.1381 | 0 | 0 | 11.0342 | 0 | 0 | 0 | 11.0342 | 0 | 13.3024 | 48.9 | 0 | 2.7391 | 60.5987 | 0 | 1.4211e-14 | 0
3588 | 91.99 | 0 | 91.99 | 42.9 | 2 | 7.1054e-15 | 4 | 8.9829 | 42.3132 | 8.9829 | 42.3132 | 0 | 0 | 8.2062 | 0 | 0 | 0 | 8.2062 | 0 | 20.6879 | 48.9 | 0 | 2.7597 | 60.9347 | 0 | 0 | 0
3589 | 88.7249 | 0 | 88.7249 | 42.9 | 2 | 0 | 4 | 6.2264 | 43.5279 | 6.2264 | 43.5279 | 0 | 0 | 9.9294 | 0 | 0 | 0 | 9.9294 | 0 | 29.6244 | 48.9 | 0 | 2.6617 | 60.7299 | 0 | 0 | 0
3590 | 88.7841 | 0 | 88.7841 | 42.9 | 2 | 7.1054e-15 | 4 | 9.3409 | 35.8638 | 9.3409 | 35.8638 | 0 | 0 | 5.3206 | 0 | 0 | 0 | 5.3206 | 0 | 34.4129 | 48.9 | 0 | 2.6635 | 61.2775 | 0 | 0 | 0
3591 | 87.6856 | 0 | 87.6856 | 42.9 | 2 | 2.484 | 4 | 7.43 | 28.8716 | 7.43 | 28.8716 | 0 | 0 | 0 | 0 | 0 | 0 | 0 | 0 | 34.4129 | 48.9 | 0 | 2.6306 | 71.7207 | 0 | 0 | 0
3592 | 91.9185 | 0 | 91.9185 | 42.9 | 2 | 7.2739 | 9.0514 | 8.2664 | 22.4268 | 8.2664 | 22.4268 | 0 | 0 | 0 | 0 | 0 | 0 | 0 | 0 | 34.4129 | 53.9514 | 0 | 2.7576 | 63.0486 | 0 | 1.4211e-14 | 0
3593 | 97.654 | 0 | 97.654 | 50.9108 | 2 | 9.1881 | 10 | 8.4838 | 11.833 | 8.4838 | 11.833 | 0 | 0 | 0 | 5.2383 | 0 | 0 | 0 | 5.2383 | 28.5926 | 62.9108 | 0 | 2.9296 | 48.8509 | 0 | 0 | 0
3594 | 101.3839 | 0 | 101.3839 | 55 | 4.1776 | 10.9447 | 10 | 9.2617 | 5.4518e-15 | 9.2617 | 5.4518e-15 | 0 | 0 | 0 | 12 | 0 | 0 | 0 | 12 | 15.2593 | 69.1776 | 0 | 3.0415 | 35.8224 | 0 | 0 | 0
3595 | 105.7985 | 0 | 105.7985 | 55 | 7.0075 | 11.3262 | 10 | 10.4648 | 0 | 10.4648 | 0 | 0 | 0 | 0 | 12 | 0 | 0 | 0 | 12 | 1.9259 | 72.0075 | 0 | 3.174 | 32.9925 | 0 | 0 | 0
3596 | 111.6993 | 0 | 111.6993 | 55 | 22.4566 | 12.0249 | 10 | 10.4844 | 0 | 10.4844 | 0 | 0 | 0 | 0 | 1.7333 | 0 | 0 | 0 | 1.7333 | 0 | 87.4566 | 0 | 3.351 | 17.5434 | 0 | 0 | 0
3597 | 109.219 | 0 | 109.219 | 55 | 20.9631 | 11.5898 | 10 | 11.666 | 0 | 11.666 | 0 | 0 | 0 | 0 | 0 | 0 | 0 | 0 | 0 | 0 | 85.9631 | 0 | 3.2766 | 19.0369 | 0 | 1.4211e-14 | 0
3598 | 104.541 | 0 | 104.541 | 55 | 17.0977 | 11.0687 | 10 | 11.3746 | 0 | 11.3746 | 0 | 0 | 0 | 0 | 0 | 0 | 0 | 0 | 0 | 0 | 82.0977 | 0 | 3.1362 | 22.9023 | 0 | 0 | 0
3599 | 101.1741 | 0 | 101.1741 | 55 | 13.8629 | 10.6326 | 10 | 11.6786 | 0 | 11.6786 | 0 | 0 | 0 | 0 | 0 | 0 | 0 | 0 | 0 | 0 | 78.8629 | 0 | 3.0352 | 26.1371 | 0 | 0 | 0
3600 | 92.3563 | 0 | 92.3563 | 55 | 6.9398 | 9.6992 | 10 | 10.7173 | 0 | 10.7173 | 0 | 0 | 0 | 0 | 0 | 0 | 0 | 0 | 0 | 0 | 71.9398 | 0 | 2.7707 | 33.0602 | 0 | 0 | 0
3601 | 91.6839 | 0 | 91.6839 | 55 | 6.6551 | 9.6608 | 10 | 10.368 | 0 | 10.368 | 0 | 0 | 0 | 0 | 0 | 0 | 0 | 0 | 0 | 0 | 71.6551 | 0 | 2.7505 | 33.3449 | 0 | 0 | -1.4211e-14
3602 | 94.2913 | 0 | 94.2913 | 55 | 7.1037 | 9.7213 | 10 | 12.4664 | 0 | 12.4664 | 0 | 0 | 0 | 0 | 0 | 0 | 0 | 0 | 0 | 0 | 72.1037 | 0 | 2.8287 | 32.8963 | 0 | 0 | 0
3603 | 94.3497 | 0 | 94.3497 | 55 | 8.5781 | 9.9201 | 10 | 10.8516 | 0 | 10.8516 | 0 | 0 | 0 | 0 | 0 | 0 | 0 | 0 | 0 | 0 | 73.5781 | 0 | 2.8305 | 31.4219 | 0 | 0 | 0
3604 | 96.4146 | 0 | 96.4146 | 55 | 11.8039 | 10.355 | 10 | 9.2557 | 0 | 9.2557 | 0 | 0 | 0 | 0 | 0 | 0 | 0 | 0 | 0 | 0 | 76.8039 | 0 | 2.8924 | 28.1961 | 0 | 0 | 0
3605 | 94.932 | 0 | 94.932 | 55 | 10.1197 | 10.1279 | 10 | 9.6844 | 0 | 9.6844 | 0 | 0 | 0 | 0 | 0 | 0 | 0 | 0 | 0 | 0 | 75.1197 | 0 | 2.848 | 29.8803 | 0 | 0 | 0
3606 | 94.1011 | 0 | 94.1011 | 55 | 8.0859 | 9.8537 | 10 | 11.1615 | 0 | 11.1615 | 0 | 0 | 0 | 0 | 0 | 0 | 0 | 0 | 0 | 0 | 73.0859 | 0 | 2.823 | 31.9141 | 0 | 0 | 0
3607 | 93.3198 | 0 | 93.3198 | 53.1815 | 2 | 8.788 | 10 | 6.8849 | 12.4654 | 6.8849 | 12.4654 | 0 | 0 | 0 | 0 | 0 | 0 | 0 | 0 | 0 | 65.1815 | 0 | 2.7996 | 39.8185 | 0 | 1.4211e-14 | 0
3608 | 94.8286 | 0 | 94.8286 | 43.0245 | 2 | 7.4186 | 10 | 10.189 | 22.1965 | 10.189 | 22.1965 | 0 | 0 | 0 | 0 | 0 | 0 | 0 | 0 | 0 | 55.0245 | 0 | 2.8449 | 49.9755 | 0 | 0 | -1.4211e-14
3609 | 96.1298 | 0 | 96.1298 | 42.9 | 2 | 4.7892 | 4 | 8.6228 | 33.8178 | 8.6228 | 33.8178 | 0 | 0 | 0 | 0 | 0 | 0 | 0 | 0 | 0 | 48.9 | 0 | 2.8839 | 57.6894 | 0 | 0 | 0
3610 | 95.2916 | 0 | 95.2916 | 42.9 | 2 | 7.1054e-15 | 4 | 7.3858 | 41.293 | 7.3858 | 41.293 | 0 | 0 | 2.2872 | 0 | 0 | 0 | 2.2872 | 0 | 2.0585 | 48.9 | 0 | 2.8587 | 61.6379 | 0 | 1.4211e-14 | 0
3611 | 91.2883 | 0 | 91.2883 | 42.9 | 2 | 0 | 4 | 7.603 | 46.8548 | 7.603 | 46.8548 | 0 | 0 | 12 | 0 | 0.069567 | 0 | 12.0696 | 0 | 12.9227 | 48.9 | 0 | 2.7386 | 60.4757 | 0 | 0 | 0
3612 | 93.3921 | 0 | 93.3921 | 42.9 | 2 | 0 | 4 | 8.4014 | 45.2032 | 8.4014 | 45.2032 | 0 | 0 | 9.1126 | 0 | 0 | 0 | 9.1126 | 0 | 21.124 | 48.9 | 0 | 2.8018 | 60.8861 | 0 | 0 | 0
3613 | 90.1456 | 0 | 90.1456 | 42.9 | 2 | 1.4211e-14 | 4 | 7.4155 | 45.6942 | 7.4155 | 45.6942 | 0 | 0 | 11.8641 | 0 | 0 | 0 | 11.8641 | 0 | 31.8017 | 48.9 | 0 | 2.7044 | 60.5592 | 0 | 0 | 0
3614 | 90.5699 | 0 | 90.5699 | 42.9 | 2 | 0 | 4 | 8.6383 | 37.317 | 8.6383 | 37.317 | 0 | 0 | 4.2854 | 0 | 0 | 0 | 4.2854 | 0 | 35.6586 | 48.9 | 0 | 2.7171 | 61.4596 | 0 | 0 | 0
3615 | 88.4381 | 0 | 88.4381 | 42.9 | 2 | 7.1054e-15 | 4 | 9.8792 | 33.4453 | 9.8792 | 33.4453 | 0 | 0 | 3.7864 | 0 | 0 | 0 | 3.7864 | 0 | 39.0664 | 48.9 | 0 | 2.6531 | 61.5189 | 0 | 0 | 0
3616 | 93.4806 | 0 | 93.4806 | 42.9 | 2 | 7.1795 | 8.3508 | 7.8232 | 25.2273 | 7.8232 | 25.2273 | 0 | 0 | 0 | 0 | 0 | 0 | 0 | 0 | 39.0664 | 53.2508 | 0 | 2.8044 | 63.8084 | 0 | 0 | 0
3617 | 99.1937 | 0 | 99.1937 | 45.6646 | 2 | 9.1024 | 10 | 10.4228 | 12.1549 | 10.4228 | 12.1549 | 0 | 0 | 0 | 9.8489 | 0 | 0 | 0 | 9.8489 | 28.1232 | 57.6646 | 0 | 2.9758 | 49.5456 | 0 | 1.4211e-14 | 0
3618 | 103.2015 | 0 | 103.2015 | 55 | 5.4767 | 11.1278 | 10 | 9.5379 | 5.7751e-15 | 9.5379 | 5.7751e-15 | 0 | 0 | 0 | 12 | 0 | 0.059132 | 0 | 12.0591 | 14.7257 | 70.4767 | 0 | 3.096 | 34.5233 | 0 | 0 | 0
3619 | 108.6989 | 0 | 108.6989 | 55 | 10.019 | 11.7322 | 10 | 9.9477 | 0 | 9.9477 | 0 | 0 | 0 | 0 | 12 | 0 | 0 | 0 | 12 | 1.3924 | 75.019 | 0 | 3.261 | 29.981 | 0 | 0 | 0
3620 | 114.2393 | 0 | 114.2393 | 55 | 25.9663 | 12.4333 | 10 | 9.5865 | 0 | 9.5865 | 0 | 0 | 0 | 0 | 1.2531 | 0 | 0 | 0 | 1.2531 | 0 | 90.9663 | 0 | 3.4272 | 14.0337 | 0 | 0 | 0
3621 | 108.7425 | 0 | 108.7425 | 55 | 22.2232 | 11.7597 | 10 | 9.7595 | 0 | 9.7595 | 0 | 0 | 0 | 0 | 0 | 0 | 0 | 0 | 0 | 0 | 87.2232 | 0 | 3.2623 | 17.7768 | 0 | 0 | 0
3622 | 103.8509 | 0 | 103.8509 | 55 | 18.3411 | 11.2363 | 10 | 9.2735 | 0 | 9.2735 | 0 | 0 | 0 | 0 | 0 | 0 | 0 | 0 | 0 | 0 | 83.3411 | 0 | 3.1155 | 21.6589 | 0 | 0 | 0
3623 | 102.3768 | 0 | 102.3768 | 55 | 15.8733 | 10.9036 | 10 | 10.5998 | 0 | 10.5998 | 0 | 0 | 0 | 0 | 0 | 0 | 0 | 0 | 0 | 0 | 80.8733 | 0 | 3.0713 | 24.1267 | 0 | 0 | 0
3624 | 87.0838 | 0 | 87.0838 | 55 | 2.2794 | 8.7908 | 10 | 11.0136 | 0 | 11.0136 | 0 | 0 | 0 | 0 | 0 | 0 | 0 | 0 | 0 | 0 | 67.2794 | 0 | 2.6125 | 37.7206 | 0 | 0 | 0
3625 | 86.5216 | 0 | 86.5216 | 52.8858 | 2 | 8.4781 | 10 | 13.1577 | 0 | 13.1577 | 0 | 0 | 0 | 0 | 0 | 0 | 0 | 0 | 0 | 0 | 64.8858 | 0 | 2.5956 | 40.1142 | 0 | 0 | 0
3626 | 86.9764 | 0 | 86.9764 | 52.264 | 2 | 8.3968 | 10 | 14.3157 | 0 | 14.3157 | 0 | 0 | 0 | 0 | 0 | 0 | 0 | 0 | 0 | 0 | 64.264 | 0 | 2.6093 | 40.736 | 0 | 0 | 0
3627 | 88.852 | 0 | 88.852 | 55 | 4.1872 | 9.0401 | 10 | 10.6246 | 0 | 10.6246 | 0 | 0 | 0 | 0 | 0 | 0 | 0 | 0 | 0 | 0 | 69.1872 | 0 | 2.6656 | 35.8128 | 0 | 0 | 0
3628 | 87.0875 | 0 | 87.0875 | 55 | 2.259 | 8.7882 | 10 | 11.0403 | 0 | 11.0403 | 0 | 0 | 0 | 0 | 0 | 0 | 0 | 0 | 0 | 0 | 67.259 | 0 | 2.6126 | 37.741 | 0 | 0 | 0
3629 | 88.6132 | 0 | 88.6132 | 52.568 | 2 | 8.4365 | 10 | 15.6087 | 0 | 15.6087 | 0 | 0 | 0 | 0 | 0 | 0 | 0 | 0 | 0 | 0 | 64.568 | 0 | 2.6584 | 40.432 | 0 | 0 | 0
3630 | 87.5546 | 0 | 87.5546 | 55 | 2.9654 | 8.8805 | 10 | 10.7088 | 0 | 10.7088 | 0 | 0 | 0 | 0 | 0 | 0 | 0 | 0 | 0 | 0 | 67.9654 | 0 | 2.6266 | 37.0346 | 0 | 0 | 0
3631 | 91.1178 | 0 | 91.1178 | 48.7249 | 2 | 7.9344 | 10 | 9.9794 | 12.479 | 9.9794 | 12.479 | 0 | 0 | 0 | 0 | 0 | 0 | 0 | 0 | 0 | 60.7249 | 0 | 2.7335 | 44.2751 | 0 | 0 | 0
3632 | 89.069 | 0 | 89.069 | 42.9 | 2 | 5.6535 | 4 | 10.2731 | 24.2423 | 10.2731 | 24.2423 | 0 | 0 | 0 | 0 | 0 | 0 | 0 | 0 | 0 | 48.9 | 0 | 2.6721 | 56.7508 | 0 | 0 | 0
3633 | 88.6639 | 0 | 88.6639 | 42.9 | 2 | 7.1054e-15 | 4 | 10.1616 | 36.7804 | 10.1616 | 36.7804 | 0 | 0 | 7.1781 | 0 | 0 | 0 | 7.1781 | 0 | 6.4603 | 48.9 | 0 | 2.6599 | 60.9215 | 0 | 1.4211e-14 | 0
3634 | 89.4524 | 0 | 89.4524 | 42.9 | 2 | 1.4211e-14 | 4 | 9.6541 | 38.2644 | 9.6541 | 38.2644 | 0 | 0 | 7.3661 | 0 | 0 | 0 | 7.3661 | 0 | 13.0897 | 48.9 | 0 | 2.6836 | 60.8997 | 0 | 0 | 0
3635 | 88.6173 | 0 | 88.6173 | 42.9 | 2 | 7.1054e-15 | 4 | 9.122 | 46.8459 | 9.122 | 46.8459 | 0 | 0 | 12 | 0 | 4.2505 | 0 | 16.2505 | 0 | 27.8085 | 48.9 | 0 | 2.6585 | 59.873 | 0 | 1.4211e-14 | 0
3636 | 85.7293 | 0 | 85.7293 | 42.9 | 2 | 0 | 4 | 8.851 | 49.9382 | 8.851 | 49.9382 | 0 | 0 | 12 | 0 | 9.9599 | 0 | 21.9599 | 0 | 47.7911 | 48.9 | 0 | 2.5719 | 59.2132 | 0 | 0 | 0
3637 | 87.0842 | 0 | 87.0842 | 42.9 | 2 | 0 | 4 | 9.2463 | 44.6557 | 9.2463 | 44.6557 | 0 | 0 | 12 | 0 | 3.7179 | 0 | 15.7179 | 0 | 62.0188 | 48.9 | 0 | 2.6125 | 59.9346 | 0 | 0 | 0
3638 | 85.7154 | 0 | 85.7154 | 42.9 | 2 | 0 | 4 | 10.5304 | 47.1976 | 10.5304 | 32.839 | 0 | 14.3586 | 2.7892 | 0 | 3.7647 | 0 | 6.5539 | 0 | 68 | 48.9 | 0 | 2.5715 | 59.3343 | 0 | 7.1054e-15 | 0
3639 | 83.5278 | 0 | 83.5278 | 42.9 | 2 | 0 | 4 | 10.5544 | 36.2311 | 10.5544 | 24.0734 | 0 | 12.1577 | 0 | 0 | 0 | 0 | 0 | 0 | 68 | 48.9 | 0 | 2.5058 | 82.346 | 0 | 0 | 0
3640 | 87.4251 | 0 | 87.4251 | 42.9 | 2 | 4.298 | 4 | 10.3542 | 23.873 | 10.3542 | 23.873 | 0 | 0 | 0 | 0 | 0 | 0 | 0 | 0 | 68 | 48.9 | 0 | 2.6228 | 79.9497 | 0 | 0 | 0
3641 | 92.8923 | 0 | 92.8923 | 45.8719 | 2 | 7.9346 | 10 | 9.8168 | 14.4143 | 9.8168 | 14.4143 | 0 | 0 | 0 | 2.8547 | 0 | 0 | 0 | 2.8547 | 64.8282 | 57.8719 | 0 | 2.7868 | 66.2734 | 0 | 1.4211e-14 | 0
3642 | 98.8074 | 0 | 98.8074 | 43.6204 | 2 | 10.1327 | 10 | 11.1253 | 6.4863e-15 | 11.1253 | 6.4863e-15 | 0 | 0 | 0 | 12 | 0 | 9.929 | 0 | 21.929 | 40.7253 | 55.6204 | 0 | 2.9642 | 49.4506 | 0 | 0 | 0
3643 | 104.0439 | 0 | 104.0439 | 49.8424 | 2 | 10.7603 | 10 | 10.9311 | 0 | 10.9311 | 0 | 0 | 0 | 0 | 12 | 0 | 8.5101 | 0 | 20.5101 | 18.1615 | 61.8424 | 0 | 3.1213 | 43.1576 | 0 | 0 | 0
3644 | 107.6479 | 0 | 107.6479 | 55 | 6.979 | 10.9728 | 10 | 12.6961 | 0 | 12.6961 | 0 | 0 | 0 | 0 | 12 | 0 | 1.6377e-15 | 0 | 12 | 4.8282 | 71.979 | 0 | 3.2294 | 33.021 | 0 | 0 | 0
3645 | 104.7475 | 0 | 104.7475 | 55 | 12.7273 | 10.7237 | 10 | 11.9512 | 0 | 11.9512 | 0 | 0 | 0 | 0 | 4.3453 | 0 | 0 | 0 | 4.3453 | 0 | 77.7273 | 0 | 3.1424 | 27.2727 | 0 | 0 | 0
3646 | 98.9923 | 0 | 98.9923 | 55 | 9.8713 | 9.7828 | 10 | 14.3382 | 0 | 14.3382 | 0 | 0 | 0 | 0 | 0 | 0 | 0 | 0 | 0 | 0 | 74.8713 | 0 | 2.9698 | 30.1287 | 0 | 1.4211e-14 | 0
3647 | 96.8085 | 0 | 96.8085 | 55 | 9.086 | 9.6802 | 10 | 13.0423 | 0 | 13.0423 | 0 | 0 | 0 | 0 | 0 | 0 | 0 | 0 | 0 | 0 | 74.086 | 0 | 2.9043 | 30.914 | 0 | 0 | 0
3648 | 85.0894 | 0 | 85.0894 | 51.3345 | 2 | 8.2754 | 10 | 13.4795 | 0 | 13.4795 | 0 | 0 | 0 | 0 | 0 | 0 | 0 | 0 | 0 | 0 | 63.3345 | 0 | 2.5527 | 41.6655 | 0 | 0 | 0
3649 | 86.5046 | 0 | 86.5046 | 52.6179 | 2 | 8.4431 | 10 | 13.4436 | 0 | 13.4436 | 0 | 0 | 0 | 0 | 0 | 0 | 0 | 0 | 0 | 0 | 64.6179 | 0 | 2.5951 | 40.3821 | 0 | 0 | 0
3650 | 88.7828 | 0 | 88.7828 | 54.7541 | 2 | 8.7222 | 10 | 13.3065 | 0 | 13.3065 | 0 | 0 | 0 | 0 | 0 | 0 | 0 | 0 | 0 | 0 | 66.7541 | 0 | 2.6635 | 38.2459 | 0 | 0 | 0
3651 | 89.7564 | 0 | 89.7564 | 55 | 4.6373 | 9.0989 | 10 | 11.0202 | 0 | 11.0202 | 0 | 0 | 0 | 0 | 0 | 0 | 0 | 0 | 0 | 0 | 69.6373 | 0 | 2.6927 | 35.3627 | 0 | 0 | 0
3652 | 86.8127 | 0 | 86.8127 | 52.4957 | 2 | 8.4271 | 10 | 13.8899 | 0 | 13.8899 | 0 | 0 | 0 | 0 | 0 | 0 | 0 | 0 | 0 | 0 | 64.4957 | 0 | 2.6044 | 40.5043 | 0 | 0 | 0
3653 | 89.2128 | 0 | 89.2128 | 55 | 4.0739 | 9.0253 | 10 | 11.1136 | 0 | 11.1136 | 0 | 0 | 0 | 0 | 0 | 0 | 0 | 0 | 0 | 0 | 69.0739 | 0 | 2.6764 | 35.9261 | 0 | 0 | 0
3654 | 87.2313 | 0 | 87.2313 | 55 | 2.3214 | 8.7963 | 10 | 11.1136 | 0 | 11.1136 | 0 | 0 | 0 | 0 | 0 | 0 | 0 | 0 | 0 | 0 | 67.3214 | 0 | 2.6169 | 37.6786 | 0 | 0 | 0
3655 | 88.4225 | 0 | 88.4225 | 46.5377 | 2 | 7.6486 | 10 | 9.3876 | 12.8486 | 9.3876 | 12.8486 | 0 | 0 | 0 | 0 | 0 | 0 | 0 | 0 | 0 | 58.5377 | 0 | 2.6527 | 46.4623 | 0 | 0 | 0
3656 | 89.3663 | 0 | 89.3663 | 42.9 | 2 | 6.5626 | 5.3261 | 11.0945 | 21.4831 | 11.0945 | 21.4831 | 0 | 0 | 0 | 0 | 0 | 0 | 0 | 0 | 0 | 50.2261 | 0 | 2.681 | 54.7739 | 0 | 1.4211e-14 | 0
3657 | 88.7485 | 0 | 88.7485 | 42.9 | 2 | 0 | 4 | 11.8582 | 29.5059 | 11.8582 | 29.5059 | 0 | 0 | 1.5155 | 0 | 0 | 0 | 1.5155 | 0 | 1.364 | 48.9 | 0 | 2.6625 | 61.5758 | 0 | 0 | 0
3658 | 86.5526 | 0 | 86.5526 | 42.9 | 2 | 0 | 4 | 9.2289 | 39.9055 | 9.2289 | 39.9055 | 0 | 0 | 11.4819 | 0 | 0 | 0 | 11.4819 | 0 | 11.6977 | 48.9 | 0 | 2.5966 | 60.4241 | 0 | 0 | 0
3659 | 87.6922 | 0 | 87.6922 | 42.9 | 2 | 0 | 4 | 10.6375 | 40.1629 | 10.6375 | 40.1629 | 0 | 0 | 12 | 0 | 0.0082202 | 0 | 12.0082 | 0 | 22.5052 | 48.9 | 0 | 2.6308 | 60.3633 | 0 | 0 | 0
3660 | 86.5989 | 0 | 86.5989 | 42.9 | 2 | 0 | 4 | 9.3612 | 42.3005 | 9.3612 | 42.3005 | 0 | 0 | 12 | 0 | 1.9627 | 0 | 13.9627 | 0 | 35.1148 | 48.9 | 0 | 2.598 | 60.1374 | 0 | 0 | 0
3661 | 83.4191 | 0 | 83.4191 | 42.9 | 2 | 0 | 4 | 10.2133 | 41.3811 | 10.2133 | 41.3811 | 0 | 0 | 12 | 0 | 5.0754 | 0 | 17.0754 | 0 | 50.594 | 48.9 | 0 | 2.5026 | 59.7777 | 0 | 0 | 0
3662 | 85.5801 | 0 | 85.5801 | 42.9 | 2 | 0 | 4 | 9.3299 | 38.8378 | 9.3299 | 38.8378 | 0 | 0 | 4.3359 | 0 | 7.1516 | 0 | 11.4876 | 0 | 61.0899 | 48.9 | 0 | 2.5674 | 60.4235 | 0 | 0 | 0
3663 | 85.6071 | 0 | 85.6071 | 42.9 | 2 | 0 | 4 | 12.326 | 31.7352 | 12.326 | 31.7352 | 0 | 0 | 0 | 0 | 7.3541 | 0 | 7.3541 | 0 | 67.87 | 48.9 | 0 | 2.5682 | 72.9011 | 0 | 0 | 0
3664 | 89.2346 | 0 | 89.2346 | 42.9 | 2 | 6.6239 | 5.7952 | 9.3019 | 22.6136 | 9.3019 | 22.6136 | 0 | 0 | 0 | 0 | 0 | 0 | 0 | 0 | 67.87 | 50.6952 | 0 | 2.677 | 76.3048 | 0 | 0 | 0
3665 | 90.7159 | 0 | 90.7159 | 42.9 | 2 | 7.7865 | 9.8709 | 11.6901 | 11.6467 | 11.6901 | 11.6467 | 0 | 0 | 0 | 4.8218 | 0 | 0 | 0 | 4.8218 | 62.5125 | 54.7709 | 0 | 2.7215 | 67.4073 | 0 | 0 | 0
3666 | 94.5184 | 0 | 94.5184 | 42.9 | 2 | 9.576 | 8.1811 | 11.6538 | 5.736e-15 | 11.6538 | 5.736e-15 | 0 | 0 | 0 | 12 | 0 | 8.2075 | 0 | 20.2075 | 40.2769 | 53.0811 | 0 | 2.8356 | 53.7114 | 0 | 0 | -1.4211e-14
3667 | 99.3218 | 0 | 99.3218 | 43.1859 | 2 | 10.0852 | 10 | 12.0508 | 0 | 12.0508 | 0 | 0 | 0 | 0 | 12 | 0 | 10 | 0 | 22 | 16.097 | 55.1859 | 0 | 2.9797 | 49.8141 | 0 | 1.4211e-14 | 0
3668 | 104.8905 | 0 | 104.8905 | 55 | 4.3703 | 10.6466 | 10 | 12.7619 | 0 | 12.7619 | 0 | 0 | 0 | 0 | 12 | 0 | 0.11173 | 0 | 12.1117 | 2.6425 | 69.3703 | 0 | 3.1467 | 35.6297 | 0 | 0 | 0
3669 | 101.4328 | 0 | 101.4328 | 55 | 10.822 | 10.2178 | 10 | 13.0148 | 0 | 13.0148 | 0 | 0 | 0 | 0 | 2.3782 | 0 | 0 | 0 | 2.3782 | 0 | 75.822 | 0 | 3.043 | 29.178 | 0 | 0 | 0
3670 | 99.9412 | 0 | 99.9412 | 55 | 11.9565 | 10.0552 | 10 | 12.9295 | 0 | 12.9295 | 0 | 0 | 0 | 0 | 0 | 0 | 0 | 0 | 0 | 0 | 76.9565 | 0 | 2.9982 | 28.0435 | 0 | 0 | 0
3671 | 95.6083 | 0 | 95.6083 | 55 | 7.4172 | 9.4621 | 10 | 13.729 | 0 | 13.729 | 0 | 0 | 0 | 0 | 0 | 0 | 0 | 0 | 0 | 0 | 72.4172 | 0 | 2.8682 | 32.5828 | 0 | 0 | 0
3672 | 89.2573 | 0 | 89.2573 | 53.9943 | 2 | 8.6229 | 10 | 14.6401 | 0 | 14.6401 | 0 | 0 | 0 | 0 | 0 | 0 | 0 | 0 | 0 | 0 | 65.9943 | 0 | 2.6777 | 39.0057 | 0 | 0 | 0
3673 | 87.2926 | 0 | 87.2926 | 52.3224 | 2 | 8.4045 | 10 | 14.5658 | 0 | 14.5658 | 0 | 0 | 0 | 0 | 0 | 0 | 0 | 0 | 0 | 0 | 64.3224 | 0 | 2.6188 | 40.6776 | 0 | 0 | 0
3674 | 87.8287 | 0 | 87.8287 | 51.0648 | 2 | 8.2401 | 10 | 16.5238 | 0 | 16.5238 | 0 | 0 | 0 | 0 | 0 | 0 | 0 | 0 | 0 | 0 | 63.0648 | 0 | 2.6349 | 41.9352 | 0 | 0 | 0
3675 | 89.1222 | 0 | 89.1222 | 53.5156 | 2 | 8.5604 | 10 | 15.0463 | 0 | 15.0463 | 0 | 0 | 0 | 0 | 0 | 0 | 0 | 0 | 0 | 0 | 65.5156 | 0 | 2.6737 | 39.4844 | 0 | 0 | 0
3676 | 88.663 | 0 | 88.663 | 54.9736 | 2 | 8.7509 | 10 | 12.9386 | 0 | 12.9386 | 0 | 0 | 0 | 0 | 0 | 0 | 0 | 0 | 0 | 0 | 66.9736 | 0 | 2.6599 | 38.0264 | 0 | 0 | 0
3677 | 91.7455 | 0 | 91.7455 | 55 | 5.0303 | 9.1503 | 10 | 12.565 | 0 | 12.565 | 0 | 0 | 0 | 0 | 0 | 0 | 0 | 0 | 0 | 0 | 70.0303 | 0 | 2.7524 | 34.9697 | 0 | 0 | 0
3678 | 91.7583 | 0 | 91.7583 | 55 | 4.6677 | 9.1029 | 10 | 12.9877 | 0 | 12.9877 | 0 | 0 | 0 | 0 | 0 | 0 | 0 | 0 | 0 | 0 | 69.6677 | 0 | 2.7527 | 35.3323 | 0 | 0 | 0
3679 | 90.9588 | 0 | 90.9588 | 46.4055 | 2 | 7.6313 | 10 | 12.0111 | 12.9109 | 12.0111 | 12.9109 | 0 | 0 | 0 | 0 | 0 | 0 | 0 | 0 | 0 | 58.4055 | 0 | 2.7288 | 46.5945 | 0 | 0 | 0
3680 | 88.8221 | 0 | 88.8221 | 42.9 | 2 | 3.266 | 4 | 11.2894 | 25.3667 | 11.2894 | 25.3667 | 0 | 0 | 0 | 0 | 0 | 0 | 0 | 0 | 0 | 48.9 | 0 | 2.6647 | 58.8624 | 0 | 1.4211e-14 | 0
3681 | 87.4871 | 0 | 87.4871 | 42.9 | 2 | 0 | 4 | 12.0617 | 37.8488 | 12.0617 | 37.8488 | 0 | 0 | 11.3234 | 0 | 0 | 0 | 11.3234 | 0 | 10.191 | 48.9 | 0 | 2.6246 | 60.4424 | 0 | 0 | 0
3682 | 86.8108 | 0 | 86.8108 | 42.9 | 2 | 0 | 4 | 12.5561 | 46.9428 | 12.5561 | 46.9428 | 0 | 0 | 12 | 0 | 9.5881 | 0 | 21.5881 | 0 | 29.8308 | 48.9 | 0 | 2.6043 | 59.2562 | 0 | 0 | 0
3683 | 86.5811 | 0 | 86.5811 | 42.9 | 2 | 0 | 4 | 11.3948 | 49.5419 | 11.3948 | 48.2863 | 0 | 1.2556 | 12 | 0 | 10 | 0 | 22 | 0 | 49.8504 | 48.9 | 0 | 2.5974 | 59.0635 | 0 | 0 | 0
3684 | 88.1925 | 0 | 88.1925 | 42.9 | 2 | 7.1054e-15 | 4 | 10.8473 | 48.0327 | 10.8473 | 42.5502 | 0 | 5.4825 | 12 | 0 | 2.1049 | 0 | 14.1049 | 0 | 62.591 | 48.9 | 0 | 2.6458 | 59.4874 | 0 | 3.5527e-15 | 0
3685 | 85.6103 | 0 | 85.6103 | 42.9 | 2 | 0 | 4 | 9.6598 | 47.4301 | 9.6598 | 33.0605 | 0 | 14.3696 | 6.01 | 0 | 0 | 0 | 6.01 | 0 | 68 | 48.9 | 0 | 2.5683 | 69.3959 | 0 | 0 | -2.6645e-15
3686 | 84.2511 | 0 | 84.2511 | 42.9 | 2 | 7.1054e-15 | 4 | 8.4652 | 41.704 | 8.4652 | 26.8859 | 0 | 14.8181 | 0 | 0 | 0 | 0 | 0 | 0 | 68 | 48.9 | 0 | 2.5275 | 82.0386 | 0 | 0 | 0
3687 | 86.3132 | 0 | 86.3132 | 42.9 | 2 | 0 | 4 | 11.855 | 35.7608 | 11.855 | 25.5582 | 0 | 10.2026 | 0 | 0 | 0 | 0 | 0 | 0 | 68 | 48.9 | 0 | 2.5894 | 82.5719 | 0 | 0 | 0
3688 | 87.5624 | 0 | 87.5624 | 42.9 | 2 | 0 | 4 | 11.3565 | 27.5302 | 11.3565 | 27.3059 | 0 | 0.2243 | 0 | 0 | 0 | 0 | 0 | 0 | 68 | 48.9 | 0 | 2.6269 | 83.7251 | 0 | 0 | 0
3689 | 94.8916 | 0 | 94.8916 | 42.9 | 2 | 8.063 | 8.2863 | 12.039 | 13.0801 | 12.039 | 13.0801 | 0 | 0 | 0 | 8.5231 | 0 | 0 | 0 | 8.5231 | 58.5298 | 53.1863 | 0 | 2.8467 | 65.2906 | 0 | 1.4211e-14 | 0
3690 | 96.3664 | 0 | 96.3664 | 42.9 | 2 | 9.6537 | 6.9835 | 12.8292 | 5.7166e-15 | 12.8292 | 5.7166e-15 | 0 | 0 | 0 | 12 | 0 | 10 | 0 | 22 | 34.35 | 51.8835 | 0 | 2.891 | 53.1165 | 0 | 0 | 0
3691 | 104.4434 | 0 | 104.4434 | 47.6396 | 2 | 10.4632 | 10 | 13.9014 | 0 | 13.9014 | 0 | 0 | 0 | 0 | 12 | 0 | 8.4391 | 0 | 20.4391 | 11.8632 | 59.6396 | 0 | 3.1333 | 45.3604 | 0 | 0 | -1.4211e-14
3692 | 106.2042 | 0 | 106.2042 | 55 | 6.2606 | 10.7061 | 10 | 13.5607 | 0 | 13.5607 | 0 | 0 | 0 | 0 | 10.6769 | 0 | 0 | 0 | 10.6769 | 0 | 71.2606 | 0 | 3.1861 | 33.7394 | 0 | 0 | 0
3693 | 104.6557 | 0 | 104.6557 | 55 | 15.8237 | 10.5605 | 10 | 13.2715 | 0 | 13.2715 | 0 | 0 | 0 | 0 | 0 | 0 | 0 | 0 | 0 | 0 | 80.8237 | 0 | 3.1397 | 24.1763 | 0 | 0 | 0
3694 | 98.9606 | 0 | 98.9606 | 55 | 8.8943 | 9.6551 | 10 | 15.4112 | 0 | 15.4112 | 0 | 0 | 0 | 0 | 0 | 0 | 0 | 0 | 0 | 0 | 73.8943 | 0 | 2.9688 | 31.1057 | 0 | 0 | 0
3695 | 94.4782 | 0 | 94.4782 | 55 | 5.4627 | 9.2068 | 10 | 14.8087 | 0 | 14.8087 | 0 | 0 | 0 | 0 | 0 | 0 | 0 | 0 | 0 | 0 | 70.4627 | 0 | 2.8343 | 34.5373 | 0 | 0 | 0
3696 | 87.6191 | 0 | 87.6191 | 52.0906 | 2 | 8.3742 | 10 | 15.1543 | 0 | 15.1543 | 0 | 0 | 0 | 0 | 0 | 0 | 0 | 0 | 0 | 0 | 64.0906 | 0 | 2.6286 | 40.9094 | 0 | 0 | 0
3697 | 89.0961 | 0 | 89.0961 | 52.3372 | 2 | 8.4064 | 10 | 16.3526 | 0 | 16.3526 | 0 | 0 | 0 | 0 | 0 | 0 | 0 | 0 | 0 | 0 | 64.3372 | 0 | 2.6729 | 40.6628 | 0 | 0 | 0
3698 | 86.3666 | 0 | 86.3666 | 49.1997 | 2 | 7.9964 | 10 | 17.1705 | 0 | 17.1705 | 0 | 0 | 0 | 0 | 0 | 0 | 0 | 0 | 0 | 0 | 61.1997 | 0 | 2.591 | 43.8003 | 0 | 0 | 0
3699 | 87.199 | 0 | 87.199 | 49.5617 | 2 | 8.0437 | 10 | 17.5935 | 0 | 17.5935 | 0 | 0 | 0 | 0 | 0 | 0 | 0 | 0 | 0 | 0 | 61.5617 | 0 | 2.616 | 43.4383 | 0 | 0 | 0
3700 | 90.7839 | 0 | 90.7839 | 54.5287 | 2 | 8.6927 | 10 | 15.5625 | 0 | 15.5625 | 0 | 0 | 0 | 0 | 0 | 0 | 0 | 0 | 0 | 0 | 66.5287 | 0 | 2.7235 | 38.4713 | 0 | 0 | 0
3701 | 91.0937 | 0 | 91.0937 | 55 | 2.35 | 8.8001 | 10 | 14.9436 | 0 | 14.9436 | 0 | 0 | 0 | 0 | 0 | 0 | 0 | 0 | 0 | 0 | 67.35 | 0 | 2.7328 | 37.65 | 0 | 0 | 0
3702 | 89.3895 | 0 | 89.3895 | 54.8189 | 2 | 8.7307 | 10 | 13.84 | 0 | 13.84 | 0 | 0 | 0 | 0 | 0 | 0 | 0 | 0 | 0 | 0 | 66.8189 | 0 | 2.6817 | 38.1811 | 0 | 0 | 0
3703 | 89.4862 | 0 | 89.4862 | 44.7709 | 2 | 7.4178 | 10 | 11.1403 | 14.1572 | 11.1403 | 14.1572 | 0 | 0 | 0 | 0 | 0 | 0 | 0 | 0 | 0 | 56.7709 | 0 | 2.6846 | 48.2291 | 0 | 0 | 0
3704 | 90.0472 | 0 | 90.0472 | 42.9 | 2 | 4.8551 | 4 | 12.4221 | 23.8699 | 12.4221 | 23.8699 | 0 | 0 | 0 | 0 | 0 | 0 | 0 | 0 | 0 | 48.9 | 0 | 2.7014 | 57.457 | 0 | 0 | 0
3705 | 87.6446 | 0 | 87.6446 | 42.9 | 2 | 7.1054e-15 | 4 | 12.0127 | 38.3227 | 12.0127 | 38.3227 | 0 | 0 | 11.5909 | 0 | 0 | 0 | 11.5909 | 0 | 10.4318 | 48.9 | 0 | 2.6293 | 60.4115 | 0 | 0 | 0
3706 | 86.9582 | 0 | 86.9582 | 42.9 | 2 | 0 | 4 | 13.1335 | 45.8736 | 13.1335 | 45.8736 | 0 | 0 | 12 | 0 | 8.9489 | 0 | 20.9489 | 0 | 29.4822 | 48.9 | 0 | 2.6087 | 59.3301 | 0 | 0 | 0
3707 | 87.4606 | 0 | 87.4606 | 42.9 | 2 | 0 | 4 | 12.4162 | 55 | 12.4162 | 48.1444 | 0 | 6.8556 | 12 | 0 | 10 | 0 | 22 | 0 | 49.5018 | 48.9 | 0 | 2.6238 | 58.4164 | 0 | 0 | 0
3708 | 84.8932 | 0 | 84.8932 | 42.9 | 2 | 7.1054e-15 | 4 | 12.0118 | 48.1705 | 12.0118 | 38.7255 | 0 | 9.445 | 12 | 0 | 2.7442 | 0 | 14.7442 | 0 | 62.8318 | 48.9 | 0 | 2.5468 | 58.9556 | 0 | 1.7764e-14 | 0
3709 | 84.3189 | 0 | 84.3189 | 42.9 | 2 | 7.1054e-15 | 4 | 13.0751 | 49.9894 | 13.0751 | 28.0863 | 0 | 21.9031 | 5.7425 | 0 | 0 | 0 | 5.7425 | 0 | 68 | 48.9 | 0 | 2.5296 | 68.5562 | 0 | 4.4409e-15 | 0
3710 | 85.0192 | 0 | 85.0192 | 42.9 | 2 | 7.1054e-15 | 4 | 12.2275 | 44.7532 | 12.2275 | 23.8917 | 0 | 20.8614 | 0 | 0 | 0 | 0 | 0 | 0 | 68 | 48.9 | 0 | 2.5506 | 81.3402 | 0 | 0 | 0
3711 | 86.4736 | 0 | 86.4736 | 42.9 | 2 | 7.1054e-15 | 4 | 13.3694 | 37.2711 | 13.3694 | 24.2042 | 0 | 13.0669 | 0 | 0 | 0 | 0 | 0 | 0 | 68 | 48.9 | 0 | 2.5942 | 82.2409 | 0 | 0 | 0
3712 | 91.2507 | 0 | 91.2507 | 42.9 | 2 | 5.97 | 4 | 12.3929 | 23.9879 | 12.3929 | 23.9879 | 0 | 0 | 0 | 0 | 0 | 0 | 0 | 0 | 68 | 48.9 | 0 | 2.7375 | 78.4709 | 0 | 0 | 0
3713 | 91.658 | 0 | 91.658 | 43.9065 | 2 | 7.3048 | 10 | 13.7196 | 14.7271 | 13.7196 | 14.7271 | 0 | 0 | 0 | 0 | 0 | 0 | 0 | 0 | 68 | 55.9065 | 0 | 2.7497 | 71.0935 | 0 | 0 | 0
3714 | 97.4465 | 0 | 97.4465 | 42.9 | 2 | 9.6672 | 9.1663 | 13.7925 | 6.7657e-15 | 13.7925 | 6.7657e-15 | 0 | 0 | 0 | 12 | 0 | 7.9205 | 0 | 19.9205 | 46.0757 | 54.0663 | 0 | 2.9234 | 53.0132 | 0 | 1.4211e-14 | 0
3715 | 100.6193 | 0 | 100.6193 | 42.9 | 2 | 9.9124 | 8.9634 | 14.8435 | 0 | 14.8435 | 0 | 0 | 0 | 0 | 12 | 0 | 10 | 0 | 22 | 21.8958 | 53.8634 | 0 | 3.0186 | 51.1366 | 0 | 0 | -1.4211e-14
3716 | 105.945 | 0 | 105.945 | 55 | 3.166 | 10.5424 | 10 | 14.718 | 0 | 14.718 | 0 | 0 | 0 | 0 | 12 | 0 | 0.51858 | 0 | 12.5186 | 8 | 68.166 | 0 | 3.1783 | 36.834 | 0 | 0 | 0
3717 | 105.009 | 0 | 105.009 | 55 | 7.0108 | 10.3498 | 10 | 15.4484 | 0 | 15.4484 | 0 | 0 | 0 | 0 | 7.2 | 0 | 0 | 0 | 7.2 | 0 | 72.0108 | 0 | 3.1503 | 32.9892 | 0 | 0 | 0
3718 | 99.2038 | 0 | 99.2038 | 55 | 8.9319 | 9.66 | 10 | 15.6119 | 0 | 15.6119 | 0 | 0 | 0 | 0 | 0 | 0 | 0 | 0 | 0 | 0 | 73.9319 | 0 | 2.9761 | 31.0681 | 0 | 0 | 0
3719 | 95.8352 | 0 | 95.8352 | 55 | 6.544 | 9.348 | 10 | 14.9432 | 0 | 14.9432 | 0 | 0 | 0 | 0 | 0 | 0 | 0 | 0 | 0 | 0 | 71.544 | 0 | 2.8751 | 33.456 | 0 | 0 | 0
3720 | 88.8978 | 0 | 88.8978 | 52.9698 | 2 | 8.489 | 10 | 15.439 | 0 | 15.439 | 0 | 0 | 0 | 0 | 0 | 0 | 0 | 0 | 0 | 0 | 64.9698 | 0 | 2.6669 | 40.0302 | 0 | 0 | 0
3721 | 88.7518 | 0 | 88.7518 | 52.5271 | 2 | 8.4312 | 10 | 15.7934 | 0 | 15.7934 | 0 | 0 | 0 | 0 | 0 | 0 | 0 | 0 | 0 | 0 | 64.5271 | 0 | 2.6626 | 40.4729 | 0 | 0 | 0
3722 | 88.9574 | 0 | 88.9574 | 53.408 | 2 | 8.5463 | 10 | 15.0031 | 0 | 15.0031 | 0 | 0 | 0 | 0 | 0 | 0 | 0 | 0 | 0 | 0 | 65.408 | 0 | 2.6687 | 39.592 | 0 | 0 | -1.4211e-14
3723 | 90.5197 | 0 | 90.5197 | 53.5418 | 2 | 8.5638 | 10 | 16.4141 | 0 | 16.4141 | 0 | 0 | 0 | 0 | 0 | 0 | 0 | 0 | 0 | 0 | 65.5418 | 0 | 2.7156 | 39.4582 | 0 | 0 | 0
3724 | 88.5637 | 0 | 88.5637 | 52.1533 | 2 | 8.3824 | 10 | 16.028 | 0 | 16.028 | 0 | 0 | 0 | 0 | 0 | 0 | 0 | 0 | 0 | 0 | 64.1533 | 0 | 2.6569 | 40.8467 | 0 | 0 | 0
3725 | 91.7128 | 0 | 91.7128 | 55 | 3.2577 | 8.9186 | 10 | 14.5365 | 0 | 14.5365 | 0 | 0 | 0 | 0 | 0 | 0 | 0 | 0 | 0 | 0 | 68.2577 | 0 | 2.7514 | 36.7423 | 0 | 0 | 0
3726 | 90.0128 | 0 | 90.0128 | 55 | 2.5642 | 8.828 | 10 | 13.6206 | 0 | 13.6206 | 0 | 0 | 0 | 0 | 0 | 0 | 0 | 0 | 0 | 0 | 67.5642 | 0 | 2.7004 | 37.4358 | 0 | 0 | 0
3727 | 90.5436 | 0 | 90.5436 | 45.2625 | 2 | 7.482 | 10 | 13.298 | 12.5011 | 13.298 | 12.5011 | 0 | 0 | 0 | 0 | 0 | 0 | 0 | 0 | 0 | 57.2625 | 0 | 2.7163 | 47.7375 | 0 | 0 | 0
3728 | 92.5629 | 0 | 92.5629 | 42.9 | 2 | 6.6092 | 5.6828 | 13.5121 | 21.8587 | 13.5121 | 21.8587 | 0 | 0 | 0 | 0 | 0 | 0 | 0 | 0 | 0 | 50.5828 | 0 | 2.7769 | 54.4172 | 0 | 0 | 0
3729 | 90.634 | 0 | 90.634 | 42.9 | 2 | 0 | 4 | 15.0476 | 34.7777 | 15.0476 | 34.7777 | 0 | 0 | 8.0913 | 0 | 0 | 0 | 8.0913 | 0 | 7.2821 | 48.9 | 0 | 2.719 | 60.8159 | 0 | 0 | 0
3730 | 88.3403 | 0 | 88.3403 | 42.9 | 2 | 0 | 4 | 12.3427 | 35.1587 | 12.3427 | 35.1587 | 0 | 0 | 8.061 | 0 | 0 | 0 | 8.061 | 0 | 14.5371 | 48.9 | 0 | 2.6502 | 60.8194 | 0 | 0 | 0
3731 | 90.5709 | 0 | 90.5709 | 42.9 | 2 | 0 | 4 | 13.4196 | 42.6821 | 13.4196 | 42.6821 | 0 | 0 | 12 | 0 | 2.4307 | 0 | 14.4307 | 0 | 27.578 | 48.9 | 0 | 2.7171 | 60.0833 | 0 | 0 | 0
3732 | 87.6112 | 0 | 87.6112 | 42.9 | 2 | 1.4211e-14 | 4 | 11.9514 | 47.1028 | 11.9514 | 47.1028 | 0 | 0 | 12 | 0 | 8.343 | 0 | 20.343 | 0 | 46.0699 | 48.9 | 0 | 2.6283 | 59.4001 | 0 | 0 | 0
3733 | 85.8262 | 0 | 85.8262 | 42.9 | 2 | 7.1054e-15 | 4 | 12.6136 | 45.4084 | 12.6136 | 45.4084 | 0 | 0 | 12 | 0 | 9.0958 | 0 | 21.0958 | 0 | 65.2558 | 48.9 | 0 | 2.5748 | 59.3131 | 0 | 0 | 0
3734 | 88.2575 | 0 | 88.2575 | 42.9 | 2 | 7.1054e-15 | 4 | 13.4543 | 42.0816 | 13.4543 | 28.9078 | 0 | 13.1738 | 1.181 | 0 | 1.8236 | 0 | 3.0046 | 0 | 68 | 48.9 | 0 | 2.6477 | 59.8814 | 0 | 0 | 0
3735 | 86.7569 | 0 | 86.7569 | 42.9 | 2 | 0 | 4 | 12.508 | 31.8517 | 12.508 | 25.3488 | 0 | 6.5029 | 0 | 0 | 0 | 0 | 0 | 0 | 68 | 48.9 | 0 | 2.6027 | 82.9995 | 0 | 0 | 0
3736 | 90.8008 | 0 | 90.8008 | 42.9 | 2 | 3.821 | 4 | 12.4943 | 25.5855 | 12.4943 | 25.5855 | 0 | 0 | 0 | 0 | 0 | 0 | 0 | 0 | 68 | 48.9 | 0 | 2.724 | 80.3715 | 0 | 0 | 0
3737 | 95.1677 | 0 | 95.1677 | 44.9885 | 2 | 8.3282 | 10 | 11.5202 | 11.5802 | 11.5202 | 11.5802 | 0 | 0 | 0 | 6.7506 | 0 | 0 | 0 | 6.7506 | 60.4994 | 56.9885 | 0 | 2.855 | 63.2609 | 0 | 0 | 0
3738 | 96.8035 | 0 | 96.8035 | 43.832 | 2 | 9.4256 | 10 | 15.2406 | 5.5222e-15 | 15.2406 | 5.5222e-15 | 0 | 0 | 0 | 12 | 0 | 4.3054 | 0 | 16.3054 | 42.4962 | 55.832 | 0 | 2.9041 | 54.8626 | 0 | 0 | 0
3739 | 101.8727 | 0 | 101.8727 | 44.9556 | 2 | 10.3164 | 10 | 12.6007 | 0 | 12.6007 | 0 | 0 | 0 | 0 | 12 | 0 | 10 | 0 | 22 | 18.3163 | 56.9556 | 0 | 3.0562 | 48.0444 | 0 | 0 | 0
3740 | 107.5145 | 0 | 107.5145 | 54.3853 | 2 | 10.7821 | 10 | 14.2135 | 0 | 14.2135 | 0 | 0 | 0 | 0 | 12 | 0 | 4.1337 | 0 | 16.1337 | 0.49938 | 66.3853 | 0 | 3.2254 | 38.6147 | 0 | 0 | 0
3741 | 104.2385 | 0 | 104.2385 | 55 | 11.8227 | 10.0965 | 10 | 16.8698 | 0 | 16.8698 | 0 | 0 | 0 | 0 | 0.44945 | 0 | 0 | 0 | 0.44945 | 0 | 76.8227 | 0 | 3.1272 | 28.1773 | 0 | 0 | 0
3742 | 99.3673 | 0 | 99.3673 | 55 | 8.974 | 9.6655 | 10 | 15.7278 | 0 | 15.7278 | 0 | 0 | 0 | 0 | 0 | 0 | 0 | 0 | 0 | 0 | 73.974 | 0 | 2.981 | 31.026 | 0 | 0 | 0
3743 | 95.8845 | 0 | 95.8845 | 55 | 6.6607 | 9.3633 | 10 | 14.8606 | 0 | 14.8606 | 0 | 0 | 0 | 0 | 0 | 0 | 0 | 0 | 0 | 0 | 71.6607 | 0 | 2.8765 | 33.3393 | 0 | 0 | 0
3744 | 90.0832 | 0 | 90.0832 | 51.6706 | 2 | 8.3193 | 10 | 18.0933 | 0 | 18.0933 | 0 | 0 | 0 | 0 | 0 | 0 | 0 | 0 | 0 | 0 | 63.6706 | 0 | 2.7025 | 41.3294 | 0 | 0 | 0
3745 | 89.3086 | 0 | 89.3086 | 50.5391 | 2 | 8.1715 | 10 | 18.598 | 0 | 18.598 | 0 | 0 | 0 | 0 | 0 | 0 | 0 | 0 | 0 | 0 | 62.5391 | 0 | 2.6793 | 42.4609 | 0 | 0 | 0
3746 | 89.9975 | 0 | 89.9975 | 52.3865 | 2 | 8.4128 | 10 | 17.1981 | 0 | 17.1981 | 0 | 0 | 0 | 0 | 0 | 0 | 0 | 0 | 0 | 0 | 64.3865 | 0 | 2.6999 | 40.6135 | 0 | 0 | -1.4211e-14
3747 | 92.429 | 0 | 92.429 | 55 | 2.5311 | 8.8237 | 10 | 16.0743 | 0 | 16.0743 | 0 | 0 | 0 | 0 | 0 | 0 | 0 | 0 | 0 | 0 | 67.5311 | 0 | 2.7729 | 37.4689 | 0 | 0 | 0
3748 | 92.9969 | 0 | 92.9969 | 55 | 2.086 | 8.7656 | 10 | 17.1454 | 0 | 17.1454 | 0 | 0 | 0 | 0 | 0 | 0 | 0 | 0 | 0 | 0 | 67.086 | 0 | 2.7899 | 37.914 | 0 | 1.4211e-14 | 0
3749 | 91.9752 | 0 | 91.9752 | 53.2372 | 2 | 8.524 | 10 | 18.214 | 0 | 18.214 | 0 | 0 | 0 | 0 | 0 | 0 | 0 | 0 | 0 | 0 | 65.2372 | 0 | 2.7593 | 39.7628 | 0 | 1.4211e-14 | 0
3750 | 95.3358 | 0 | 95.3358 | 55 | 5.1933 | 9.1716 | 10 | 15.9709 | 0 | 15.9709 | 0 | 0 | 0 | 0 | 0 | 0 | 0 | 0 | 0 | 0 | 70.1933 | 0 | 2.8601 | 34.8067 | 0 | 0 | 0
3751 | 93.8765 | 0 | 93.8765 | 49.4605 | 2 | 8.0305 | 10 | 12.6583 | 11.7271 | 12.6583 | 11.7271 | 0 | 0 | 0 | 0 | 0 | 0 | 0 | 0 | 0 | 61.4605 | 0 | 2.8163 | 43.5395 | 0 | 0 | 0
3752 | 92.0384 | 0 | 92.0384 | 42.9 | 2 | 5.7769 | 4 | 14.4337 | 22.9278 | 14.4337 | 22.9278 | 0 | 0 | 0 | 0 | 0 | 0 | 0 | 0 | 0 | 48.9 | 0 | 2.7612 | 56.6417 | 0 | 0 | 0
3753 | 92.9871 | 0 | 92.9871 | 42.9 | 2 | 7.1054e-15 | 4 | 13.5685 | 30.5201 | 13.5685 | 30.5201 | 0 | 0 | 0.0015317 | 0 | 0 | 0 | 0.0015317 | 0 | 0.0013786 | 48.9 | 0 | 2.7896 | 61.7508 | 0 | 0 | 0
3754 | 91.1442 | 0 | 91.1442 | 42.9 | 2 | 0 | 4 | 16.0515 | 35.5107 | 16.0515 | 35.5107 | 0 | 0 | 9.3181 | 0 | 0 | 0 | 9.3181 | 0 | 8.3876 | 48.9 | 0 | 2.7343 | 60.6742 | 0 | 0 | 0
3755 | 89.9729 | 0 | 89.9729 | 42.9 | 2 | 0 | 4 | 12.6067 | 37.7558 | 12.6067 | 37.7558 | 0 | 0 | 9.2895 | 0 | 0 | 0 | 9.2895 | 0 | 16.7482 | 48.9 | 0 | 2.6992 | 60.6775 | 0 | 0 | 0
3756 | 90.3635 | 0 | 90.3635 | 42.9 | 2 | 7.1054e-15 | 4 | 13.9476 | 41.3467 | 13.9476 | 41.3467 | 0 | 0 | 12 | 0 | 1.8308 | 0 | 13.8308 | 0 | 29.2361 | 48.9 | 0 | 2.7109 | 60.1527 | 0 | 0 | 0
3757 | 88.7647 | 0 | 88.7647 | 42.9 | 2 | 0 | 4 | 14.5473 | 42.5197 | 14.5473 | 42.5197 | 0 | 0 | 12 | 0 | 5.2023 | 0 | 17.2023 | 0 | 44.8324 | 48.9 | 0 | 2.6629 | 59.763 | 0 | 0 | 0
3758 | 86.9558 | 0 | 86.9558 | 42.9 | 2 | 7.1054e-15 | 4 | 14.5583 | 35.0387 | 14.5583 | 35.0387 | 0 | 0 | 10.7243 | 0 | 0.81689 | 0 | 11.5412 | 0 | 55.2373 | 48.9 | 0 | 2.6087 | 60.4173 | 0 | 0 | 0
3759 | 87.3252 | 0 | 87.3252 | 42.9 | 2 | 7.1054e-15 | 4 | 13.7243 | 29.2609 | 13.7243 | 29.2609 | 0 | 0 | 0 | 0 | 4.56 | 0 | 4.56 | 0 | 59.4414 | 48.9 | 0 | 2.6198 | 73.224 | 0 | 0 | 0
3760 | 94.048 | 0 | 94.048 | 42.9 | 2 | 6.6806 | 6.2293 | 15.7736 | 20.4645 | 15.7736 | 20.4645 | 0 | 0 | 0 | 0 | 0 | 0 | 0 | 0 | 59.4414 | 51.1293 | 0 | 2.8214 | 75.8707 | 0 | 1.4211e-14 | 0
3761 | 96.04 | 0 | 96.04 | 45.1221 | 2 | 8.164 | 10 | 14.7432 | 10.6509 | 14.7432 | 10.6509 | 0 | 0 | 0 | 5.3598 | 0 | 0 | 0 | 5.3598 | 53.4861 | 57.1221 | 0 | 2.8812 | 64.5181 | 0 | 1.4211e-14 | 0
3762 | 101.8607 | 0 | 101.8607 | 43.2318 | 2 | 9.9072 | 10 | 16.1298 | 5.4993e-15 | 16.1298 | 5.4993e-15 | 0 | 0 | 0 | 12 | 0 | 8.5919 | 0 | 20.5919 | 30.8335 | 55.2318 | 0 | 3.0558 | 51.1763 | 0 | 0 | 0
3763 | 104.2878 | 0 | 104.2878 | 51.4146 | 2 | 10.1094 | 10 | 16.8073 | 0 | 16.8073 | 0 | 0 | 0 | 0 | 12 | 0 | 1.9566 | 0 | 13.9566 | 15.378 | 63.4146 | 0 | 3.1286 | 41.5854 | 0 | 0 | 0
3764 | 112.374 | 0 | 112.374 | 55 | 7.861 | 11.0881 | 10 | 16.4249 | 0 | 16.4249 | 0 | 0 | 0 | 0 | 12 | 0 | 0 | 0 | 12 | 2.0447 | 72.861 | 0 | 3.3712 | 32.139 | 0 | 0 | 0
3765 | 108.6363 | 0 | 108.6363 | 55 | 13.977 | 10.5597 | 10 | 17.2594 | 0 | 17.2594 | 0 | 0 | 0 | 0 | 1.8402 | 0 | 0 | 0 | 1.8402 | 0 | 78.977 | 0 | 3.2591 | 26.023 | 0 | 0 | 0
3766 | 104.3392 | 0 | 104.3392 | 55 | 11.8519 | 10.0416 | 10 | 17.4457 | 0 | 17.4457 | 0 | 0 | 0 | 0 | 0 | 0 | 0 | 0 | 0 | 0 | 76.8519 | 0 | 3.1302 | 28.1481 | 0 | 0 | 0
3767 | 100.4575 | 0 | 100.4575 | 55 | 8.4522 | 9.5974 | 10 | 17.4079 | 0 | 17.4079 | 0 | 0 | 0 | 0 | 0 | 0 | 0 | 0 | 0 | 0 | 73.4522 | 0 | 3.0137 | 31.5478 | 0 | 0 | 0
3768 | 86.7248 | 0 | 86.7248 | 48.1968 | 2 | 7.8654 | 10 | 18.6626 | 0 | 18.6626 | 0 | 0 | 0 | 0 | 0 | 0 | 0 | 0 | 0 | 0 | 60.1968 | 0 | 2.6017 | 44.8032 | 0 | 0 | 0
3769 | 86.4461 | 0 | 86.4461 | 50.5106 | 2 | 8.1677 | 10 | 15.7678 | 0 | 15.7678 | 0 | 0 | 0 | 0 | 0 | 0 | 0 | 0 | 0 | 0 | 62.5106 | 0 | 2.5934 | 42.4894 | 0 | 0 | 0
3770 | 90.0734 | 0 | 90.0734 | 53.6399 | 2 | 8.5766 | 10 | 15.8569 | 0 | 15.8569 | 0 | 0 | 0 | 0 | 0 | 0 | 0 | 0 | 0 | 0 | 65.6399 | 0 | 2.7022 | 39.3601 | 0 | 0 | 0
3771 | 91.1687 | 0 | 91.1687 | 54.678 | 2 | 8.7122 | 10 | 15.7785 | 0 | 15.7785 | 0 | 0 | 0 | 0 | 0 | 0 | 0 | 0 | 0 | 0 | 66.678 | 0 | 2.7351 | 38.322 | 0 | 0 | 0
3772 | 90.8082 | 0 | 90.8082 | 54.4479 | 2 | 8.6822 | 10 | 15.6781 | 0 | 15.6781 | 0 | 0 | 0 | 0 | 0 | 0 | 0 | 0 | 0 | 0 | 66.4479 | 0 | 2.7242 | 38.5521 | 0 | 0 | 0
3773 | 90.9846 | 0 | 90.9846 | 54.6485 | 2 | 8.7084 | 10 | 15.6277 | 0 | 15.6277 | 0 | 0 | 0 | 0 | 0 | 0 | 0 | 0 | 0 | 0 | 66.6485 | 0 | 2.7295 | 38.3515 | 0 | 0 | 0
3774 | 88.4146 | 0 | 88.4146 | 52.5606 | 2 | 8.4356 | 10 | 15.4184 | 0 | 15.4184 | 0 | 0 | 0 | 0 | 0 | 0 | 0 | 0 | 0 | 0 | 64.5606 | 0 | 2.6524 | 40.4394 | 0 | 0 | 0
3775 | 91.8813 | 0 | 91.8813 | 48.2735 | 2 | 7.8754 | 10 | 13.9994 | 9.733 | 13.9994 | 9.733 | 0 | 0 | 0 | 0 | 0 | 0 | 0 | 0 | 0 | 60.2735 | 0 | 2.7564 | 44.7265 | 0 | 0 | 0
3776 | 91.3177 | 0 | 91.3177 | 42.9 | 2 | 6.6355 | 5.8837 | 13.0877 | 20.8109 | 13.0877 | 20.8109 | 0 | 0 | 0 | 0 | 0 | 0 | 0 | 0 | 0 | 50.7837 | 0 | 2.7395 | 54.2163 | 0 | 0 | 0
3777 | 90.9434 | 0 | 90.9434 | 42.9 | 2 | 0.49603 | 4 | 15.0468 | 26.5005 | 15.0468 | 26.5005 | 0 | 0 | 0 | 0 | 0 | 0 | 0 | 0 | 0 | 48.9 | 0 | 2.7283 | 61.3123 | 0 | 0 | 0
3778 | 88.1858 | 0 | 88.1858 | 42.9 | 2 | 0 | 4 | 14.1306 | 31.0398 | 14.1306 | 31.0398 | 0 | 0 | 5.8847 | 0 | 0 | 0 | 5.8847 | 0 | 5.2962 | 48.9 | 0 | 2.6456 | 61.0709 | 0 | 0 | 0
3779 | 89.8848 | 0 | 89.8848 | 42.9 | 2 | 0 | 4 | 13.4898 | 39.6929 | 13.4898 | 39.6929 | 0 | 0 | 12 | 0 | 0.19789 | 0 | 12.1979 | 0 | 16.2786 | 48.9 | 0 | 2.6965 | 60.3414 | 0 | 0 | 0
3780 | 89.1155 | 0 | 89.1155 | 42.9 | 2 | 0 | 4 | 15.3129 | 40.2023 | 15.3129 | 40.2023 | 0 | 0 | 12 | 0 | 3.2996 | 0 | 15.2996 | 0 | 30.1207 | 48.9 | 0 | 2.6735 | 59.9829 | 0 | 0 | 0
3781 | 84.4932 | 0 | 84.4932 | 42.9 | 2 | 0 | 4 | 14.3294 | 41.8749 | 14.3294 | 41.8749 | 0 | 0 | 12 | 0 | 8.6112 | 0 | 20.6112 | 0 | 48.8599 | 48.9 | 0 | 2.5348 | 59.3691 | 0 | 0 | 0
3782 | 86.7816 | 0 | 86.7816 | 42.9 | 2 | 0 | 4 | 14.1003 | 34.7135 | 14.1003 | 34.7135 | 0 | 0 | 10.9323 | 0 | 0 | 0 | 10.9323 | 0 | 58.6989 | 48.9 | 0 | 2.6034 | 70.4876 | 0 | 0 | 0
3783 | 86.1941 | 0 | 86.1941 | 42.9 | 2 | 7.1054e-15 | 4 | 15.8639 | 29.0674 | 15.8639 | 29.0674 | 0 | 0 | 0.51642 | 0 | 7.1208 | 0 | 7.6372 | 0 | 65.7288 | 48.9 | 0 | 2.5858 | 60.8684 | 0 | 0 | 0
3784 | 90.8606 | 0 | 90.8606 | 42.9 | 2 | 6.7151 | 6.4932 | 14.5623 | 18.1901 | 14.5623 | 18.1901 | 0 | 0 | 0 | 0 | 0 | 0 | 0 | 0 | 65.7288 | 51.3932 | 0 | 2.7258 | 75.6068 | 0 | 0 | 0
3785 | 92.5402 | 0 | 92.5402 | 43.1473 | 2 | 7.756 | 10 | 14.4638 | 10.9609 | 14.4638 | 10.9609 | 0 | 0 | 0 | 4.2121 | 0 | 0 | 0 | 4.2121 | 61.0486 | 55.1473 | 0 | 2.7762 | 67.6405 | 0 | 0 | 0
3786 | 100.3001 | 0 | 100.3001 | 42.9 | 2 | 9.8815 | 8.7271 | 14.7915 | 4.8207e-15 | 14.7915 | 4.8207e-15 | 0 | 0 | 0 | 12 | 0 | 10 | 0 | 22 | 36.8688 | 53.6271 | 0 | 3.009 | 51.3729 | 0 | 0 | 0
3787 | 101.8781 | 0 | 101.8781 | 45.7962 | 2 | 9.9487 | 10 | 15.7881 | 0 | 15.7881 | 0 | 0 | 0 | 0 | 12 | 0 | 6.3451 | 0 | 18.3451 | 16.6532 | 57.7962 | 0 | 3.0563 | 47.2038 | 0 | 1.4211e-14 | 0
3788 | 107.5408 | 0 | 107.5408 | 55 | 2.9122 | 10.4414 | 10 | 17.1872 | 0 | 17.1872 | 0 | 0 | 0 | 0 | 12 | 0 | 0 | 0 | 12 | 3.3199 | 67.9122 | 0 | 3.2262 | 37.0878 | 0 | 0 | -1.4211e-14
3789 | 103.9009 | 0 | 103.9009 | 55 | 9.6571 | 10.1452 | 10 | 16.1107 | 0 | 16.1107 | 0 | 0 | 0 | 0 | 2.9879 | 0 | 0 | 0 | 2.9879 | 0 | 74.6571 | 0 | 3.117 | 30.3429 | 0 | 1.4211e-14 | 0
3790 | 100.8889 | 0 | 100.8889 | 55 | 9.0567 | 9.6764 | 10 | 17.1558 | 0 | 17.1558 | 0 | 0 | 0 | 0 | 0 | 0 | 0 | 0 | 0 | 0 | 74.0567 | 0 | 3.0267 | 30.9433 | 0 | 0 | 0
3791 | 96.83 | 0 | 96.83 | 55 | 5.6237 | 9.2278 | 10 | 16.9784 | 0 | 16.9784 | 0 | 0 | 0 | 0 | 0 | 0 | 0 | 0 | 0 | 0 | 70.6237 | 0 | 2.9049 | 34.3763 | 0 | 0 | 0
3792 | 91.9914 | 0 | 91.9914 | 54.9765 | 2 | 8.7512 | 10 | 16.2636 | 0 | 16.2636 | 0 | 0 | 0 | 0 | 0 | 0 | 0 | 0 | 0 | 0 | 66.9765 | 0 | 2.7597 | 38.0235 | 0 | 0 | 0
3793 | 92.0275 | 0 | 92.0275 | 55 | 3.3355 | 8.9288 | 10 | 14.7633 | 0 | 14.7633 | 0 | 0 | 0 | 0 | 0 | 0 | 0 | 0 | 0 | 0 | 68.3355 | 0 | 2.7608 | 36.6645 | 0 | 0 | 0
3794 | 90.3668 | 0 | 90.3668 | 55 | 2.0732 | 8.7639 | 10 | 14.5298 | 0 | 14.5298 | 0 | 0 | 0 | 0 | 0 | 0 | 0 | 0 | 0 | 0 | 67.0732 | 0 | 2.711 | 37.9268 | 0 | 0 | 0
3795 | 91.7839 | 0 | 91.7839 | 55 | 4.1537 | 9.0357 | 10 | 13.5945 | 0 | 13.5945 | 0 | 0 | 0 | 0 | 0 | 0 | 0 | 0 | 0 | 0 | 69.1537 | 0 | 2.7535 | 35.8463 | 0 | 0 | 0
3796 | 93.2254 | 0 | 93.2254 | 55 | 4.4305 | 9.0719 | 10 | 14.723 | 0 | 14.723 | 0 | 0 | 0 | 0 | 0 | 0 | 0 | 0 | 0 | 0 | 69.4305 | 0 | 2.7968 | 35.5695 | 0 | 0 | 0
3797 | 93.9694 | 0 | 93.9694 | 55 | 5.0292 | 9.1501 | 10 | 14.7902 | 0 | 14.7902 | 0 | 0 | 0 | 0 | 0 | 0 | 0 | 0 | 0 | 0 | 70.0292 | 0 | 2.8191 | 34.9708 | 0 | 0 | 0
3798 | 95.3189 | 0 | 95.3189 | 55 | 6.5227 | 9.3453 | 10 | 14.451 | 0 | 14.451 | 0 | 0 | 0 | 0 | 0 | 0 | 0 | 0 | 0 | 0 | 71.5227 | 0 | 2.8596 | 33.4773 | 0 | 0 | 0
3799 | 92.4707 | 0 | 92.4707 | 46.0659 | 2 | 7.587 | 10 | 13.4143 | 13.4035 | 13.4143 | 13.4035 | 0 | 0 | 0 | 0 | 0 | 0 | 0 | 0 | 0 | 58.0659 | 0 | 2.7741 | 46.9341 | 0 | 0 | 0
3800 | 91.7004 | 0 | 91.7004 | 42.9 | 2 | 5.7043 | 4 | 12.8787 | 24.2174 | 12.8787 | 24.2174 | 0 | 0 | 0 | 0 | 0 | 0 | 0 | 0 | 0 | 48.9 | 0 | 2.751 | 56.7059 | 0 | 0 | -1.4211e-14
3801 | 93.9017 | 0 | 93.9017 | 42.9 | 2 | 0 | 4 | 11.8752 | 41.1482 | 11.8752 | 41.1482 | 0 | 0 | 8.0217 | 0 | 0 | 0 | 8.0217 | 0 | 7.2195 | 48.9 | 0 | 2.8171 | 60.824 | 0 | 0 | 0
3802 | 89.8086 | 0 | 89.8086 | 42.9 | 2 | 7.1054e-15 | 4 | 12.2896 | 47.2454 | 12.2896 | 47.2454 | 0 | 0 | 12 | 0 | 6.6263 | 0 | 18.6263 | 0 | 24.1287 | 48.9 | 0 | 2.6943 | 59.5985 | 0 | 0 | 0
3803 | 89.1084 | 0 | 89.1084 | 42.9 | 2 | 7.1054e-15 | 4 | 11.8485 | 55 | 11.8485 | 50.3599 | 0 | 4.6401 | 12 | 0 | 10 | 0 | 22 | 0 | 44.1482 | 48.9 | 0 | 2.6733 | 58.6724 | 0 | 0 | 0
3804 | 88.2641 | 0 | 88.2641 | 42.9 | 2 | 7.1054e-15 | 4 | 12.6458 | 50.5755 | 12.6458 | 43.7851 | 0 | 6.7904 | 12 | 0 | 5.0668 | 0 | 17.0668 | 0 | 59.6195 | 48.9 | 0 | 2.6479 | 58.994 | 0 | 0 | -1.0658e-14
3805 | 90.3234 | 0 | 90.3234 | 42.9 | 2 | 7.1054e-15 | 4 | 11.8494 | 55 | 11.8494 | 38.8856 | 0 | 16.1144 | 9.3116 | 0 | 0 | 0 | 9.3116 | 0 | 68 | 48.9 | 0 | 2.7097 | 68.8127 | 0 | 0 | -1.7764e-15
3806 | 90.5961 | 0 | 90.5961 | 42.9 | 2 | 7.1054e-15 | 4 | 14.04 | 46.047 | 14.04 | 27.6561 | 0 | 18.3909 | 0 | 0 | 0 | 0 | 0 | 0 | 68 | 48.9 | 0 | 2.7179 | 81.6257 | 0 | 0 | 0
3807 | 88.061 | 0 | 88.061 | 42.9 | 2 | 0 | 4 | 11.4919 | 38.1868 | 11.4919 | 27.6692 | 0 | 10.5176 | 0 | 0 | 0 | 0 | 0 | 0 | 68 | 48.9 | 0 | 2.6418 | 82.5355 | 0 | 0 | 0
3808 | 91.9289 | 0 | 91.9289 | 42.9 | 2 | 3.6917 | 4 | 13.887 | 25.4503 | 13.887 | 25.4503 | 0 | 0 | 0 | 0 | 0 | 0 | 0 | 0 | 68 | 48.9 | 0 | 2.7579 | 80.4859 | 0 | 0 | -1.4211e-14
3809 | 97.6939 | 0 | 97.6939 | 42.9 | 2 | 8.1026 | 8.5059 | 13.4537 | 14.1257 | 13.4537 | 14.1257 | 0 | 0 | 0 | 8.6061 | 0 | 0 | 0 | 8.6061 | 58.4377 | 53.4059 | 0 | 2.9308 | 64.9881 | 0 | 0 | 0
3810 | 101.8446 | 0 | 101.8446 | 43.8309 | 2 | 10.1695 | 10 | 13.8443 | 5.7549e-15 | 13.8443 | 5.7549e-15 | 0 | 0 | 0 | 12 | 0 | 10 | 0 | 22 | 34.2578 | 55.8309 | 0 | 3.0553 | 49.1691 | 0 | 0 | 0
3811 | 106.6299 | 0 | 106.6299 | 48.1848 | 2 | 10.5344 | 10 | 15.4715 | 0 | 15.4715 | 0 | 0 | 0 | 0 | 12 | 0 | 8.4391 | 0 | 20.4391 | 11.771 | 60.1848 | 0 | 3.1989 | 44.8152 | 0 | 0 | 0
3812 | 112.5347 | 0 | 112.5347 | 55 | 9.262 | 11.0874 | 10 | 16.5913 | 0 | 16.5913 | 0 | 0 | 0 | 0 | 10.5939 | 0 | 0 | 0 | 10.5939 | -1.7764e-15 | 74.262 | 0 | 3.376 | 30.738 | 0 | 0 | 0
3813 | 106.9748 | 0 | 106.9748 | 55 | 16.4299 | 10.6397 | 10 | 14.9052 | 0 | 14.9052 | 0 | 0 | 0 | 0 | -1.5987e-15 | 0 | 0 | 0 | -1.5987e-15 | 0 | 81.4299 | 0 | 3.2092 | 23.5701 | 0 | 0 | 0
3814 | 100.717 | 0 | 100.717 | 55 | 10.8654 | 9.9127 | 10 | 14.9389 | 0 | 14.9389 | 0 | 0 | 0 | 0 | 0 | 0 | 0 | 0 | 0 | 0 | 75.8654 | 0 | 3.0215 | 29.1346 | 0 | 0 | 0
3815 | 98.1046 | 0 | 98.1046 | 55 | 6.6559 | 9.3627 | 10 | 17.0861 | 0 | 17.0861 | 0 | 0 | 0 | 0 | 0 | 0 | 0 | 0 | 0 | 0 | 71.6559 | 0 | 2.9431 | 33.3441 | 0 | 0 | 0
3816 | 85.6791 | 0 | 85.6791 | 49.4053 | 2 | 8.0233 | 10 | 16.2504 | 0 | 16.2504 | 0 | 0 | 0 | 0 | 0 | 0 | 0 | 0 | 0 | 0 | 61.4053 | 0 | 2.5704 | 43.5947 | 0 | 0 | 0
3817 | 86.7242 | 0 | 86.7242 | 49.6485 | 2 | 8.0551 | 10 | 17.0206 | 0 | 17.0206 | 0 | 0 | 0 | 0 | 0 | 0 | 0 | 0 | 0 | 0 | 61.6485 | 0 | 2.6017 | 43.3515 | 0 | 0 | 0
3818 | 87.263 | 0 | 87.263 | 52.8191 | 2 | 8.4694 | 10 | 13.9745 | 0 | 13.9745 | 0 | 0 | 0 | 0 | 0 | 0 | 0 | 0 | 0 | 0 | 64.8191 | 0 | 2.6179 | 40.1809 | 0 | 0 | 0
3819 | 88.203 | 0 | 88.203 | 54.3299 | 2 | 8.6668 | 10 | 13.2064 | 0 | 13.2064 | 0 | 0 | 0 | 0 | 0 | 0 | 0 | 0 | 0 | 0 | 66.3299 | 0 | 2.6461 | 38.6701 | 0 | 0 | 0
3820 | 86.1673 | 0 | 86.1673 | 51.9444 | 2 | 8.3551 | 10 | 13.8678 | 0 | 13.8678 | 0 | 0 | 0 | 0 | 0 | 0 | 0 | 0 | 0 | 0 | 63.9444 | 0 | 2.585 | 41.0556 | 0 | 0 | 0
3821 | 89.1866 | 0 | 89.1866 | 53.1538 | 2 | 8.5131 | 10 | 15.5197 | 0 | 15.5197 | 0 | 0 | 0 | 0 | 0 | 0 | 0 | 0 | 0 | 0 | 65.1538 | 0 | 2.6756 | 39.8462 | 0 | 0 | 0
3822 | 87.1475 | 0 | 87.1475 | 52.8514 | 2 | 8.4736 | 10 | 13.8225 | 0 | 13.8225 | 0 | 0 | 0 | 0 | 0 | 0 | 0 | 0 | 0 | 0 | 64.8514 | 0 | 2.6144 | 40.1486 | 0 | 0 | 0
3823 | 87.8668 | 0 | 87.8668 | 43.078 | 2 | 7.1966 | 10 | 13.4483 | 12.1439 | 13.4483 | 12.1439 | 0 | 0 | 0 | 0 | 0 | 0 | 0 | 0 | 0 | 55.078 | 0 | 2.636 | 49.922 | 0 | 0 | -1.4211e-14
3824 | 88.198 | 0 | 88.198 | 42.9 | 2 | 2.3838 | 4 | 13.2256 | 23.6886 | 13.2256 | 23.6886 | 0 | 0 | 0 | 0 | 0 | 0 | 0 | 0 | 0 | 48.9 | 0 | 2.6459 | 59.6427 | 0 | 0 | 0
3825 | 86.6003 | 0 | 86.6003 | 42.9 | 2 | 7.1054e-15 | 4 | 14.8584 | 36.5633 | 14.8584 | 36.5633 | 0 | 0 | 12 | 0 | 1.7214 | 0 | 13.7214 | 0 | 12.3871 | 48.9 | 0 | 2.598 | 60.1653 | 0 | 0 | 0
3826 | 85.3066 | 0 | 85.3066 | 42.9 | 2 | 7.1054e-15 | 4 | 13.0441 | 40.9656 | 13.0441 | 40.9656 | 0 | 0 | 12 | 0 | 5.6031 | 0 | 17.6031 | 0 | 28.3529 | 48.9 | 0 | 2.5592 | 59.7167 | 0 | 0 | 0
3827 | 86.6164 | 0 | 86.6164 | 42.9 | 2 | 1.4211e-14 | 4 | 12.6366 | 50.017 | 12.6366 | 47.0798 | 0 | 2.9373 | 12 | 0 | 10 | 0 | 22 | 0 | 48.3724 | 48.9 | 0 | 2.5985 | 58.8692 | 0 | 0 | 0
3828 | 86.348 | 0 | 86.348 | 42.9 | 2 | 7.1054e-15 | 4 | 12.1964 | 52.6046 | 12.1964 | 41.6201 | 0 | 10.9845 | 12 | 0 | 4.3685 | 0 | 16.3685 | 0 | 63.2 | 48.9 | 0 | 2.5904 | 58.59 | 0 | 3.5527e-15 | 0
3829 | 83.4297 | 0 | 83.4297 | 42.9 | 2 | 0 | 4 | 11.2332 | 43.5267 | 11.2332 | 28.6299 | 0 | 14.8968 | 5.3333 | 0 | 0 | 0 | 5.3333 | 0 | 68 | 48.9 | 0 | 2.5029 | 69.4131 | 0 | 1.2434e-14 | 0
3830 | 81.4216 | 0 | 81.4216 | 42.9 | 2 | 0 | 4 | 14.7831 | 39.7909 | 14.7831 | 17.7385 | 0 | 22.0524 | 0 | 0 | 0 | 0 | 0 | 0 | 68 | 48.9 | 0 | 2.4426 | 81.2026 | 0 | 0 | 0
3831 | 81.3781 | 0 | 81.3781 | 42.9 | 2 | 0 | 4 | 13.4726 | 32.5056 | 13.4726 | 19.0056 | 0 | 13.5 | 0 | 0 | 0 | 0 | 0 | 0 | 68 | 48.9 | 0 | 2.4413 | 82.1909 | 0 | 0 | 0
3832 | 87.4908 | 0 | 87.4908 | 42.9 | 2 | 0.04962 | 4 | 15.3803 | 23.1609 | 15.3803 | 23.1609 | 0 | 0 | 0 | 0 | 0 | 0 | 0 | 0 | 68 | 48.9 | 0 | 2.6247 | 83.7071 | 0 | 0 | 0
3833 | 92.3013 | 0 | 92.3013 | 43.2058 | 2 | 7.6972 | 10 | 13.5346 | 12.1602 | 13.5346 | 12.1602 | 0 | 0 | 0 | 3.7035 | 0 | 0 | 0 | 3.7035 | 63.885 | 55.2058 | 0 | 2.769 | 68.0907 | 0 | 0 | 0
3834 | 96.1075 | 0 | 96.1075 | 42.9 | 2 | 9.4405 | 8.6481 | 14.4153 | 5.0775e-15 | 14.4153 | 5.0775e-15 | 0 | 0 | 0 | 12 | 0 | 6.7036 | 0 | 18.7036 | 43.2806 | 53.5481 | 0 | 2.8832 | 54.7483 | 0 | 0 | 0
3835 | 99.2494 | 0 | 99.2494 | 42.9 | 2 | 9.7019 | 8.4847 | 15.2956 | 0 | 15.2956 | 0 | 0 | 0 | 0 | 12 | 0 | 8.8673 | 0 | 20.8673 | 20.3293 | 53.3847 | 0 | 2.9775 | 52.748 | 0 | 0 | 0
3836 | 106.3991 | 0 | 106.3991 | 53.7986 | 2 | 10.54 | 10 | 15.1923 | 0 | 15.1923 | 0 | 0 | 0 | 0 | 12 | 0 | 2.8682 | 0 | 14.8682 | 3.885 | 65.7986 | 0 | 3.192 | 39.2014 | 0 | 0 | 0
3837 | 99.2888 | 0 | 99.2888 | 55 | 7.296 | 9.9031 | 10 | 13.5932 | 0 | 13.5932 | 0 | 0 | 0 | 0 | 3.4965 | 0 | 0 | 0 | 3.4965 | 0 | 72.296 | 0 | 2.9787 | 32.704 | 0 | 0 | 0
3838 | 98.576 | 0 | 98.576 | 55 | 8.9738 | 9.6655 | 10 | 14.9367 | 0 | 14.9367 | 0 | 0 | 0 | 0 | 0 | 0 | 0 | 0 | 0 | 0 | 73.9738 | 0 | 2.9573 | 31.0262 | 0 | 0 | 0
3839 | 91.0268 | 0 | 91.0268 | 54.2838 | 2 | 8.6607 | 10 | 16.0822 | 0 | 16.0822 | 0 | 0 | 0 | 0 | 0 | 0 | 0 | 0 | 0 | 0 | 66.2838 | 0 | 2.7308 | 38.7162 | 0 | 0 | 0
3840 | 82.8041 | 0 | 82.8041 | 50.2497 | 2 | 8.1336 | 10 | 12.4207 | 0 | 12.4207 | 0 | 0 | 0 | 0 | 0 | 0 | 0 | 0 | 0 | 0 | 62.2497 | 0 | 2.4841 | 42.7503 | 0 | 0 | 0
3841 | 83.8116 | 0 | 83.8116 | 50.6589 | 2 | 8.1871 | 10 | 12.9656 | 0 | 12.9656 | 0 | 0 | 0 | 0 | 0 | 0 | 0 | 0 | 0 | 0 | 62.6589 | 0 | 2.5143 | 42.3411 | 0 | 0 | 0
3842 | 84.1487 | 0 | 84.1487 | 50.2983 | 2 | 8.14 | 10 | 13.7104 | 0 | 13.7104 | 0 | 0 | 0 | 0 | 0 | 0 | 0 | 0 | 0 | 0 | 62.2983 | 0 | 2.5245 | 42.7017 | 0 | 0 | 0
3843 | 84.6518 | 0 | 84.6518 | 51.4619 | 2 | 8.292 | 10 | 12.8979 | 0 | 12.8979 | 0 | 0 | 0 | 0 | 0 | 0 | 0 | 0 | 0 | 0 | 63.4619 | 0 | 2.5396 | 41.5381 | 0 | 0 | 0
3844 | 87.4679 | 0 | 87.4679 | 54.0868 | 2 | 8.635 | 10 | 12.746 | 0 | 12.746 | 0 | 0 | 0 | 0 | 0 | 0 | 0 | 0 | 0 | 0 | 66.0868 | 0 | 2.624 | 38.9132 | 0 | 0 | 0
3845 | 88.3855 | 0 | 88.3855 | 55 | 3.5036 | 8.9508 | 10 | 10.9311 | 0 | 10.9311 | 0 | 0 | 0 | 0 | 0 | 0 | 0 | 0 | 0 | 0 | 68.5036 | 0 | 2.6516 | 36.4964 | 0 | 0 | 0
3846 | 89.5462 | 0 | 89.5462 | 55 | 5.2549 | 9.1796 | 10 | 10.1117 | 0 | 10.1117 | 0 | 0 | 0 | 0 | 0 | 0 | 0 | 0 | 0 | 0 | 70.2549 | 0 | 2.6864 | 34.7451 | 0 | 0 | 0
3847 | 86.7397 | 0 | 86.7397 | 44.138 | 2 | 7.3351 | 10 | 11.6412 | 11.6254 | 11.6412 | 11.6254 | 0 | 0 | 0 | 0 | 0 | 0 | 0 | 0 | 0 | 56.138 | 0 | 2.6022 | 48.862 | 0 | 0 | 0
3848 | 86.997 | 0 | 86.997 | 42.9 | 2 | 6.6215 | 5.7766 | 9.7265 | 19.9724 | 9.7265 | 19.9724 | 0 | 0 | 0 | 0 | 0 | 0 | 0 | 0 | 0 | 50.6766 | 0 | 2.6099 | 54.3234 | 0 | 0 | 0
3849 | 84.9077 | 0 | 84.9077 | 42.9 | 2 | 0 | 4 | 9.8655 | 30.7711 | 9.8655 | 30.7711 | 0 | 0 | 4.6289 | 0 | 0 | 0 | 4.6289 | 0 | 4.166 | 48.9 | 0 | 2.5472 | 61.2161 | 0 | 0 | 0
3850 | 87.1934 | 0 | 87.1934 | 42.9 | 2 | 0 | 4 | 9.917 | 39.0825 | 9.917 | 39.0825 | 0 | 0 | 10.7062 | 0 | 0 | 0 | 10.7062 | 0 | 13.8016 | 48.9 | 0 | 2.6158 | 60.5138 | 0 | 0 | 0
3851 | 84.1283 | 0 | 84.1283 | 42.9 | 2 | 0 | 4 | 10.0184 | 44.5347 | 10.0184 | 44.5347 | 0 | 0 | 12 | 0 | 7.3248 | 0 | 19.3248 | 0 | 31.3547 | 48.9 | 0 | 2.5238 | 59.5178 | 0 | 0 | 0
3852 | 86.5126 | 0 | 86.5126 | 42.9 | 2 | 7.1054e-15 | 4 | 10.6326 | 41.8251 | 10.6326 | 41.8251 | 0 | 0 | 12 | 0 | 2.8452 | 0 | 14.8452 | 0 | 44.7778 | 48.9 | 0 | 2.5954 | 60.0354 | 0 | 1.4211e-14 | 0
3853 | 83.1659 | 0 | 83.1659 | 42.9 | 2 | 0 | 4 | 9.0696 | 40.3799 | 9.0696 | 40.3799 | 0 | 0 | 12 | 0 | 3.1837 | 0 | 15.1837 | 0 | 58.513 | 48.9 | 0 | 2.495 | 59.9963 | 0 | 0 | 0
3854 | 81.9399 | 0 | 81.9399 | 42.9 | 2 | 0 | 4 | 10.8333 | 38.0984 | 10.8333 | 32.5442 | 0 | 5.5541 | 1.9983 | 0 | 8.3394 | 0 | 10.3377 | 0 | 68 | 48.9 | 0 | 2.4582 | 59.9145 | 0 | 0 | -3.5527e-15
3855 | 80.6885 | 0 | 80.6885 | 42.9 | 2 | 0 | 4 | 11.2005 | 33.4597 | 11.2005 | 20.5879 | 0 | 12.8718 | 0 | 0 | 0 | 0 | 0 | 0 | 68 | 48.9 | 0 | 2.4207 | 82.2635 | 0 | 0 | 0
3856 | 88.3905 | 0 | 88.3905 | 42.9 | 2 | 6.6195 | 5.7612 | 8.7148 | 22.395 | 8.7148 | 22.395 | 0 | 0 | 0 | 0 | 0 | 0 | 0 | 0 | 68 | 50.6612 | 0 | 2.6517 | 76.3388 | 0 | 0 | 0
3857 | 92.7592 | 0 | 92.7592 | 45.5974 | 2 | 7.9349 | 10 | 12.6126 | 11.4832 | 12.6126 | 11.4832 | 0 | 0 | 0 | 3.1311 | 0 | 0 | 0 | 3.1311 | 64.521 | 57.5974 | 0 | 2.7828 | 66.2715 | 0 | 0 | 0
3858 | 95.6792 | 0 | 95.6792 | 44.0278 | 2 | 9.7121 | 10 | 11.6372 | 5.351e-15 | 11.6372 | 5.351e-15 | 0 | 0 | 0 | 12 | 0 | 6.3021 | 0 | 18.3021 | 44.3521 | 56.0278 | 0 | 2.8704 | 52.6701 | 0 | 0 | 0
3859 | 99.8515 | 0 | 99.8515 | 43.8467 | 2 | 10.1451 | 10 | 12.0619 | 0 | 12.0619 | 0 | 0 | 0 | 0 | 12 | 0 | 9.7978 | 0 | 21.7978 | 20.3916 | 55.8467 | 0 | 2.9955 | 49.3555 | 0 | 0 | 0
3860 | 104.3807 | 0 | 104.3807 | 54.2715 | 2 | 10.5327 | 10 | 13.2374 | 0 | 13.2374 | 0 | 0 | 0 | 0 | 12 | 0 | 2.3392 | 0 | 14.3392 | 4.521 | 66.2715 | 0 | 3.1314 | 38.7285 | 0 | 0 | 0
3861 | 101.2178 | 0 | 101.2178 | 55 | 8.1433 | 10.0887 | 10 | 13.917 | 0 | 13.917 | 0 | 0 | 0 | 0 | 4.0689 | 0 | 0 | 0 | 4.0689 | 0 | 73.1433 | 0 | 3.0365 | 31.8567 | 0 | 0 | 0
3862 | 94.877 | 0 | 94.877 | 55 | 7.6 | 9.486 | 10 | 12.791 | 0 | 12.791 | 0 | 0 | 0 | 0 | 0 | 0 | 0 | 0 | 0 | 0 | 72.6 | 0 | 2.8463 | 32.4 | 0 | 0 | 0
3863 | 92.0946 | 0 | 92.0946 | 55 | 4.0695 | 9.0247 | 10 | 14.0004 | 0 | 14.0004 | 0 | 0 | 0 | 0 | 0 | 0 | 0 | 0 | 0 | 0 | 69.0695 | 0 | 2.7628 | 35.9305 | 0 | 0 | 0
3864 | 89.2929 | 0 | 89.2929 | 54.7922 | 2 | 8.7272 | 10 | 13.7736 | 0 | 13.7736 | 0 | 0 | 0 | 0 | 0 | 0 | 0 | 0 | 0 | 0 | 66.7922 | 0 | 2.6788 | 38.2078 | 0 | 0 | 0
3865 | 88.9449 | 0 | 88.9449 | 55 | 2.8684 | 8.8678 | 10 | 12.2087 | 0 | 12.2087 | 0 | 0 | 0 | 0 | 0 | 0 | 0 | 0 | 0 | 0 | 67.8684 | 0 | 2.6683 | 37.1316 | 0 | 1.4211e-14 | 0
3866 | 90.7786 | 0 | 90.7786 | 55 | 3.9373 | 9.0074 | 10 | 12.8338 | 0 | 12.8338 | 0 | 0 | 0 | 0 | 0 | 0 | 0 | 0 | 0 | 0 | 68.9373 | 0 | 2.7234 | 36.0627 | 0 | 0 | 0
3867 | 92.6692 | 0 | 92.6692 | 55 | 6.0809 | 9.2875 | 10 | 12.3008 | 0 | 12.3008 | 0 | 0 | 0 | 0 | 0 | 0 | 0 | 0 | 0 | 0 | 71.0809 | 0 | 2.7801 | 33.9191 | 0 | 0 | 0
3868 | 91.6403 | 0 | 91.6403 | 55 | 6.0155 | 9.279 | 10 | 11.3459 | 0 | 11.3459 | 0 | 0 | 0 | 0 | 0 | 0 | 0 | 0 | 0 | 0 | 71.0155 | 0 | 2.7492 | 33.9845 | 0 | 0 | 0
3869 | 89.5148 | 0 | 89.5148 | 55 | 4.1016 | 9.0289 | 10 | 11.3843 | 0 | 11.3843 | 0 | 0 | 0 | 0 | 0 | 0 | 0 | 0 | 0 | 0 | 69.1016 | 0 | 2.6854 | 35.8984 | 0 | 0 | 0
3870 | 90.5149 | 0 | 90.5149 | 55 | 6.0378 | 9.2819 | 10 | 10.1952 | 0 | 10.1952 | 0 | 0 | 0 | 0 | 0 | 0 | 0 | 0 | 0 | 0 | 71.0378 | 0 | 2.7154 | 33.9622 | 0 | 0 | 0
3871 | 91.9288 | 0 | 91.9288 | 51.286 | 2 | 8.269 | 10 | 8.9714 | 11.4023 | 8.9714 | 11.4023 | 0 | 0 | 0 | 0 | 0 | 0 | 0 | 0 | 0 | 63.286 | 0 | 2.7579 | 41.714 | 0 | 0 | 0
3872 | 88.819 | 0 | 88.819 | 42.9 | 2 | 6.0862 | 4 | 9.9986 | 23.8342 | 9.9986 | 23.8342 | 0 | 0 | 0 | 0 | 0 | 0 | 0 | 0 | 0 | 48.9 | 0 | 2.6646 | 56.3681 | 0 | 0 | 0
3873 | 92.1787 | 0 | 92.1787 | 42.9 | 2 | 0 | 4 | 10.5631 | 33.0073 | 10.5631 | 33.0073 | 0 | 0 | 0.29176 | 0 | 0 | 0 | 0.29176 | 0 | 0.26258 | 48.9 | 0 | 2.7654 | 61.7173 | 0 | 0 | 0
3874 | 89.1712 | 0 | 89.1712 | 42.9 | 2 | 0 | 4 | 9.082 | 40.1087 | 9.082 | 40.1087 | 0 | 0 | 8.9195 | 0 | 0 | 0 | 8.9195 | 0 | 8.2902 | 48.9 | 0 | 2.6751 | 60.7202 | 0 | 0 | 0
3875 | 88.2989 | 0 | 88.2989 | 42.9 | 2 | 0 | 4 | 10.0666 | 42.5338 | 10.0666 | 42.5338 | 0 | 0 | 12 | 0 | 1.2015 | 0 | 13.2015 | 0 | 20.1979 | 48.9 | 0 | 2.649 | 60.2254 | 0 | 0 | 0
3876 | 89.1993 | 0 | 89.1993 | 42.9 | 2 | 1.4211e-14 | 4 | 8.176 | 51.3606 | 8.176 | 51.3606 | 0 | 0 | 12 | 0 | 7.2373 | 0 | 19.2373 | 0 | 37.6704 | 48.9 | 0 | 2.676 | 59.5279 | 0 | 0 | 0
3877 | 88.8053 | 0 | 88.8053 | 42.9 | 2 | 0 | 4 | 11.0722 | 51.8885 | 11.0722 | 50.8332 | 0 | 1.0553 | 12 | 0 | 10 | 0 | 22 | 0 | 57.6899 | 48.9 | 0 | 2.6642 | 59.0867 | 0 | 0 | 0
3878 | 86.1971 | 0 | 86.1971 | 42.9 | 2 | 0 | 4 | 10.2365 | 42.7078 | 10.2365 | 38.4368 | 0 | 4.271 | 8.122 | 0 | 3.2542 | 0 | 11.3762 | 0 | 68 | 48.9 | 0 | 2.5859 | 59.9427 | 0 | 1.7764e-15 | 0
3879 | 86.3896 | 0 | 86.3896 | 42.9 | 2 | 0 | 4 | 10.3079 | 28.0602 | 10.3079 | 27.1817 | 0 | 0.87852 | 0 | 0 | 0 | 0 | 0 | 0 | 68 | 48.9 | 0 | 2.5917 | 83.6495 | 0 | 0 | 0
3880 | 89.647 | 0 | 89.647 | 42.9 | 2 | 6.556 | 5.2758 | 9.801 | 23.1141 | 9.801 | 23.1141 | 0 | 0 | 0 | 0 | 0 | 0 | 0 | 0 | 68 | 50.1758 | 0 | 2.6894 | 76.8242 | 0 | 0 | 0
3881 | 94.248 | 0 | 94.248 | 46.9488 | 2 | 8.5106 | 10 | 9.7467 | 10.8558 | 9.7467 | 10.8558 | 0 | 0 | 0 | 6.186 | 0 | 0 | 0 | 6.186 | 61.1266 | 58.9488 | 0 | 2.8274 | 61.8652 | 0 | 0 | 0
3882 | 100.0955 | 0 | 100.0955 | 45.6786 | 2 | 10.4109 | 10 | 10.006 | 5.487e-15 | 10.006 | 5.487e-15 | 0 | 0 | 0 | 12 | 0 | 10 | 0 | 22 | 36.9468 | 57.6786 | 0 | 3.0029 | 47.3214 | 0 | 0 | 0
3883 | 103.0599 | 0 | 103.0599 | 48.7887 | 2 | 10.6133 | 10 | 11.2187 | 0 | 11.2187 | 0 | 0 | 0 | 0 | 12 | 0 | 8.4391 | 0 | 20.4391 | 14.46 | 60.7887 | 0 | 3.0918 | 44.2113 | 0 | 0 | -1.4211e-14
3884 | 107.5041 | 0 | 107.5041 | 55 | 7.0066 | 10.9764 | 10 | 12.521 | 0 | 12.521 | 0 | 0 | 0 | 0 | 12 | 0 | 0 | 0 | 12 | 1.1266 | 72.0066 | 0 | 3.2251 | 32.9934 | 0 | 0 | 0
3885 | 105.3818 | 0 | 105.3818 | 55 | 17.5649 | 10.9205 | 10 | 10.8824 | 0 | 10.8824 | 0 | 0 | 0 | 0 | 1.014 | 0 | 0 | 0 | 1.014 | 0 | 82.5649 | 0 | 3.1615 | 22.4351 | 0 | 0 | 0
3886 | 101.7099 | 0 | 101.7099 | 55 | 14.5043 | 10.3881 | 10 | 11.8175 | 0 | 11.8175 | 0 | 0 | 0 | 0 | 0 | 0 | 0 | 0 | 0 | 0 | 79.5043 | 0 | 3.0513 | 25.4957 | 0 | 0 | 0
3887 | 95.4174 | 0 | 95.4174 | 55 | 8.257 | 9.5719 | 10 | 12.5885 | 0 | 12.5885 | 0 | 0 | 0 | 0 | 0 | 0 | 0 | 0 | 0 | 0 | 73.257 | 0 | 2.8625 | 31.743 | 0 | 0 | 0
3888 | 90.0459 | 0 | 90.0459 | 55 | 2.7591 | 8.8535 | 10 | 13.4333 | 0 | 13.4333 | 0 | 0 | 0 | 0 | 0 | 0 | 0 | 0 | 0 | 0 | 67.7591 | 0 | 2.7014 | 37.2409 | 0 | 0 | 0
3889 | 90.6396 | 0 | 90.6396 | 55 | 2.0364 | 8.7591 | 10 | 14.8442 | 0 | 14.8442 | 0 | 0 | 0 | 0 | 0 | 0 | 0 | 0 | 0 | 0 | 67.0364 | 0 | 2.7192 | 37.9636 | 0 | 0 | 0
3890 | 89.2998 | 0 | 89.2998 | 54.9958 | 2 | 8.7538 | 10 | 13.5502 | 0 | 13.5502 | 0 | 0 | 0 | 0 | 0 | 0 | 0 | 0 | 0 | 0 | 66.9958 | 0 | 2.679 | 38.0042 | 0 | 0 | 0
3891 | 90.3576 | 0 | 90.3576 | 55 | 2.8836 | 8.8698 | 10 | 13.6042 | 0 | 13.6042 | 0 | 0 | 0 | 0 | 0 | 0 | 0 | 0 | 0 | 0 | 67.8836 | 0 | 2.7107 | 37.1164 | 0 | 0 | -1.4211e-14
3892 | 90.4922 | 0 | 90.4922 | 55 | 2.3535 | 8.8005 | 10 | 14.3383 | 0 | 14.3383 | 0 | 0 | 0 | 0 | 0 | 0 | 0 | 0 | 0 | 0 | 67.3535 | 0 | 2.7148 | 37.6465 | 0 | 1.4211e-14 | 0
3893 | 92.7138 | 0 | 92.7138 | 55 | 6.7093 | 9.3696 | 10 | 11.6349 | 0 | 11.6349 | 0 | 0 | 0 | 0 | 0 | 0 | 0 | 0 | 0 | 0 | 71.7093 | 0 | 2.7814 | 33.2907 | 0 | 0 | 0
3894 | 93.6435 | 0 | 93.6435 | 55 | 8.6355 | 9.6213 | 10 | 10.3866 | 0 | 10.3866 | 0 | 0 | 0 | 0 | 0 | 0 | 0 | 0 | 0 | 0 | 73.6355 | 0 | 2.8093 | 31.3645 | 0 | 0 | 0
3895 | 94.3375 | 0 | 94.3375 | 51.2603 | 2 | 8.2657 | 10 | 11.7175 | 11.094 | 11.7175 | 11.094 | 0 | 0 | 0 | 0 | 0 | 0 | 0 | 0 | 0 | 63.2603 | 0 | 2.8301 | 41.7397 | 0 | 0 | 0
3896 | 91.964 | 0 | 91.964 | 42.9 | 2 | 6.6328 | 5.863 | 10.0329 | 24.5353 | 10.0329 | 24.5353 | 0 | 0 | 0 | 0 | 0 | 0 | 0 | 0 | 0 | 50.763 | 0 | 2.7589 | 54.237 | 0 | 0 | 0
3897 | 90.5358 | 0 | 90.5358 | 42.9 | 2 | 2.2717 | 4 | 11.0469 | 28.3171 | 11.0469 | 28.3171 | 0 | 0 | 0 | 0 | 0 | 0 | 0 | 0 | 0 | 48.9 | 0 | 2.7161 | 59.7418 | 0 | 0 | 0
3898 | 89.7576 | 0 | 89.7576 | 42.9 | 2 | 0 | 4 | 10.4683 | 40.6339 | 10.4683 | 40.6339 | 0 | 0 | 10.2446 | 0 | 0 | 0 | 10.2446 | 0 | 9.2202 | 48.9 | 0 | 2.6927 | 60.5671 | 0 | 0 | 0
3899 | 89.1211 | 0 | 89.1211 | 42.9 | 2 | 7.1054e-15 | 4 | 10.8491 | 44.7371 | 10.8491 | 44.7371 | 0 | 0 | 12 | 0 | 3.3652 | 0 | 15.3652 | 0 | 23.1227 | 48.9 | 0 | 2.6736 | 59.9754 | 0 | 0 | 0
3900 | 88.4088 | 0 | 88.4088 | 42.9 | 2 | 0 | 4 | 11.144 | 46.0061 | 11.144 | 46.0061 | 0 | 0 | 12 | 0 | 5.6413 | 0 | 17.6413 | 0 | 39.1237 | 48.9 | 0 | 2.6523 | 59.7123 | 0 | 0 | 0
3901 | 89.8126 | 0 | 89.8126 | 42.9 | 2 | 0 | 4 | 10.725 | 45.0263 | 10.725 | 45.0263 | 0 | 0 | 12 | 0 | 2.8386 | 0 | 14.8386 | 0 | 52.5408 | 48.9 | 0 | 2.6944 | 60.0362 | 0 | 0 | 0
3902 | 90.3852 | 0 | 90.3852 | 42.9 | 2 | 0 | 4 | 11.8204 | 40.0884 | 11.8204 | 40.0884 | 0 | 0 | 7.0887 | 0 | 3.3348 | 0 | 10.4235 | 0 | 61.9952 | 48.9 | 0 | 2.7116 | 60.5464 | 0 | 0 | 0
3903 | 86.6275 | 0 | 86.6275 | 42.9 | 2 | 7.1054e-15 | 4 | 11.4394 | 33.3258 | 11.4394 | 32.8012 | 0 | 0.52458 | 0 | 0 | 6.5132 | 0 | 6.5132 | 0 | 68 | 48.9 | 0 | 2.5988 | 72.9377 | 0 | 1.7764e-15 | 0
3904 | 92.9639 | 0 | 92.9639 | 42.9 | 2 | 6.6913 | 6.3113 | 11.9393 | 23.1221 | 11.9393 | 23.1221 | 0 | 0 | 0 | 0 | 0 | 0 | 0 | 0 | 68 | 51.2113 | 0 | 2.7889 | 75.7887 | 0 | 0 | 0
3905 | 94.7022 | 0 | 94.7022 | 47.4527 | 2 | 8.0671 | 10 | 12.0315 | 12.8632 | 12.0315 | 12.8632 | 0 | 0 | 0 | 2.2878 | 0 | 0 | 0 | 2.2878 | 65.458 | 59.4527 | 0 | 2.8411 | 65.2596 | 0 | 0 | 0
3906 | 99.7655 | 0 | 99.7655 | 45.4926 | 2 | 10.1141 | 10 | 12.244 | 5.7699e-15 | 12.244 | 5.7699e-15 | 0 | 0 | 0 | 12 | 0 | 7.9146 | 0 | 19.9146 | 43.54 | 57.4926 | 0 | 2.993 | 49.5927 | 0 | 0 | 0
3907 | 106.2515 | 0 | 106.2515 | 47.6705 | 2 | 10.6712 | 10 | 13.9098 | 0 | 13.9098 | 0 | 0 | 0 | 0 | 12 | 0 | 10 | 0 | 22 | 19.3602 | 59.6705 | 0 | 3.1875 | 45.3295 | 0 | 0 | 0
3908 | 111.5173 | 0 | 111.5173 | 55 | 9.825 | 11.4132 | 10 | 12.7547 | 0 | 12.7547 | 0 | 0 | 0 | 0 | 12 | 0 | 0.52444 | 0 | 12.5244 | 5.458 | 74.825 | 0 | 3.3455 | 30.175 | 0 | 1.4211e-14 | 0
3909 | 104.8472 | 0 | 104.8472 | 55 | 9.9439 | 10.4341 | 10 | 14.557 | 0 | 14.557 | 0 | 0 | 0 | 0 | 4.9122 | 0 | 0 | 0 | 4.9122 | 0 | 74.9439 | 0 | 3.1454 | 30.0561 | 0 | 0 | 0
3910 | 101.9813 | 0 | 101.9813 | 55 | 13.2232 | 10.2208 | 10 | 13.5374 | 0 | 13.5374 | 0 | 0 | 0 | 0 | 0 | 0 | 0 | 0 | 0 | 0 | 78.2232 | 0 | 3.0594 | 26.7768 | 0 | 0 | 0
3911 | 99.6003 | 0 | 99.6003 | 55 | 10.3812 | 9.8494 | 10 | 14.3697 | 0 | 14.3697 | 0 | 0 | 0 | 0 | 0 | 0 | 0 | 0 | 0 | 0 | 75.3812 | 0 | 2.988 | 29.6188 | 0 | 0 | 0
3912 | 88.421 | 0 | 88.421 | 54.7507 | 2 | 8.7217 | 10 | 12.9485 | 0 | 12.9485 | 0 | 0 | 0 | 0 | 0 | 0 | 0 | 0 | 0 | 0 | 66.7507 | 0 | 2.6526 | 38.2493 | 0 | 0 | 0
3913 | 88.3423 | 0 | 88.3423 | 54.0601 | 2 | 8.6315 | 10 | 13.6508 | 0 | 13.6508 | 0 | 0 | 0 | 0 | 0 | 0 | 0 | 0 | 0 | 0 | 66.0601 | 0 | 2.6503 | 38.9399 | 0 | 0 | 0
3914 | 89.8757 | 0 | 89.8757 | 55 | 3.1632 | 8.9063 | 10 | 12.8062 | 0 | 12.8062 | 0 | 0 | 0 | 0 | 0 | 0 | 0 | 0 | 0 | 0 | 68.1632 | 0 | 2.6963 | 36.8368 | 0 | 0 | 0
3915 | 89.6781 | 0 | 89.6781 | 55 | 4.1879 | 9.0402 | 10 | 11.45 | 0 | 11.45 | 0 | 0 | 0 | 0 | 0 | 0 | 0 | 0 | 0 | 0 | 69.1879 | 0 | 2.6903 | 35.8121 | 0 | 0 | 0
3916 | 91.468 | 0 | 91.468 | 55 | 4.9671 | 9.142 | 10 | 12.3589 | 0 | 12.3589 | 0 | 0 | 0 | 0 | 0 | 0 | 0 | 0 | 0 | 0 | 69.9671 | 0 | 2.744 | 35.0329 | 0 | 0 | 0
3917 | 88.9119 | 0 | 88.9119 | 55 | 2.2729 | 8.79 | 10 | 12.849 | 0 | 12.849 | 0 | 0 | 0 | 0 | 0 | 0 | 0 | 0 | 0 | 0 | 67.2729 | 0 | 2.6674 | 37.7271 | 0 | 0 | 0
3918 | 88.4919 | 0 | 88.4919 | 55 | 2.3629 | 8.8017 | 10 | 12.3272 | 0 | 12.3272 | 0 | 0 | 0 | 0 | 0 | 0 | 0 | 0 | 0 | 0 | 67.3629 | 0 | 2.6548 | 37.6371 | 0 | 0 | 0
3919 | 90.8792 | 0 | 90.8792 | 48.1424 | 2 | 7.8583 | 10 | 12.5494 | 10.3291 | 12.5494 | 10.3291 | 0 | 0 | 0 | 0 | 0 | 0 | 0 | 0 | 0 | 60.1424 | 0 | 2.7264 | 44.8576 | 0 | 0 | 0
3920 | 87.7899 | 0 | 87.7899 | 42.9 | 2 | 6.4055 | 4.1237 | 11.1938 | 21.1669 | 11.1938 | 21.1669 | 0 | 0 | 0 | 0 | 0 | 0 | 0 | 0 | 0 | 49.0237 | 0 | 2.6337 | 55.9763 | 0 | 0 | 0
3921 | 87.5401 | 0 | 87.5401 | 42.9 | 2 | 1.4211e-14 | 4 | 9.1609 | 29.9242 | 9.1609 | 29.9242 | 0 | 0 | 0.445 | 0 | 0 | 0 | 0.445 | 0 | 0.4005 | 48.9 | 0 | 2.6262 | 61.6996 | 0 | 0 | 0
3922 | 87.5747 | 0 | 87.5747 | 42.9 | 2 | 0 | 4 | 9.0879 | 34.9451 | 9.0879 | 34.9451 | 0 | 0 | 5.3582 | 0 | 0 | 0 | 5.3582 | 0 | 5.2229 | 48.9 | 0 | 2.6272 | 61.1318 | 0 | 0 | 0
3923 | 86.2287 | 0 | 86.2287 | 42.9 | 2 | 7.1054e-15 | 4 | 8.9378 | 40.5181 | 8.9378 | 40.5181 | 0 | 0 | 12 | 0 | 0.1272 | 0 | 12.1272 | 0 | 16.1402 | 48.9 | 0 | 2.5869 | 60.3495 | 0 | 0 | 0
3924 | 88.9129 | 0 | 88.9129 | 42.9 | 2 | 7.1054e-15 | 4 | 8.9289 | 43.0722 | 8.9289 | 43.0722 | 0 | 0 | 11.9882 | 0 | 0 | 0 | 11.9882 | 0 | 26.9296 | 48.9 | 0 | 2.6674 | 60.4737 | 0 | 0 | 0
3925 | 86.609 | 0 | 86.609 | 42.9 | 2 | 0 | 4 | 10.3814 | 37.8967 | 10.3814 | 37.8967 | 0 | 0 | 10.569 | 0 | 0 | 0 | 10.569 | 0 | 36.4417 | 48.9 | 0 | 2.5983 | 60.6377 | 0 | 0 | 0
3926 | 84.9532 | 0 | 84.9532 | 42.9 | 2 | 1.4211e-14 | 4 | 9.3049 | 37.5155 | 9.3049 | 37.5155 | 0 | 0 | 10.7672 | 0 | 0 | 0 | 10.7672 | 0 | 46.1321 | 48.9 | 0 | 2.5486 | 60.6148 | 0 | 0 | 0
3927 | 84.2096 | 0 | 84.2096 | 42.9 | 2 | 0 | 4 | 11.1378 | 28.4438 | 11.1378 | 28.4438 | 0 | 0 | 2.2057 | 0 | 2.0664 | 0 | 4.2721 | 0 | 50.0224 | 48.9 | 0 | 2.5263 | 61.2573 | 0 | 0 | 0
3928 | 90.5707 | 0 | 90.5707 | 42.9 | 2 | 7.0579 | 9.1168 | 9.6357 | 19.8602 | 9.6357 | 19.8602 | 0 | 0 | 0 | 0 | 0 | 0 | 0 | 0 | 50.0224 | 54.0168 | 0 | 2.7171 | 64.8477 | 0 | 0 | 0
3929 | 94.3497 | 0 | 94.3497 | 45.4258 | 2 | 8.3085 | 10 | 11.413 | 11.0404 | 11.413 | 11.0404 | 0 | 0 | 0 | 6.1621 | 0 | 0 | 0 | 6.1621 | 43.1756 | 57.4258 | 0 | 2.8305 | 55.2766 | 0 | 0 | 0
3930 | 99.0034 | 0 | 99.0034 | 52.5271 | 2 | 10.2428 | 10 | 10.369 | 5.1788e-15 | 10.369 | 5.1788e-15 | 0 | 0 | 0 | 12 | 0 | 1.8645 | 0 | 13.8645 | 27.8199 | 64.5271 | 0 | 2.9701 | 40.4729 | 0 | 0 | 0
3931 | 101.7009 | 0 | 101.7009 | 55 | 2.4447 | 10.3804 | 10 | 11.8758 | 0 | 11.8758 | 0 | 0 | 0 | 0 | 12 | 0 | 0 | 0 | 12 | 14.4865 | 67.4447 | 0 | 3.051 | 37.5553 | 0 | 0 | 0
3932 | 106.8173 | 0 | 106.8173 | 55 | 8.0357 | 11.1109 | 10 | 10.6707 | 0 | 10.6707 | 0 | 0 | 0 | 0 | 12 | 0 | 0 | 0 | 12 | 1.1532 | 73.0357 | 0 | 3.2045 | 31.9643 | 0 | 0 | 0
3933 | 104.8739 | 0 | 104.8739 | 55 | 16.7304 | 10.8146 | 10 | 11.2909 | 0 | 11.2909 | 0 | 0 | 0 | 0 | 1.0379 | 0 | 0 | 0 | 1.0379 | 0 | 81.7304 | 0 | 3.1462 | 23.2696 | 0 | 0 | 0
3934 | 98.7074 | 0 | 98.7074 | 55 | 11.3062 | 9.9703 | 10 | 12.4309 | 0 | 12.4309 | 0 | 0 | 0 | 0 | 0 | 0 | 0 | 0 | 0 | 0 | 76.3062 | 0 | 2.9612 | 28.6938 | 0 | 0 | 0
3935 | 93.246 | 0 | 93.246 | 55 | 7.2603 | 9.4416 | 10 | 11.5441 | 0 | 11.5441 | 0 | 0 | 0 | 0 | 0 | 0 | 0 | 0 | 0 | 0 | 72.2603 | 0 | 2.7974 | 32.7397 | 0 | 0 | 0
3936 | 88.3539 | 0 | 88.3539 | 54.3603 | 2 | 8.6707 | 10 | 13.3229 | 0 | 13.3229 | 0 | 0 | 0 | 0 | 0 | 0 | 0 | 0 | 0 | 0 | 66.3603 | 0 | 2.6506 | 38.6397 | 0 | 0 | 0
3937 | 89.0833 | 0 | 89.0833 | 53.7593 | 2 | 8.5922 | 10 | 14.7318 | 0 | 14.7318 | 0 | 0 | 0 | 0 | 0 | 0 | 0 | 0 | 0 | 0 | 65.7593 | 0 | 2.6725 | 39.2407 | 0 | 0 | 0
3938 | 87.8179 | 0 | 87.8179 | 53.1957 | 2 | 8.5186 | 10 | 14.1036 | 0 | 14.1036 | 0 | 0 | 0 | 0 | 0 | 0 | 0 | 0 | 0 | 0 | 65.1957 | 0 | 2.6345 | 39.8043 | 0 | 0 | 0
3939 | 91.389 | 0 | 91.389 | 55 | 4.2378 | 9.0467 | 10 | 13.1045 | 0 | 13.1045 | 0 | 0 | 0 | 0 | 0 | 0 | 0 | 0 | 0 | 0 | 69.2378 | 0 | 2.7417 | 35.7622 | 0 | 0 | 0
3940 | 89.9147 | 0 | 89.9147 | 54.8496 | 2 | 8.7347 | 10 | 14.3305 | 0 | 14.3305 | 0 | 0 | 0 | 0 | 0 | 0 | 0 | 0 | 0 | 0 | 66.8496 | 0 | 2.6974 | 38.1504 | 0 | 0 | 0
3941 | 91.6287 | 0 | 91.6287 | 55 | 4.5196 | 9.0835 | 10 | 13.0256 | 0 | 13.0256 | 0 | 0 | 0 | 0 | 0 | 0 | 0 | 0 | 0 | 0 | 69.5196 | 0 | 2.7489 | 35.4804 | 0 | 0 | 0
3942 | 92.6338 | 0 | 92.6338 | 55 | 5.7351 | 9.2424 | 10 | 12.6563 | 0 | 12.6563 | 0 | 0 | 0 | 0 | 0 | 0 | 0 | 0 | 0 | 0 | 70.7351 | 0 | 2.779 | 34.2649 | 0 | 0 | 0
3943 | 91.2822 | 0 | 91.2822 | 47.9649 | 2 | 7.8351 | 10 | 12.8961 | 10.586 | 12.8961 | 10.586 | 0 | 0 | 0 | 0 | 0 | 0 | 0 | 0 | 0 | 59.9649 | 0 | 2.7385 | 45.0351 | 0 | 0 | 0
3944 | 91.6707 | 0 | 91.6707 | 42.9 | 2 | 6.7544 | 6.7936 | 10.7963 | 22.4263 | 10.7963 | 22.4263 | 0 | 0 | 0 | 0 | 0 | 0 | 0 | 0 | 0 | 51.6936 | 0 | 2.7501 | 53.3064 | 0 | 0 | 0
3945 | 89.7546 | 0 | 89.7546 | 42.9 | 2 | 0 | 4 | 11.6038 | 32.8559 | 11.6038 | 32.8559 | 0 | 0 | 3.6052 | 0 | 0 | 0 | 3.6052 | 0 | 3.2447 | 48.9 | 0 | 2.6926 | 61.3344 | 0 | 0 | 0
3946 | 88.797 | 0 | 88.797 | 42.9 | 2 | 0 | 4 | 10.6679 | 39.524 | 10.6679 | 39.524 | 0 | 0 | 10.2948 | 0 | 0 | 0 | 10.2948 | 0 | 12.5101 | 48.9 | 0 | 2.6639 | 60.5613 | 0 | 0 | 0
3947 | 89.3914 | 0 | 89.3914 | 42.9 | 2 | 0 | 4 | 9.9253 | 49.1724 | 9.9253 | 49.1724 | 0 | 0 | 12 | 0 | 6.6063 | 0 | 18.6063 | 0 | 29.4007 | 48.9 | 0 | 2.6817 | 59.6008 | 0 | 0 | 0
3948 | 87.9901 | 0 | 87.9901 | 42.9 | 2 | 7.1054e-15 | 4 | 11.8142 | 48.0325 | 11.8142 | 48.0325 | 0 | 0 | 12 | 0 | 8.7566 | 0 | 20.7566 | 0 | 48.274 | 48.9 | 0 | 2.6397 | 59.3523 | 0 | 0 | 0
3949 | 85.8763 | 0 | 85.8763 | 42.9 | 2 | 0 | 4 | 10.449 | 41.5701 | 10.449 | 41.5701 | 0 | 0 | 12 | 0 | 3.0428 | 0 | 15.0428 | 0 | 61.8793 | 48.9 | 0 | 2.5763 | 60.0126 | 0 | 0 | 0
3950 | 86.7463 | 0 | 86.7463 | 42.9 | 2 | 7.1054e-15 | 4 | 12.3199 | 43.236 | 12.3199 | 32.247 | 0 | 10.989 | 3.4333 | 0 | 3.2873 | 0 | 6.7206 | 0 | 68 | 48.9 | 0 | 2.6024 | 59.7044 | 0 | 5.3291e-15 | 0
3951 | 86.4906 | 0 | 86.4906 | 42.9 | 2 | 0 | 4 | 11.5915 | 31.1625 | 11.5915 | 25.9991 | 0 | 5.1634 | 0 | 0 | 0 | 0 | 0 | 0 | 68 | 48.9 | 0 | 2.5947 | 83.1543 | 0 | 0 | 0
3952 | 89.2328 | 0 | 89.2328 | 42.9 | 2 | 6.5458 | 5.1973 | 9.4091 | 23.1806 | 9.4091 | 23.1806 | 0 | 0 | 0 | 0 | 0 | 0 | 0 | 0 | 68 | 50.0973 | 0 | 2.677 | 76.9027 | 0 | 0 | 0
3953 | 96.5074 | 0 | 96.5074 | 44.2494 | 2 | 8.569 | 10 | 11.7409 | 10.6161 | 11.7409 | 10.6161 | 0 | 0 | 0 | 9.3319 | 0 | 0 | 0 | 9.3319 | 57.6312 | 56.2494 | 0 | 2.8952 | 61.4186 | 0 | 0 | 0
3954 | 97.022 | 0 | 97.022 | 42.9 | 2 | 9.6974 | 9.9806 | 13.1064 | 5.8394e-15 | 13.1064 | 5.8394e-15 | 0 | 0 | 0 | 12 | 0 | 7.3375 | 0 | 19.3375 | 36.3392 | 54.8806 | 0 | 2.9107 | 52.7819 | 0 | 0 | 0
3955 | 102.5946 | 0 | 102.5946 | 44.9375 | 2 | 10.3141 | 10 | 13.343 | 0 | 13.343 | 0 | 0 | 0 | 0 | 12 | 0 | 10 | 0 | 22 | 12.1593 | 56.9375 | 0 | 3.0778 | 48.0625 | 0 | 0 | 0
3956 | 108.0885 | 0 | 108.0885 | 55 | 9.0295 | 11.1061 | 10 | 11.9832 | 0 | 11.9832 | 0 | 0 | 0 | 0 | 9.8681 | 0 | 1.1016 | 0 | 10.9696 | 0 | 74.0295 | 0 | 3.2427 | 30.9705 | 0 | 0 | -1.4211e-14
3957 | 106.6138 | 0 | 106.6138 | 55 | 18.2954 | 10.8835 | 10 | 12.435 | 0 | 12.435 | 0 | 0 | 0 | 0 | 0 | 0 | 0 | 0 | 0 | 0 | 83.2954 | 0 | 3.1984 | 21.7046 | 0 | 0 | 0
3958 | 99.1293 | 0 | 99.1293 | 55 | 10.7948 | 9.9035 | 10 | 13.4311 | 0 | 13.4311 | 0 | 0 | 0 | 0 | 0 | 0 | 0 | 0 | 0 | 0 | 75.7948 | 0 | 2.9739 | 29.2052 | 0 | 0 | 0
3959 | 98.4269 | 0 | 98.4269 | 55 | 9.0546 | 9.6761 | 10 | 14.6961 | 0 | 14.6961 | 0 | 0 | 0 | 0 | 0 | 0 | 0 | 0 | 0 | 0 | 74.0546 | 0 | 2.9528 | 30.9454 | 0 | 0 | 0
3960 | 93.3389 | 0 | 93.3389 | 55 | 3.1497 | 8.9045 | 10 | 16.2847 | 0 | 16.2847 | 0 | 0 | 0 | 0 | 0 | 0 | 0 | 0 | 0 | 0 | 68.1497 | 0 | 2.8002 | 36.8503 | 0 | 0 | 0
3961 | 93.081 | 0 | 93.081 | 55 | 3.4096 | 8.9385 | 10 | 15.7329 | 0 | 15.7329 | 0 | 0 | 0 | 0 | 0 | 0 | 0 | 0 | 0 | 0 | 68.4096 | 0 | 2.7924 | 36.5904 | 0 | 0 | 0
3962 | 94.1423 | 0 | 94.1423 | 55 | 4.158 | 9.0363 | 10 | 15.948 | 0 | 15.948 | 0 | 0 | 0 | 0 | 0 | 0 | 0 | 0 | 0 | 0 | 69.158 | 0 | 2.8243 | 35.842 | 0 | 0 | 0
3963 | 94.9487 | 0 | 94.9487 | 55 | 6.6411 | 9.3607 | 10 | 13.947 | 0 | 13.947 | 0 | 0 | 0 | 0 | 0 | 0 | 0 | 0 | 0 | 0 | 71.6411 | 0 | 2.8485 | 33.3589 | 0 | 1.4211e-14 | 0
3964 | 92.8807 | 0 | 92.8807 | 55 | 3.6208 | 8.9661 | 10 | 15.2938 | 0 | 15.2938 | 0 | 0 | 0 | 0 | 0 | 0 | 0 | 0 | 0 | 0 | 68.6208 | 0 | 2.7864 | 36.3792 | 0 | 0 | 0
3965 | 92.4265 | 0 | 92.4265 | 55 | 4.7994 | 9.1201 | 10 | 13.507 | 0 | 13.507 | 0 | 0 | 0 | 0 | 0 | 0 | 0 | 0 | 0 | 0 | 69.7994 | 0 | 2.7728 | 35.2006 | 0 | 0 | 0
3966 | 92.3161 | 0 | 92.3161 | 55 | 4.0753 | 9.0255 | 10 | 14.2153 | 0 | 14.2153 | 0 | 0 | 0 | 0 | 0 | 0 | 0 | 0 | 0 | 0 | 69.0753 | 0 | 2.7695 | 35.9247 | 0 | 0 | 0
3967 | 95.3887 | 0 | 95.3887 | 47.6534 | 2 | 7.7944 | 10 | 12.4511 | 15.4899 | 12.4511 | 15.4899 | 0 | 0 | 0 | 0 | 0 | 0 | 0 | 0 | 0 | 59.6534 | 0 | 2.8617 | 45.3466 | 0 | 0 | 0
3968 | 94.4792 | 0 | 94.4792 | 42.9 | 2 | 4.0448 | 4 | 12.4587 | 29.0756 | 12.4587 | 29.0756 | 0 | 0 | 0 | 0 | 0 | 0 | 0 | 0 | 0 | 48.9 | 0 | 2.8344 | 58.1736 | 0 | 0 | 0
3969 | 94.6768 | 0 | 94.6768 | 42.9 | 2 | 0 | 4 | 12.3069 | 38.4197 | 12.3069 | 38.4197 | 0 | 0 | 4.9498 | 0 | 0 | 0 | 4.9498 | 0 | 4.4548 | 48.9 | 0 | 2.8403 | 61.179 | 0 | 0 | 0
3970 | 94.4365 | 0 | 94.4365 | 42.9 | 2 | 0 | 4 | 12.1932 | 48.2113 | 12.1932 | 48.2113 | 0 | 0 | 12 | 0 | 2.868 | 0 | 14.868 | 0 | 17.899 | 48.9 | 0 | 2.8331 | 60.0328 | 0 | 0 | 0
3971 | 93.2791 | 0 | 93.2791 | 42.9 | 2 | 0 | 4 | 10.0557 | 52.3591 | 10.0557 | 52.3591 | 0 | 0 | 12 | 0 | 6.0356 | 0 | 18.0356 | 0 | 34.2636 | 48.9 | 0 | 2.7984 | 59.6667 | 0 | 0 | 0
3972 | 92.0618 | 0 | 92.0618 | 42.9 | 2 | 7.1054e-15 | 4 | 11.739 | 55 | 11.739 | 53.4227 | 0 | 1.5773 | 12 | 0 | 10 | 0 | 22 | 0 | 54.2831 | 48.9 | 0 | 2.7619 | 59.0263 | 0 | 0 | 0
3973 | 89.3598 | 0 | 89.3598 | 42.9 | 2 | 7.1054e-15 | 4 | 11.5946 | 54.6681 | 11.5946 | 43.6546 | 0 | 11.0135 | 12 | 0 | 2.7894 | 0 | 14.7894 | 0 | 67.6548 | 48.9 | 0 | 2.6808 | 58.7691 | 0 | 3.5527e-15 | 0
3974 | 91.3097 | 0 | 91.3097 | 42.9 | 2 | 7.1054e-15 | 4 | 12.3694 | 50.0209 | 12.3694 | 30.4238 | 0 | 19.5971 | 0.38352 | 0 | 0 | 0 | 0.38352 | 0 | 68 | 48.9 | 0 | 2.7393 | 69.442 | 0 | 3.1641e-15 | 0
3975 | 90.8628 | 0 | 90.8628 | 42.9 | 2 | 0 | 4 | 13.2229 | 40.4241 | 13.2229 | 28.7399 | 0 | 11.6842 | 0 | 0 | 0 | 0 | 0 | 0 | 68 | 48.9 | 0 | 2.7259 | 82.4007 | 0 | 0 | 0
3976 | 95.3049 | 0 | 95.3049 | 42.9 | 2 | 6.5421 | 5.1693 | 12.9564 | 25.737 | 12.9564 | 25.737 | 0 | 0 | 0 | 0 | 0 | 0 | 0 | 0 | 68 | 50.0693 | 0 | 2.8591 | 76.9307 | 0 | 0 | 0
3977 | 97.9177 | 0 | 97.9177 | 46.2029 | 2 | 7.9024 | 10 | 13.7101 | 15.8256 | 13.7101 | 15.8256 | 0 | 0 | 0 | 2.2768 | 0 | 0 | 0 | 2.2768 | 65.4703 | 58.2029 | 0 | 2.9375 | 66.5203 | 0 | 0 | 0
3978 | 103.945 | 0 | 103.945 | 46.5978 | 2 | 10.531 | 10 | 12.8162 | 6.806e-15 | 12.8162 | 6.806e-15 | 0 | 0 | 0 | 12 | 0 | 10 | 0 | 22 | 41.2904 | 58.5978 | 0 | 3.1184 | 46.4022 | 0 | 0 | 0
3979 | 108.6145 | 0 | 108.6145 | 49.8719 | 2 | 10.7549 | 10 | 15.5487 | 0 | 15.5487 | 0 | 0 | 0 | 0 | 12 | 0 | 8.4391 | 0 | 20.4391 | 18.8036 | 61.8719 | 0 | 3.2584 | 43.1281 | 0 | 0 | -1.4211e-14
3980 | 111.9704 | 0 | 111.9704 | 55 | 10.1122 | 11.3822 | 10 | 13.4759 | 0 | 13.4759 | 0 | 0 | 0 | 0 | 12 | 0 | 0 | 0 | 12 | 5.4703 | 75.1122 | 0 | 3.3591 | 29.8878 | 0 | 1.4211e-14 | 0
3981 | 108.7064 | 0 | 108.7064 | 55 | 13.6545 | 10.9204 | 10 | 14.2083 | 0 | 14.2083 | 0 | 0 | 0 | 0 | 4.9232 | 0 | 0 | 0 | 4.9232 | 0 | 78.6545 | 0 | 3.2612 | 26.3455 | 0 | 0 | 0
3982 | 102.4234 | 0 | 102.4234 | 55 | 11.359 | 9.9772 | 10 | 16.0872 | 0 | 16.0872 | 0 | 0 | 0 | 0 | 0 | 0 | 0 | 0 | 0 | 0 | 76.359 | 0 | 3.0727 | 28.641 | 0 | 0 | 0
3983 | 98.4254 | 0 | 98.4254 | 55 | 7.9605 | 9.5331 | 10 | 15.9317 | 0 | 15.9317 | 0 | 0 | 0 | 0 | 0 | 0 | 0 | 0 | 0 | 0 | 72.9605 | 0 | 2.9528 | 32.0395 | 0 | 0 | 0
3984 | 86.7378 | 0 | 86.7378 | 52.2272 | 2 | 8.392 | 10 | 14.1186 | 0 | 14.1186 | 0 | 0 | 0 | 0 | 0 | 0 | 0 | 0 | 0 | 0 | 64.2272 | 0 | 2.6021 | 40.7728 | 0 | 0 | 0
3985 | 87.8854 | 0 | 87.8854 | 53.4772 | 2 | 8.5553 | 10 | 13.8528 | 0 | 13.8528 | 0 | 0 | 0 | 0 | 0 | 0 | 0 | 0 | 0 | 0 | 65.4772 | 0 | 2.6366 | 39.5228 | 0 | 0 | 0
3986 | 88.2906 | 0 | 88.2906 | 54.2131 | 2 | 8.6515 | 10 | 13.426 | 0 | 13.426 | 0 | 0 | 0 | 0 | 0 | 0 | 0 | 0 | 0 | 0 | 66.2131 | 0 | 2.6487 | 38.7869 | 0 | 0 | 0
3987 | 89.5349 | 0 | 89.5349 | 55 | 2.8584 | 8.8665 | 10 | 12.8101 | 0 | 12.8101 | 0 | 0 | 0 | 0 | 0 | 0 | 0 | 0 | 0 | 0 | 67.8584 | 0 | 2.686 | 37.1416 | 0 | 0 | -1.4211e-14
3988 | 90.2264 | 0 | 90.2264 | 55 | 2.6809 | 8.8433 | 10 | 13.7023 | 0 | 13.7023 | 0 | 0 | 0 | 0 | 0 | 0 | 0 | 0 | 0 | 0 | 67.6809 | 0 | 2.7068 | 37.3191 | 0 | 0 | -1.4211e-14
3989 | 90.4173 | 0 | 90.4173 | 55 | 3.4937 | 8.9495 | 10 | 12.9741 | 0 | 12.9741 | 0 | 0 | 0 | 0 | 0 | 0 | 0 | 0 | 0 | 0 | 68.4937 | 0 | 2.7125 | 36.5063 | 0 | 0 | 0
3990 | 90.8318 | 0 | 90.8318 | 55 | 4.3049 | 9.0555 | 10 | 12.4715 | 0 | 12.4715 | 0 | 0 | 0 | 0 | 0 | 0 | 0 | 0 | 0 | 0 | 69.3049 | 0 | 2.725 | 35.6951 | 0 | 0 | 0
3991 | 89.7179 | 0 | 89.7179 | 46.9857 | 2 | 7.7072 | 10 | 11.456 | 11.5691 | 11.456 | 11.5691 | 0 | 0 | 0 | 0 | 0 | 0 | 0 | 0 | 0 | 58.9857 | 0 | 2.6915 | 46.0143 | 0 | 0 | 0
3992 | 91.7994 | 0 | 91.7994 | 42.9 | 2 | 6.5404 | 5.1563 | 10.9485 | 24.2541 | 10.9485 | 24.2541 | 0 | 0 | 0 | 0 | 0 | 0 | 0 | 0 | 0 | 50.0563 | 0 | 2.754 | 54.9437 | 0 | 0 | 0
3993 | 91.9239 | 0 | 91.9239 | 42.9 | 2 | 0 | 4 | 12.0712 | 34.096 | 12.0712 | 34.096 | 0 | 0 | 3.1434 | 0 | 0 | 0 | 3.1434 | 0 | 2.829 | 48.9 | 0 | 2.7577 | 61.3877 | 0 | 0 | 0
3994 | 89.3852 | 0 | 89.3852 | 42.9 | 2 | 0 | 4 | 10.1292 | 44.9528 | 10.1292 | 44.9528 | 0 | 0 | 12 | 0 | 2.5969 | 0 | 14.5969 | 0 | 16.0232 | 48.9 | 0 | 2.6816 | 60.0641 | 0 | 0 | 0
3995 | 89.5585 | 0 | 89.5585 | 42.9 | 2 | 0 | 4 | 11.6308 | 43.1368 | 11.6308 | 43.1368 | 0 | 0 | 12 | 0 | 2.1091 | 0 | 14.1091 | 0 | 28.7677 | 48.9 | 0 | 2.6868 | 60.1205 | 0 | 0 | 0
3996 | 90.0104 | 0 | 90.0104 | 42.9 | 2 | 0 | 4 | 11.3661 | 46.1992 | 11.3661 | 46.1992 | 0 | 0 | 12 | 0 | 4.4549 | 0 | 16.4549 | 0 | 43.6749 | 48.9 | 0 | 2.7003 | 59.8494 | 0 | 0 | 0
3997 | 86.0873 | 0 | 86.0873 | 42.9 | 2 | 0 | 4 | 10.5411 | 46.948 | 10.5411 | 46.948 | 0 | 0 | 12 | 0 | 8.3018 | 0 | 20.3018 | 0 | 62.1288 | 48.9 | 0 | 2.5826 | 59.4049 | 0 | 0 | 0
3998 | 85.3199 | 0 | 85.3199 | 42.9 | 2 | 1.4211e-14 | 4 | 10.5596 | 35.4555 | 10.5596 | 32.2806 | 0 | 3.1749 | 2.19 | 0 | 4.2304 | 0 | 6.4203 | 0 | 68 | 48.9 | 0 | 2.5596 | 60.6421 | 0 | 7.1054e-15 | 0
3999 | 87.0867 | 0 | 87.0867 | 42.9 | 2 | 7.1054e-15 | 4 | 11.5953 | 28.967 | 11.5953 | 26.5915 | 0 | 2.3755 | 0 | 0 | 0 | 0 | 0 | 0 | 68 | 48.9 | 0 | 2.6126 | 83.4765 | 0 | 1.4211e-14 | 0
4000 | 89.5363 | 0 | 89.5363 | 42.9 | 2 | 6.5346 | 5.1113 | 10.0747 | 22.9157 | 10.0747 | 22.9157 | 0 | 0 | 0 | 0 | 0 | 0 | 0 | 0 | 68 | 50.0113 | 0 | 2.6861 | 76.9887 | 0 | 0 | 0
4001 | 93.8298 | 0 | 93.8298 | 45.8586 | 2 | 8.0498 | 10 | 11.9097 | 12.2624 | 11.9097 | 12.2624 | 0 | 0 | 0 | 3.7494 | 0 | 0 | 0 | 3.7494 | 63.834 | 57.8586 | 0 | 2.8149 | 65.392 | 0 | 0 | 0
4002 | 98.3734 | 0 | 98.3734 | 43.7137 | 2 | 10.1542 | 10 | 10.5055 | 5.563e-15 | 10.5055 | 5.563e-15 | 0 | 0 | 0 | 12 | 0 | 10 | 0 | 22 | 39.6542 | 55.7137 | 0 | 2.9512 | 49.2863 | 0 | 0 | 0
4003 | 104.626 | 0 | 104.626 | 49.9412 | 2 | 10.7639 | 10 | 11.4817 | 0 | 11.4817 | 0 | 0 | 0 | 0 | 12 | 0 | 8.4391 | 0 | 20.4391 | 17.1674 | 61.9412 | 0 | 3.1388 | 43.0588 | 0 | 0 | 0
4004 | 108.2431 | 0 | 108.2431 | 55 | 7.2514 | 11.0084 | 10 | 12.9833 | 0 | 12.9833 | 0 | 0 | 0 | 0 | 12 | 0 | 0 | 0 | 12 | 3.834 | 72.2514 | 0 | 3.2473 | 32.7486 | 0 | 0 | 0
4005 | 105.0397 | 0 | 105.0397 | 55 | 12.2033 | 10.5384 | 10 | 13.8474 | 0 | 13.8474 | 0 | 0 | 0 | 0 | 3.4506 | 0 | 0 | 0 | 3.4506 | 0 | 77.2033 | 0 | 3.1512 | 27.7967 | 0 | 0 | 0
4006 | 100.1709 | 0 | 100.1709 | 55 | 12.7837 | 10.1633 | 10 | 12.2239 | 0 | 12.2239 | 0 | 0 | 0 | 0 | 0 | 0 | 0 | 0 | 0 | 0 | 77.7837 | 0 | 3.0051 | 27.2163 | 0 | 0 | 0
4007 | 96.1578 | 0 | 96.1578 | 55 | 7.8589 | 9.5199 | 10 | 13.779 | 0 | 13.779 | 0 | 0 | 0 | 0 | 0 | 0 | 0 | 0 | 0 | 0 | 72.8589 | 0 | 2.8847 | 32.1411 | 0 | 0 | 0
4008 | 87.414 | 0 | 87.414 | 52.872 | 2 | 8.4763 | 10 | 14.0657 | 0 | 14.0657 | 0 | 0 | 0 | 0 | 0 | 0 | 0 | 0 | 0 | 0 | 64.872 | 0 | 2.6224 | 40.128 | 0 | 0 | 0
4009 | 90.0122 | 0 | 90.0122 | 54.9287 | 2 | 8.745 | 10 | 14.3385 | 0 | 14.3385 | 0 | 0 | 0 | 0 | 0 | 0 | 0 | 0 | 0 | 0 | 66.9287 | 0 | 2.7004 | 38.0713 | 0 | 0 | 0
4010 | 88.5499 | 0 | 88.5499 | 54.7795 | 2 | 8.7255 | 10 | 13.045 | 0 | 13.045 | 0 | 0 | 0 | 0 | 0 | 0 | 0 | 0 | 0 | 0 | 66.7795 | 0 | 2.6565 | 38.2205 | 0 | 0 | -1.4211e-14
4011 | 92.1323 | 0 | 92.1323 | 55 | 4.2571 | 9.0492 | 10 | 13.826 | 0 | 13.826 | 0 | 0 | 0 | 0 | 0 | 0 | 0 | 0 | 0 | 0 | 69.2571 | 0 | 2.764 | 35.7429 | 0 | 0 | 0
4012 | 93.6123 | 0 | 93.6123 | 55 | 5.8305 | 9.2548 | 10 | 13.527 | 0 | 13.527 | 0 | 0 | 0 | 0 | 0 | 0 | 0 | 0 | 0 | 0 | 70.8305 | 0 | 2.8084 | 34.1695 | 0 | 0 | 0
4013 | 92.9604 | 0 | 92.9604 | 55 | 6.2117 | 9.3046 | 10 | 12.4441 | 0 | 12.4441 | 0 | 0 | 0 | 0 | 0 | 0 | 0 | 0 | 0 | 0 | 71.2117 | 0 | 2.7888 | 33.7883 | 0 | 0 | 0
4014 | 93.5853 | 0 | 93.5853 | 55 | 7.1375 | 9.4256 | 10 | 12.0223 | 0 | 12.0223 | 0 | 0 | 0 | 0 | 0 | 0 | 0 | 0 | 0 | 0 | 72.1375 | 0 | 2.8076 | 32.8625 | 0 | 0 | 0
4015 | 91.6825 | 0 | 91.6825 | 45.9295 | 2 | 7.5692 | 10 | 12.2157 | 13.9681 | 12.2157 | 13.9681 | 0 | 0 | 0 | 0 | 0 | 0 | 0 | 0 | 0 | 57.9295 | 0 | 2.7505 | 47.0705 | 0 | 0 | 0
4016 | 92.0642 | 0 | 92.0642 | 42.9 | 2 | 6.683 | 6.2472 | 11.7889 | 22.4452 | 11.7889 | 22.4452 | 0 | 0 | 0 | 0 | 0 | 0 | 0 | 0 | 0 | 51.1472 | 0 | 2.7619 | 53.8528 | 0 | 0 | 0
4017 | 92.7539 | 0 | 92.7539 | 42.9 | 2 | 0 | 4 | 10.2745 | 34.9088 | 10.2745 | 34.9088 | 0 | 0 | 1.3294 | 0 | 0 | 0 | 1.3294 | 0 | 1.1964 | 48.9 | 0 | 2.7826 | 61.5974 | 0 | 0 | 0
4018 | 88.885 | 0 | 88.885 | 42.9 | 2 | 7.1054e-15 | 4 | 12.0357 | 42.684 | 12.0357 | 42.684 | 0 | 0 | 12 | 0 | 2.7346 | 0 | 14.7346 | 0 | 14.5176 | 48.9 | 0 | 2.6665 | 60.0482 | 0 | 0 | 0
4019 | 90.5821 | 0 | 90.5821 | 42.9 | 2 | 7.1054e-15 | 4 | 9.87 | 49.592 | 9.87 | 49.592 | 0 | 0 | 12 | 0 | 5.78 | 0 | 17.78 | 0 | 30.6465 | 48.9 | 0 | 2.7175 | 59.6963 | 0 | 0 | 0
4020 | 90.2059 | 0 | 90.2059 | 42.9 | 2 | 0 | 4 | 9.9438 | 50.2657 | 9.9438 | 50.2657 | 0 | 0 | 12 | 0 | 6.9037 | 0 | 18.9037 | 0 | 47.8114 | 48.9 | 0 | 2.7062 | 59.5664 | 0 | 0 | 0
4021 | 89.09 | 0 | 89.09 | 42.9 | 2 | 0 | 4 | 9.799 | 45.3649 | 9.799 | 45.3649 | 0 | 0 | 12 | 0 | 2.9739 | 0 | 14.9739 | 0 | 61.3532 | 48.9 | 0 | 2.6727 | 60.0206 | 0 | 0 | 0
4022 | 86.8984 | 0 | 86.8984 | 42.9 | 2 | 0 | 4 | 11.5351 | 41.4612 | 11.5351 | 33.7682 | 0 | 7.693 | 4.004 | 0 | 3.3009 | 0 | 7.3049 | 0 | 68 | 48.9 | 0 | 2.607 | 60.0178 | 0 | 1.7764e-15 | 0
4023 | 85.365 | 0 | 85.365 | 42.9 | 2 | 0 | 4 | 10.7035 | 33.9966 | 10.7035 | 25.7615 | 0 | 8.2351 | 0 | 0 | 0 | 0 | 0 | 0 | 68 | 48.9 | 0 | 2.561 | 82.7993 | 0 | 0 | 0
4024 | 89.9112 | 0 | 89.9112 | 42.9 | 2 | 5.781 | 4 | 11.4203 | 23.8099 | 11.4203 | 23.8099 | 0 | 0 | 0 | 0 | 0 | 0 | 0 | 0 | 68 | 48.9 | 0 | 2.6973 | 78.638 | 0 | 0 | 0
4025 | 93.28 | 0 | 93.28 | 47.7068 | 2 | 7.8519 | 10 | 13.0519 | 12.283 | 13.0519 | 12.283 | 0 | 0 | 0 | 0.38643 | 0 | 0 | 0 | 0.38643 | 67.5706 | 59.7068 | 0 | 2.7984 | 66.9067 | 0 | 0 | -1.4211e-14
4026 | 98.6302 | 0 | 98.6302 | 45.8601 | 2 | 10.0521 | 10 | 11.6457 | 6.1297e-15 | 11.6457 | 6.1297e-15 | 0 | 0 | 0 | 12 | 0 | 7.0723 | 0 | 19.0723 | 46.5663 | 57.8601 | 0 | 2.9589 | 50.0676 | 0 | 0 | 0
4027 | 104.2782 | 0 | 104.2782 | 47.0044 | 2 | 10.5842 | 10 | 12.6896 | 0 | 12.6896 | 0 | 0 | 0 | 0 | 12 | 0 | 10 | 0 | 22 | 22.3865 | 59.0044 | 0 | 3.1283 | 45.9956 | 0 | 0 | 0
4028 | 108.6352 | 0 | 108.6352 | 55 | 5.793 | 10.9964 | 10 | 13.4789 | 0 | 13.4789 | 0 | 0 | 0 | 0 | 12 | 0 | 1.3668 | 0 | 13.3668 | 7.5706 | 70.793 | 0 | 3.2591 | 34.207 | 0 | 0 | 0
4029 | 103.3313 | 0 | 103.3313 | 55 | 8.0088 | 10.4297 | 10 | 13.0792 | 0 | 13.0792 | 0 | 0 | 0 | 0 | 6.8136 | 0 | 0 | 0 | 6.8136 | 0 | 73.0088 | 0 | 3.0999 | 31.9912 | 0 | 0 | 0
4030 | 100.4668 | 0 | 100.4668 | 55 | 10.3311 | 9.8429 | 10 | 15.2929 | 0 | 15.2929 | 0 | 0 | 0 | 0 | 0 | 0 | 0 | 0 | 0 | 0 | 75.3311 | 0 | 3.014 | 29.6689 | 0 | 0 | 0
4031 | 95.8879 | 0 | 95.8879 | 55 | 7.674 | 9.4957 | 10 | 13.7182 | 0 | 13.7182 | 0 | 0 | 0 | 0 | 0 | 0 | 0 | 0 | 0 | 0 | 72.674 | 0 | 2.8766 | 32.326 | 0 | 0 | 0
4032 | 88.4185 | 0 | 88.4185 | 52.6304 | 2 | 8.4447 | 10 | 15.3434 | 0 | 15.3434 | 0 | 0 | 0 | 0 | 0 | 0 | 0 | 0 | 0 | 0 | 64.6304 | 0 | 2.6526 | 40.3696 | 0 | 0 | 0
4033 | 89.1045 | 0 | 89.1045 | 55 | 2.5542 | 8.8267 | 10 | 12.7235 | 0 | 12.7235 | 0 | 0 | 0 | 0 | 0 | 0 | 0 | 0 | 0 | 0 | 67.5542 | 0 | 2.6731 | 37.4458 | 0 | 0 | 0
4034 | 93.8898 | 0 | 93.8898 | 55 | 5.7063 | 9.2386 | 10 | 13.9449 | 0 | 13.9449 | 0 | 0 | 0 | 0 | 0 | 0 | 0 | 0 | 0 | 0 | 70.7063 | 0 | 2.8167 | 34.2937 | 0 | 0 | -1.4211e-14
4035 | 93.5642 | 0 | 93.5642 | 55 | 4.7731 | 9.1166 | 10 | 14.6746 | 0 | 14.6746 | 0 | 0 | 0 | 0 | 0 | 0 | 0 | 0 | 0 | 0 | 69.7731 | 0 | 2.8069 | 35.2269 | 0 | 0 | 0
4036 | 92.5263 | 0 | 92.5263 | 55 | 4.8189 | 9.1226 | 10 | 13.5848 | 0 | 13.5848 | 0 | 0 | 0 | 0 | 0 | 0 | 0 | 0 | 0 | 0 | 69.8189 | 0 | 2.7758 | 35.1811 | 0 | 0 | 0
4037 | 93.4268 | 0 | 93.4268 | 55 | 6.6983 | 9.3682 | 10 | 12.3603 | 0 | 12.3603 | 0 | 0 | 0 | 0 | 0 | 0 | 0 | 0 | 0 | 0 | 71.6983 | 0 | 2.8028 | 33.3017 | 0 | 0 | 0
4038 | 93.3393 | 0 | 93.3393 | 55 | 7.3523 | 9.4537 | 10 | 11.5333 | 0 | 11.5333 | 0 | 0 | 0 | 0 | 0 | 0 | 0 | 0 | 0 | 0 | 72.3523 | 0 | 2.8002 | 32.6477 | 0 | 0 | 0
4039 | 94.1421 | 0 | 94.1421 | 51.6281 | 2 | 8.3137 | 10 | 11.0525 | 11.1477 | 11.0525 | 11.1477 | 0 | 0 | 0 | 0 | 0 | 0 | 0 | 0 | 0 | 63.6281 | 0 | 2.8243 | 41.3719 | 0 | 0 | 0
4040 | 91.3069 | 0 | 91.3069 | 42.9 | 2 | 6.2697 | 4 | 12.251 | 23.8862 | 12.251 | 23.8862 | 0 | 0 | 0 | 0 | 0 | 0 | 0 | 0 | 0 | 48.9 | 0 | 2.7392 | 56.2058 | 0 | 0 | 0
4041 | 90.5208 | 0 | 90.5208 | 42.9 | 2 | 1.1891 | 4 | 11.0839 | 29.3477 | 11.0839 | 29.3477 | 0 | 0 | 0 | 0 | 0 | 0 | 0 | 0 | 0 | 48.9 | 0 | 2.7156 | 60.6993 | 0 | 0 | 0
4042 | 90.7926 | 0 | 90.7926 | 42.9 | 2 | 0 | 4 | 10.7551 | 38.587 | 10.7551 | 38.587 | 0 | 0 | 7.4495 | 0 | 0 | 0 | 7.4495 | 0 | 6.7046 | 48.9 | 0 | 2.7238 | 60.8901 | 0 | 0 | 0
4043 | 91.1053 | 0 | 91.1053 | 42.9 | 2 | 0 | 4 | 10.8644 | 42.806 | 10.8644 | 42.806 | 0 | 0 | 11.465 | 0 | 0 | 0 | 11.465 | 0 | 17.0231 | 48.9 | 0 | 2.7332 | 60.4261 | 0 | 0 | 0
4044 | 90.2833 | 0 | 90.2833 | 42.9 | 2 | 7.1054e-15 | 4 | 9.4179 | 41.6048 | 9.4179 | 41.6048 | 0 | 0 | 9.6394 | 0 | 0 | 0 | 9.6394 | 0 | 25.6986 | 48.9 | 0 | 2.7085 | 60.637 | 0 | 1.4211e-14 | 0
4045 | 91.064 | 0 | 91.064 | 42.9 | 2 | 0 | 4 | 10.0154 | 46.4263 | 10.0154 | 46.4263 | 0 | 0 | 12 | 0 | 2.2777 | 0 | 14.2777 | 0 | 38.5985 | 48.9 | 0 | 2.7319 | 60.101 | 0 | 0 | 0
4046 | 88.9744 | 0 | 88.9744 | 42.9 | 2 | 0 | 4 | 9.3769 | 36.7647 | 9.3769 | 36.7647 | 0 | 0 | 6.0672 | 0 | 0 | 0 | 6.0672 | 0 | 44.059 | 48.9 | 0 | 2.6692 | 62.9859 | 0 | 0 | 0
4047 | 88.9743 | 0 | 88.9743 | 42.9 | 2 | 0 | 4 | 12.0175 | 31.6866 | 12.0175 | 31.6866 | 0 | 0 | 3.6298 | 0 | 0 | 0 | 3.6298 | 0 | 47.3258 | 48.9 | 0 | 2.6692 | 63.2676 | 0 | 0 | 0
4048 | 90.8078 | 0 | 90.8078 | 42.9 | 2 | 5.0618 | 4 | 12.0831 | 24.763 | 12.0831 | 24.763 | 0 | 0 | 0 | 0 | 0 | 0 | 0 | 0 | 47.3258 | 48.9 | 0 | 2.7242 | 71.2102 | 0 | 0 | 0
4049 | 98.4247 | 0 | 98.4247 | 45.0102 | 2 | 8.8323 | 10 | 10.5163 | 11.4792 | 10.5163 | 11.4792 | 0 | 0 | 0 | 10.5867 | 0 | 0 | 0 | 10.5867 | 35.5628 | 57.0102 | 0 | 2.9527 | 51.3392 | 0 | 0 | 0
4050 | 101.7291 | 0 | 101.7291 | 55 | 2.7444 | 10.6725 | 10 | 9.3761 | 5.2381e-15 | 9.3761 | 5.2381e-15 | 0 | 0 | 0 | 12 | 0 | 1.9361 | 0 | 13.9361 | 20.1295 | 67.7444 | 0 | 3.0519 | 37.2556 | 0 | 0 | 0
4051 | 103.941 | 0 | 103.941 | 55 | 5.18 | 10.7378 | 10 | 11.0233 | 0 | 11.0233 | 0 | 0 | 0 | 0 | 12 | 0 | 0 | 0 | 12 | 6.7962 | 70.18 | 0 | 3.1182 | 34.82 | 0 | 0 | 0
4052 | 112.494 | 0 | 112.494 | 55 | 15.8883 | 11.3682 | 10 | 14.121 | 0 | 14.121 | 0 | 0 | 0 | 0 | 6.1165 | 0 | 0 | 0 | 6.1165 | 0 | 80.8883 | 0 | 3.3748 | 24.1117 | 0 | 1.4211e-14 | 0
4053 | 107.5292 | 0 | 107.5292 | 55 | 18.1331 | 10.8623 | 10 | 13.5339 | 0 | 13.5339 | 0 | 0 | 0 | 0 | 0 | 0 | 0 | 0 | 0 | 0 | 83.1331 | 0 | 3.2259 | 21.8669 | 0 | 0 | 0
4054 | 101.4281 | 0 | 101.4281 | 55 | 12.3039 | 10.1006 | 10 | 14.0236 | 0 | 14.0236 | 0 | 0 | 0 | 0 | 0 | 0 | 0 | 0 | 0 | 0 | 77.3039 | 0 | 3.0428 | 27.6961 | 0 | 0 | 0
4055 | 98.1971 | 0 | 98.1971 | 55 | 8.0824 | 9.5491 | 10 | 15.5656 | 0 | 15.5656 | 0 | 0 | 0 | 0 | 0 | 0 | 0 | 0 | 0 | 0 | 73.0824 | 0 | 2.9459 | 31.9176 | 0 | 0 | -1.4211e-14
4056 | 86.3165 | 0 | 86.3165 | 54.0888 | 2 | 8.6353 | 10 | 11.5924 | 0 | 11.5924 | 0 | 0 | 0 | 0 | 0 | 0 | 0 | 0 | 0 | 0 | 66.0888 | 0 | 2.5895 | 38.9112 | 0 | 0 | 0
4057 | 86.3593 | 0 | 86.3593 | 54.3834 | 2 | 8.6737 | 10 | 11.3022 | 0 | 11.3022 | 0 | 0 | 0 | 0 | 0 | 0 | 0 | 0 | 0 | 0 | 66.3834 | 0 | 2.5908 | 38.6166 | 0 | 0 | 0
4058 | 88.98 | 0 | 88.98 | 55 | 4.0902 | 9.0274 | 10 | 10.8624 | 0 | 10.8624 | 0 | 0 | 0 | 0 | 0 | 0 | 0 | 0 | 0 | 0 | 69.0902 | 0 | 2.6694 | 35.9098 | 0 | 0 | 0
4059 | 89.2574 | 0 | 89.2574 | 55 | 3.3103 | 8.9255 | 10 | 12.0216 | 0 | 12.0216 | 0 | 0 | 0 | 0 | 0 | 0 | 0 | 0 | 0 | 0 | 68.3103 | 0 | 2.6777 | 36.6897 | 0 | 0 | 0
4060 | 87.2052 | 0 | 87.2052 | 55 | 2.6245 | 8.8359 | 10 | 10.7448 | 0 | 10.7448 | 0 | 0 | 0 | 0 | 0 | 0 | 0 | 0 | 0 | 0 | 67.6245 | 0 | 2.6162 | 37.3755 | 0 | 0 | 0
4061 | 90.3596 | 0 | 90.3596 | 55 | 8.3011 | 9.5776 | 10 | 7.481 | 0 | 7.481 | 0 | 0 | 0 | 0 | 0 | 0 | 0 | 0 | 0 | 0 | 73.3011 | 0 | 2.7108 | 31.6989 | 0 | 0 | 0
4062 | 91.3352 | 0 | 91.3352 | 55 | 8.1351 | 9.5559 | 10 | 8.6442 | 0 | 8.6442 | 0 | 0 | 0 | 0 | 0 | 0 | 0 | 0 | 0 | 0 | 73.1351 | 0 | 2.7401 | 31.8649 | 0 | 0 | 0
4063 | 91.138 | 0 | 91.138 | 48.8868 | 2 | 7.9556 | 10 | 9.1182 | 13.1775 | 9.1182 | 13.1775 | 0 | 0 | 0 | 0 | 0 | 0 | 0 | 0 | 0 | 60.8868 | 0 | 2.7341 | 44.1132 | 0 | 1.4211e-14 | 0
4064 | 89.9995 | 0 | 89.9995 | 42.9 | 2 | 2.8999 | 4 | 9.77 | 28.4296 | 9.77 | 28.4296 | 0 | 0 | 0 | 0 | 0 | 0 | 0 | 0 | 0 | 48.9 | 0 | 2.7 | 59.1862 | 0 | 1.4211e-14 | 0
4065 | 90.0055 | 0 | 90.0055 | 42.9 | 2 | 1.4211e-14 | 4 | 8.9936 | 35.7013 | 8.9936 | 35.7013 | 0 | 0 | 3.5894 | 0 | 0 | 0 | 3.5894 | 0 | 3.2305 | 48.9 | 0 | 2.7002 | 61.3362 | 0 | 0 | 0
4066 | 88.4739 | 0 | 88.4739 | 42.9 | 2 | 1.4211e-14 | 4 | 9.0398 | 45.2699 | 9.0398 | 45.2699 | 0 | 0 | 12 | 0 | 2.7358 | 0 | 14.7358 | 0 | 16.5528 | 48.9 | 0 | 2.6542 | 60.0481 | 0 | 0 | 0
4067 | 89.2787 | 0 | 89.2787 | 42.9 | 2 | 0 | 4 | 8.0259 | 51.8885 | 8.0259 | 51.8885 | 0 | 0 | 12 | 0 | 7.5357 | 0 | 19.5357 | 0 | 34.3004 | 48.9 | 0 | 2.6784 | 59.4934 | 0 | 0 | 0
4068 | 87.2976 | 0 | 87.2976 | 42.9 | 2 | 0 | 4 | 7.6807 | 51.4683 | 7.6807 | 51.4683 | 0 | 0 | 12 | 0 | 8.7514 | 0 | 20.7514 | 0 | 53.1687 | 48.9 | 0 | 2.6189 | 59.3529 | 0 | 0 | 0
4069 | 85.7738 | 0 | 85.7738 | 42.9 | 2 | 0 | 4 | 10.1132 | 50.2722 | 10.1132 | 41.4307 | 0 | 8.8415 | 12 | 0 | 2.6701 | 0 | 14.6701 | 0 | 66.4305 | 48.9 | 0 | 2.5732 | 59.0339 | 0 | 5.3291e-15 | 0
4070 | 86.1726 | 0 | 86.1726 | 42.9 | 2 | 7.1054e-15 | 4 | 8.9067 | 44.5177 | 8.9067 | 30.1098 | 0 | 14.4078 | 1.7439 | 0 | 0 | 0 | 1.7439 | 0 | 68 | 48.9 | 0 | 2.5852 | 69.8845 | 0 | 3.1086e-15 | 0
4071 | 85.6937 | 0 | 85.6937 | 42.9 | 2 | 0 | 4 | 10.3005 | 38.1716 | 10.3005 | 26.4932 | 0 | 11.6783 | 0 | 0 | 0 | 0 | 0 | 0 | 68 | 48.9 | 0 | 2.5708 | 82.4014 | 0 | 0 | 0
4072 | 88.1746 | 0 | 88.1746 | 42.9 | 2 | 6.4672 | 4.5958 | 8.2137 | 23.998 | 8.2137 | 23.998 | 0 | 0 | 0 | 0 | 0 | 0 | 0 | 0 | 68 | 49.4958 | 0 | 2.6452 | 77.5042 | 0 | 0 | -1.4211e-14
4073 | 95.0005 | 0 | 95.0005 | 48.7441 | 2 | 8.2554 | 10 | 9.4728 | 14.0907 | 9.4728 | 14.0907 | 0 | 0 | 0 | 2.4375 | 0 | 0 | 0 | 2.4375 | 65.2917 | 60.7441 | 0 | 2.85 | 63.8184 | 0 | 0 | 0
4074 | 98.9827 | 0 | 98.9827 | 46.7804 | 2 | 10.2957 | 10 | 9.8906 | 6.8325e-15 | 9.8906 | 6.8325e-15 | 0 | 0 | 0 | 12 | 0 | 8.016 | 0 | 20.016 | 43.2637 | 58.7804 | 0 | 2.9695 | 48.2036 | 0 | 0 | 0
4075 | 101.3073 | 0 | 101.3073 | 48.002 | 2 | 10.7145 | 10 | 8.5908 | 0 | 8.5908 | 0 | 0 | 0 | 0 | 12 | 0 | 10 | 0 | 22 | 19.0839 | 60.002 | 0 | 3.0392 | 44.998 | 0 | 0 | 0
4076 | 108.7868 | 0 | 108.7868 | 55 | 9.7905 | 11.3954 | 10 | 10.1778 | 0 | 10.1778 | 0 | 0 | 0 | 0 | 12 | 0 | 0.42305 | 0 | 12.423 | 5.2917 | 74.7905 | 0 | 3.2636 | 30.2095 | 0 | 1.4211e-14 | 0
4077 | 104.9576 | 0 | 104.9576 | 55 | 13.4756 | 10.876 | 10 | 10.8435 | 0 | 10.8435 | 0 | 0 | 0 | 0 | 4.7625 | 0 | 0 | 0 | 4.7625 | 0 | 78.4756 | 0 | 3.1487 | 26.5244 | 0 | 0 | 0
4078 | 99.4606 | 0 | 99.4606 | 55 | 14.482 | 10.3852 | 10 | 9.5933 | 0 | 9.5933 | 0 | 0 | 0 | 0 | 0 | 0 | 0 | 0 | 0 | 0 | 79.482 | 0 | 2.9838 | 25.518 | 0 | 0 | 0
4079 | 95.4428 | 0 | 95.4428 | 55 | 9.1562 | 9.6894 | 10 | 11.5973 | 0 | 11.5973 | 0 | 0 | 0 | 0 | 0 | 0 | 0 | 0 | 0 | 0 | 74.1562 | 0 | 2.8633 | 30.8438 | 0 | 0 | 0
4080 | 88.3988 | 0 | 88.3988 | 54.0711 | 2 | 8.6329 | 10 | 13.6948 | 0 | 13.6948 | 0 | 0 | 0 | 0 | 0 | 0 | 0 | 0 | 0 | 0 | 66.0711 | 0 | 2.652 | 38.9289 | 0 | 0 | 0
4081 | 90.8861 | 0 | 90.8861 | 55 | 2.5531 | 8.8266 | 10 | 14.5064 | 0 | 14.5064 | 0 | 0 | 0 | 0 | 0 | 0 | 0 | 0 | 0 | 0 | 67.5531 | 0 | 2.7266 | 37.4469 | 0 | 0 | 0
4082 | 89.9133 | 0 | 89.9133 | 54.8757 | 2 | 8.7381 | 10 | 14.2996 | 0 | 14.2996 | 0 | 0 | 0 | 0 | 0 | 0 | 0 | 0 | 0 | 0 | 66.8757 | 0 | 2.6974 | 38.1243 | 0 | 0 | 0
4083 | 91.9006 | 0 | 91.9006 | 55 | 4.9482 | 9.1395 | 10 | 12.8128 | 0 | 12.8128 | 0 | 0 | 0 | 0 | 0 | 0 | 0 | 0 | 0 | 0 | 69.9482 | 0 | 2.757 | 35.0518 | 0 | 0 | 0
4084 | 94.0329 | 0 | 94.0329 | 55 | 8.4401 | 9.5958 | 10 | 10.997 | 0 | 10.997 | 0 | 0 | 0 | 0 | 0 | 0 | 0 | 0 | 0 | 0 | 73.4401 | 0 | 2.821 | 31.5599 | 0 | 0 | 0
4085 | 90.3712 | 0 | 90.3712 | 55 | 5.0598 | 9.1541 | 10 | 11.1574 | 0 | 11.1574 | 0 | 0 | 0 | 0 | 0 | 0 | 0 | 0 | 0 | 0 | 70.0598 | 0 | 2.7111 | 34.9402 | 0 | 0 | 0
4086 | 91.7215 | 0 | 91.7215 | 55 | 2.8361 | 8.8636 | 10 | 15.0218 | 0 | 15.0218 | 0 | 0 | 0 | 0 | 0 | 0 | 0 | 0 | 0 | 0 | 67.8361 | 0 | 2.7516 | 37.1639 | 0 | 0 | 0
4087 | 90.8803 | 0 | 90.8803 | 47.981 | 2 | 7.8372 | 10 | 12.3861 | 10.676 | 12.3861 | 10.676 | 0 | 0 | 0 | 0 | 0 | 0 | 0 | 0 | 0 | 59.981 | 0 | 2.7264 | 45.019 | 0 | 0 | -1.4211e-14
4088 | 92.9231 | 0 | 92.9231 | 45.4585 | 2 | 7.5076 | 10 | 9.7264 | 18.2305 | 9.7264 | 18.2305 | 0 | 0 | 0 | 0 | 0 | 0 | 0 | 0 | 0 | 57.4585 | 0 | 2.7877 | 47.5415 | 0 | 0 | 0
4089 | 90.8196 | 0 | 90.8196 | 42.9 | 2 | 1.6828 | 4 | 11.344 | 28.8927 | 11.344 | 28.8927 | 0 | 0 | 0 | 0 | 0 | 0 | 0 | 0 | 0 | 48.9 | 0 | 2.7246 | 60.2626 | 0 | 0 | 0
4090 | 91.3965 | 0 | 91.3965 | 42.9 | 2 | 0 | 4 | 10.8499 | 32.934 | 10.8499 | 32.934 | 0 | 0 | 1.2873 | 0 | 0 | 0 | 1.2873 | 0 | 1.1586 | 48.9 | 0 | 2.7419 | 61.6022 | 0 | 0 | 0
4091 | 90.4907 | 0 | 90.4907 | 42.9 | 2 | 0 | 4 | 9.6332 | 37.311 | 9.6332 | 37.311 | 0 | 0 | 5.3535 | 0 | 0 | 0 | 5.3535 | 0 | 5.9767 | 48.9 | 0 | 2.7147 | 61.1323 | 0 | 0 | 0
4092 | 89.5922 | 0 | 89.5922 | 42.9 | 2 | 7.1054e-15 | 4 | 10.1309 | 43.3806 | 10.1309 | 43.3806 | 0 | 0 | 12 | 0 | 0.8193 | 0 | 12.8193 | 0 | 17.5321 | 48.9 | 0 | 2.6878 | 60.2696 | 0 | 0 | 0
4093 | 89.6056 | 0 | 89.6056 | 42.9 | 2 | 7.1054e-15 | 4 | 12.3444 | 39.5148 | 12.3444 | 39.5148 | 0 | 0 | 11.1536 | 0 | 0 | 0 | 11.1536 | 0 | 27.5703 | 48.9 | 0 | 2.6882 | 61.1585 | 0 | 0 | 0
4094 | 87.1826 | 0 | 87.1826 | 42.9 | 2 | 7.1054e-15 | 4 | 12.2072 | 35.1985 | 12.2072 | 35.1985 | 0 | 0 | 9.1231 | 0 | 0 | 0 | 9.1231 | 0 | 35.7811 | 48.9 | 0 | 2.6155 | 61.3931 | 0 | 0 | 0
4095 | 86.3355 | 0 | 86.3355 | 42.9 | 2 | 7.1054e-15 | 4 | 13.4363 | 27.5353 | 13.4363 | 27.5353 | 0 | 0 | 3.5361 | 0 | 0 | 0 | 3.5361 | 0 | 38.9636 | 48.9 | 0 | 2.5901 | 62.0387 | 0 | 0 | 0
4096 | 91.3157 | 0 | 91.3157 | 42.9 | 2 | 6.7117 | 6.4669 | 12.1704 | 21.0668 | 12.1704 | 21.0668 | 0 | 0 | 0 | 0 | 0 | 0 | 0 | 0 | 38.9636 | 51.3669 | 0 | 2.7395 | 66.3295 | 0 | 1.4211e-14 | 0
4097 | 95.5962 | 0 | 95.5962 | 44.2038 | 2 | 8.4675 | 10 | 11.1668 | 11.1567 | 11.1668 | 11.1567 | 0 | 0 | 0 | 8.6013 | 0 | 0 | 0 | 8.6013 | 29.4066 | 56.2038 | 0 | 2.8679 | 52.8912 | 0 | 1.4211e-14 | 0
4098 | 98.4476 | 0 | 98.4476 | 51.8894 | 2 | 10.0068 | 10 | 11.855 | 4.8961e-15 | 11.855 | 4.8961e-15 | 0 | 0 | 0 | 12 | 0 | 0.6964 | 0 | 12.6964 | 15.3179 | 63.8894 | 0 | 2.9534 | 41.1106 | 0 | 0 | 0
4099 | 106.4972 | 0 | 106.4972 | 55 | 6.8445 | 10.9552 | 10 | 11.6974 | 0 | 11.6974 | 0 | 0 | 0 | 0 | 12 | 0 | 0 | 0 | 12 | 1.9846 | 71.8445 | 0 | 3.1949 | 33.1555 | 0 | 1.4211e-14 | 0
4100 | 110.5138 | 0 | 110.5138 | 55 | 19.6689 | 11.2963 | 10 | 12.7624 | 0 | 12.7624 | 0 | 0 | 0 | 0 | 1.7861 | 0 | 0 | 0 | 1.7861 | 0 | 84.6689 | 0 | 3.3154 | 20.3311 | 0 | 0 | 0
4101 | 104.8901 | 0 | 104.8901 | 55 | 16.174 | 10.6063 | 10 | 13.1097 | 0 | 13.1097 | 0 | 0 | 0 | 0 | 0 | 0 | 0 | 0 | 0 | 0 | 81.174 | 0 | 3.1467 | 23.826 | 0 | 0 | -1.4211e-14
4102 | 101.7049 | 0 | 101.7049 | 55 | 11.7699 | 10.0309 | 10 | 14.9041 | 0 | 14.9041 | 0 | 0 | 0 | 0 | 0 | 0 | 0 | 0 | 0 | 0 | 76.7699 | 0 | 3.0511 | 28.2301 | 0 | 1.4211e-14 | 0
4103 | 98.8609 | 0 | 98.8609 | 55 | 10.225 | 9.829 | 10 | 13.8069 | 0 | 13.8069 | 0 | 0 | 0 | 0 | 0 | 0 | 0 | 0 | 0 | 0 | 75.225 | 0 | 2.9658 | 29.775 | 0 | 0 | 0
4104 | 89.8708 | 0 | 89.8708 | 53.8302 | 2 | 8.6015 | 10 | 15.4391 | 0 | 15.4391 | 0 | 0 | 0 | 0 | 0 | 0 | 0 | 0 | 0 | 0 | 65.8302 | 0 | 2.6961 | 39.1698 | 0 | 0 | 0
4105 | 91.3662 | 0 | 91.3662 | 54.8524 | 2 | 8.735 | 10 | 15.7787 | 0 | 15.7787 | 0 | 0 | 0 | 0 | 0 | 0 | 0 | 0 | 0 | 0 | 66.8524 | 0 | 2.741 | 38.1476 | 0 | 0 | 0
4106 | 89.3437 | 0 | 89.3437 | 53.9987 | 2 | 8.6235 | 10 | 14.7216 | 0 | 14.7216 | 0 | 0 | 0 | 0 | 0 | 0 | 0 | 0 | 0 | 0 | 65.9987 | 0 | 2.6803 | 39.0013 | 0 | 0 | 0
4107 | 92.8334 | 0 | 92.8334 | 55 | 2.8901 | 8.8706 | 10 | 16.0726 | 0 | 16.0726 | 0 | 0 | 0 | 0 | 0 | 0 | 0 | 0 | 0 | 0 | 67.8901 | 0 | 2.785 | 37.1099 | 0 | 0 | 0
4108 | 94.0205 | 0 | 94.0205 | 55 | 5.2389 | 9.1775 | 10 | 14.6041 | 0 | 14.6041 | 0 | 0 | 0 | 0 | 0 | 0 | 0 | 0 | 0 | 0 | 70.2389 | 0 | 2.8206 | 34.7611 | 0 | 1.4211e-14 | 0
4109 | 90.7693 | 0 | 90.7693 | 54.218 | 2 | 8.6521 | 10 | 15.8992 | 0 | 15.8992 | 0 | 0 | 0 | 0 | 0 | 0 | 0 | 0 | 0 | 0 | 66.218 | 0 | 2.7231 | 38.782 | 0 | 0 | 0
4110 | 91.4471 | 0 | 91.4471 | 55 | 4.0452 | 9.0215 | 10 | 13.3804 | 0 | 13.3804 | 0 | 0 | 0 | 0 | 0 | 0 | 0 | 0 | 0 | 0 | 69.0452 | 0 | 2.7434 | 35.9548 | 0 | 0 | 0
4111 | 94.9662 | 0 | 94.9662 | 48.3207 | 2 | 7.8816 | 10 | 12.948 | 13.816 | 12.948 | 13.816 | 0 | 0 | 0 | 0 | 0 | 0 | 0 | 0 | 0 | 60.3207 | 0 | 2.849 | 44.6793 | 0 | 0 | 0
4112 | 94.74 | 0 | 94.74 | 42.9 | 2 | 6.4121 | 4.1745 | 12.8282 | 26.4252 | 12.8282 | 26.4252 | 0 | 0 | 0 | 0 | 0 | 0 | 0 | 0 | 0 | 49.0745 | 0 | 2.8422 | 55.9255 | 0 | 0 | 0
4113 | 91.5931 | 0 | 91.5931 | 42.9 | 2 | 7.1054e-15 | 4 | 12.014 | 37.7455 | 12.014 | 37.7455 | 0 | 0 | 7.0664 | 0 | 0 | 0 | 7.0664 | 0 | 6.3597 | 48.9 | 0 | 2.7478 | 60.9344 | 0 | 0 | 0
4114 | 93.7005 | 0 | 93.7005 | 42.9 | 2 | 7.1054e-15 | 4 | 10.9535 | 43.9609 | 10.9535 | 43.9609 | 0 | 0 | 10.1139 | 0 | 0 | 0 | 10.1139 | 0 | 15.4622 | 48.9 | 0 | 2.811 | 60.5822 | 0 | 0 | 0
4115 | 91.6713 | 0 | 91.6713 | 42.9 | 2 | 0 | 4 | 11.7331 | 51.5541 | 11.7331 | 51.5541 | 0 | 0 | 12 | 0 | 8.5159 | 0 | 20.5159 | 0 | 34.1135 | 48.9 | 0 | 2.7501 | 59.3801 | 0 | 0 | 0
4116 | 91.2045 | 0 | 91.2045 | 42.9 | 2 | 1.4211e-14 | 4 | 13.5545 | 47.7031 | 13.5545 | 47.7031 | 0 | 0 | 12 | 0 | 6.9531 | 0 | 18.9531 | 0 | 51.324 | 48.9 | 0 | 2.7361 | 59.5607 | 0 | 0 | 0
4117 | 88.7595 | 0 | 88.7595 | 42.9 | 2 | 0 | 4 | 12.878 | 53.1015 | 12.878 | 45.2055 | 0 | 7.8961 | 12 | 0 | 6.224 | 0 | 18.224 | 0 | 67.8622 | 48.9 | 0 | 2.6628 | 58.7325 | 0 | 3.5527e-15 | 0
4118 | 88.9488 | 0 | 88.9488 | 42.9 | 2 | 0 | 4 | 12.9778 | 49.904 | 12.9778 | 27.2241 | 0 | 22.6799 | 0.15309 | 0 | 0 | 0 | 0.15309 | 0 | 68 | 48.9 | 0 | 2.6685 | 69.1124 | 0 | 7.9103e-15 | 0
4119 | 86.9333 | 0 | 86.9333 | 42.9 | 2 | 0 | 4 | 12.1247 | 37.261 | 12.1247 | 25.9086 | 0 | 11.3524 | 0 | 0 | 0 | 0 | 0 | 0 | 68 | 48.9 | 0 | 2.608 | 82.4391 | 0 | 0 | 0
4120 | 92.6073 | 0 | 92.6073 | 42.9 | 2 | 4.3722 | 4 | 12.4013 | 26.9337 | 12.4013 | 26.9337 | 0 | 0 | 0 | 0 | 0 | 0 | 0 | 0 | 68 | 48.9 | 0 | 2.7782 | 79.8841 | 0 | 0 | -1.4211e-14
4121 | 97.0117 | 0 | 97.0117 | 46.0338 | 2 | 8.0946 | 10 | 13.8152 | 13.1511 | 13.8152 | 13.1511 | 0 | 0 | 0 | 3.917 | 0 | 0 | 0 | 3.917 | 63.6478 | 58.0338 | 0 | 2.9103 | 65.0492 | 0 | 0 | 0
4122 | 99.8258 | 0 | 99.8258 | 44.1273 | 2 | 10.0518 | 10 | 12.8443 | 6.343e-15 | 12.8443 | 6.343e-15 | 0 | 0 | 0 | 12 | 0 | 8.8025 | 0 | 20.8025 | 40.7669 | 56.1273 | 0 | 2.9948 | 50.0702 | 0 | 0 | 0
4123 | 106.8001 | 0 | 106.8001 | 48.8755 | 2 | 10.7811 | 10 | 13.5069 | 0 | 13.5069 | 0 | 0 | 0 | 0 | 12 | 0 | 9.6366 | 0 | 21.6366 | 16.9811 | 60.8755 | 0 | 3.204 | 44.1245 | 0 | 0 | 0
4124 | 108.5755 | 0 | 108.5755 | 55 | 8.0087 | 11.1074 | 10 | 12.4594 | 0 | 12.4594 | 0 | 0 | 0 | 0 | 12 | 0 | 0 | 0 | 12 | 3.6478 | 73.0087 | 0 | 3.2573 | 31.9913 | 0 | 0 | 0
4125 | 105.995 | 0 | 105.995 | 55 | 11.456 | 10.4188 | 10 | 15.8372 | 0 | 15.8372 | 0 | 0 | 0 | 0 | 3.283 | 0 | 0 | 0 | 3.283 | 0 | 76.456 | 0 | 3.1799 | 28.544 | 0 | 0 | 0
4126 | 101.8722 | 0 | 101.8722 | 55 | 11.4797 | 9.9929 | 10 | 15.3996 | 0 | 15.3996 | 0 | 0 | 0 | 0 | 0 | 0 | 0 | 0 | 0 | 0 | 76.4797 | 0 | 3.0562 | 28.5203 | 0 | 1.4211e-14 | 0
4127 | 100.0927 | 0 | 100.0927 | 55 | 10.3406 | 9.8441 | 10 | 14.908 | 0 | 14.908 | 0 | 0 | 0 | 0 | 0 | 0 | 0 | 0 | 0 | 0 | 75.3406 | 0 | 3.0028 | 29.6594 | 0 | 0 | 0
4128 | 89.9504 | 0 | 89.9504 | 54.0192 | 2 | 8.6262 | 10 | 15.305 | 0 | 15.305 | 0 | 0 | 0 | 0 | 0 | 0 | 0 | 0 | 0 | 0 | 66.0192 | 0 | 2.6985 | 38.9808 | 0 | 0 | 0
4129 | 89.1884 | 0 | 89.1884 | 51.6982 | 2 | 8.3229 | 10 | 17.1673 | 0 | 17.1673 | 0 | 0 | 0 | 0 | 0 | 0 | 0 | 0 | 0 | 0 | 63.6982 | 0 | 2.6757 | 41.3018 | 0 | 0 | 0
4130 | 92.1489 | 0 | 92.1489 | 54.727 | 2 | 8.7186 | 10 | 16.7032 | 0 | 16.7032 | 0 | 0 | 0 | 0 | 0 | 0 | 0 | 0 | 0 | 0 | 66.727 | 0 | 2.7645 | 38.273 | 0 | 0 | 0
4131 | 90.177 | 0 | 90.177 | 55 | 2.7595 | 8.8536 | 10 | 13.564 | 0 | 13.564 | 0 | 0 | 0 | 0 | 0 | 0 | 0 | 0 | 0 | 0 | 67.7595 | 0 | 2.7053 | 37.2405 | 0 | 0 | 0
4132 | 90.6634 | 0 | 90.6634 | 53.3419 | 2 | 8.5377 | 10 | 16.7839 | 0 | 16.7839 | 0 | 0 | 0 | 0 | 0 | 0 | 0 | 0 | 0 | 0 | 65.3419 | 0 | 2.7199 | 39.6581 | 0 | 0 | 0
4133 | 92.6619 | 0 | 92.6619 | 55 | 4.4786 | 9.0782 | 10 | 14.1051 | 0 | 14.1051 | 0 | 0 | 0 | 0 | 0 | 0 | 0 | 0 | 0 | 0 | 69.4786 | 0 | 2.7799 | 35.5214 | 0 | 0 | 0
4134 | 94.3858 | 0 | 94.3858 | 55 | 6.1808 | 9.3006 | 10 | 13.9044 | 0 | 13.9044 | 0 | 0 | 0 | 0 | 0 | 0 | 0 | 0 | 0 | 0 | 71.1808 | 0 | 2.8316 | 33.8192 | 0 | 0 | 0
4135 | 90.8078 | 0 | 90.8078 | 46.0877 | 2 | 7.5898 | 10 | 12.6136 | 12.5166 | 12.6136 | 12.5166 | 0 | 0 | 0 | 0 | 0 | 0 | 0 | 0 | 0 | 58.0877 | 0 | 2.7242 | 46.9123 | 0 | 0 | 0
4136 | 92.2171 | 0 | 92.2171 | 42.9 | 2 | 6.6382 | 5.9049 | 12.6524 | 22.1217 | 12.6524 | 22.1217 | 0 | 0 | 0 | 0 | 0 | 0 | 0 | 0 | 0 | 50.8049 | 0 | 2.7665 | 54.1951 | 0 | 1.4211e-14 | 0
4137 | 90.337 | 0 | 90.337 | 42.9 | 2 | 0 | 4 | 14.4229 | 30.5364 | 14.4229 | 30.5364 | 0 | 0 | 3.5223 | 0 | 0 | 0 | 3.5223 | 0 | 3.1701 | 48.9 | 0 | 2.7101 | 61.3439 | 0 | 0 | 0
4138 | 89.2155 | 0 | 89.2155 | 42.9 | 2 | 0 | 4 | 13.5532 | 39.024 | 13.5532 | 39.024 | 0 | 0 | 12 | 0 | 0.26169 | 0 | 12.2617 | 0 | 14.2113 | 48.9 | 0 | 2.6765 | 60.334 | 0 | 0 | 0
4139 | 90.1791 | 0 | 90.1791 | 42.9 | 2 | 0 | 4 | 10.8665 | 42.324 | 10.8665 | 42.324 | 0 | 0 | 11.9114 | 0 | 0 | 0 | 11.9114 | 0 | 24.9316 | 48.9 | 0 | 2.7054 | 60.5969 | 0 | 0 | 0
4140 | 90.8274 | 0 | 90.8274 | 42.9 | 2 | 0 | 4 | 12.8068 | 41.1766 | 12.8068 | 41.1766 | 0 | 0 | 12 | 0 | 0.056014 | 0 | 12.056 | 0 | 35.7832 | 48.9 | 0 | 2.7248 | 60.3578 | 0 | 0 | 0
4141 | 89.0418 | 0 | 89.0418 | 42.9 | 2 | 0 | 4 | 12.5375 | 43.7286 | 12.5375 | 43.7286 | 0 | 0 | 12 | 0 | 4.1243 | 0 | 16.1243 | 0 | 50.3857 | 48.9 | 0 | 2.6713 | 59.8876 | 0 | 0 | 0
4142 | 88.6156 | 0 | 88.6156 | 42.9 | 2 | 0 | 4 | 12.8432 | 41.9811 | 12.8432 | 38.772 | 0 | 3.2091 | 1.8997 | 0 | 10 | 0 | 11.8997 | 0 | 61.3149 | 48.9 | 0 | 2.6585 | 60.005 | 0 | 0 | -8.8818e-15
4143 | 87.0407 | 0 | 87.0407 | 42.9 | 2 | 7.1054e-15 | 4 | 11.5403 | 32.6487 | 11.5403 | 32.6487 | 0 | 0 | 0 | 0 | 6.0482 | 0 | 6.0482 | 0 | 66.8911 | 48.9 | 0 | 2.6112 | 73.052 | 0 | 0 | 0
4144 | 90.868 | 0 | 90.868 | 42.9 | 2 | 6.795 | 7.1045 | 11.5757 | 20.4928 | 11.5757 | 20.4928 | 0 | 0 | 0 | 0 | 0 | 0 | 0 | 0 | 66.8911 | 52.0045 | 0 | 2.726 | 74.9955 | 0 | 0 | 0
4145 | 97.279 | 0 | 97.279 | 45.615 | 2 | 8.2351 | 10 | 13.9738 | 12.0442 | 13.9738 | 12.0442 | 0 | 0 | 0 | 5.4109 | 0 | 0 | 0 | 5.4109 | 60.8789 | 57.615 | 0 | 2.9184 | 63.974 | 0 | 0 | 0
4146 | 101.6292 | 0 | 101.6292 | 43.9231 | 2 | 10.01 | 10 | 15.0087 | 5.5266e-15 | 15.0087 | 5.5266e-15 | 0 | 0 | 0 | 12 | 0 | 8.6873 | 0 | 20.6873 | 38.1229 | 55.9231 | 0 | 3.0489 | 50.3896 | 0 | 0 | 0
4147 | 106.5325 | 0 | 106.5325 | 47.7671 | 2 | 10.5178 | 10 | 15.5182 | 0 | 15.5182 | 0 | 0 | 0 | 0 | 12 | 0 | 8.7294 | 0 | 20.7294 | 15.3212 | 59.7671 | 0 | 3.196 | 45.2329 | 0 | 0 | 0
4148 | 109.8712 | 0 | 109.8712 | 55 | 6.6903 | 10.9351 | 10 | 15.2458 | 0 | 15.2458 | 0 | 0 | 0 | 0 | 12 | 0 | 0 | 0 | 12 | 1.9878 | 71.6903 | 0 | 3.2961 | 33.3097 | 0 | 0 | 0
4149 | 106.0977 | 0 | 106.0977 | 55 | 13.4414 | 10.483 | 10 | 15.3842 | 0 | 15.3842 | 0 | 0 | 0 | 0 | 1.7891 | 0 | 0 | 0 | 1.7891 | 0 | 78.4414 | 0 | 3.1829 | 26.5586 | 0 | 0 | 0
4150 | 103.1146 | 0 | 103.1146 | 55 | 12.256 | 10.0944 | 10 | 15.7642 | 0 | 15.7642 | 0 | 0 | 0 | 0 | 0 | 0 | 0 | 0 | 0 | 0 | 77.256 | 0 | 3.0934 | 27.744 | 0 | 0 | 0
4151 | 97.9362 | 0 | 97.9362 | 55 | 8.1486 | 9.5577 | 10 | 15.2299 | 0 | 15.2299 | 0 | 0 | 0 | 0 | 0 | 0 | 0 | 0 | 0 | 0 | 73.1486 | 0 | 2.9381 | 31.8514 | 0 | 0 | 0
4152 | 89.0123 | 0 | 89.0123 | 55 | 3.1285 | 8.9018 | 10 | 11.982 | 0 | 11.982 | 0 | 0 | 0 | 0 | 0 | 0 | 0 | 0 | 0 | 0 | 68.1285 | 0 | 2.6704 | 36.8715 | 0 | 0 | 0
4153 | 91.3385 | 0 | 91.3385 | 55 | 4.1789 | 9.039 | 10 | 13.1206 | 0 | 13.1206 | 0 | 0 | 0 | 0 | 0 | 0 | 0 | 0 | 0 | 0 | 69.1789 | 0 | 2.7402 | 35.8211 | 0 | 0 | 0
4154 | 92.2128 | 0 | 92.2128 | 55 | 6.3663 | 9.3248 | 10 | 11.5217 | 0 | 11.5217 | 0 | 0 | 0 | 0 | 0 | 0 | 0 | 0 | 0 | 0 | 71.3663 | 0 | 2.7664 | 33.6337 | 0 | 0 | 0
4155 | 94.1446 | 0 | 94.1446 | 55 | 7.9482 | 9.5315 | 10 | 11.6649 | 0 | 11.6649 | 0 | 0 | 0 | 0 | 0 | 0 | 0 | 0 | 0 | 0 | 72.9482 | 0 | 2.8243 | 32.0518 | 0 | 0 | 0
4156 | 91.6133 | 0 | 91.6133 | 55 | 4.5088 | 9.0821 | 10 | 13.0224 | 0 | 13.0224 | 0 | 0 | 0 | 0 | 0 | 0 | 0 | 0 | 0 | 0 | 69.5088 | 0 | 2.7484 | 35.4912 | 0 | 0 | 0
4157 | 95.5942 | 0 | 95.5942 | 55 | 8.7748 | 9.6395 | 10 | 12.1799 | 0 | 12.1799 | 0 | 0 | 0 | 0 | 0 | 0 | 0 | 0 | 0 | 0 | 73.7748 | 0 | 2.8678 | 31.2252 | 0 | 0 | 0
4158 | 94.4705 | 0 | 94.4705 | 55 | 7.3319 | 9.451 | 10 | 12.6876 | 0 | 12.6876 | 0 | 0 | 0 | 0 | 0 | 0 | 0 | 0 | 0 | 0 | 72.3319 | 0 | 2.8341 | 32.6681 | 0 | 0 | 0
4159 | 93.0066 | 0 | 93.0066 | 47.676 | 2 | 7.7973 | 10 | 11.4697 | 14.0635 | 11.4697 | 14.0635 | 0 | 0 | 0 | 0 | 0 | 0 | 0 | 0 | 0 | 59.676 | 0 | 2.7902 | 45.324 | 0 | 0 | 0
4160 | 95.0421 | 0 | 95.0421 | 42.9 | 2 | 6.7612 | 6.846 | 10.3002 | 26.2347 | 10.3002 | 26.2347 | 0 | 0 | 0 | 0 | 0 | 0 | 0 | 0 | 0 | 51.746 | 0 | 2.8513 | 53.254 | 0 | 0 | 0
4161 | 93.5662 | 0 | 93.5662 | 42.9 | 2 | 0 | 4 | 12.2637 | 40.6733 | 12.2637 | 40.6733 | 0 | 0 | 8.2708 | 0 | 0 | 0 | 8.2708 | 0 | 7.4437 | 48.9 | 0 | 2.807 | 60.7952 | 0 | 0 | 0
4162 | 94.0102 | 0 | 94.0102 | 42.9 | 2 | 0 | 4 | 9.4503 | 41.2716 | 9.4503 | 41.2716 | 0 | 0 | 5.6116 | 0 | 0 | 0 | 5.6116 | 0 | 12.4942 | 48.9 | 0 | 2.8203 | 61.1025 | 0 | 0 | 0
4163 | 91.5295 | 0 | 91.5295 | 42.9 | 2 | 7.1054e-15 | 4 | 10.6938 | 48.4242 | 10.6938 | 48.4242 | 0 | 0 | 12 | 0 | 4.4885 | 0 | 16.4885 | 0 | 27.4324 | 48.9 | 0 | 2.7459 | 59.8455 | 0 | 0 | 0
4164 | 89.5142 | 0 | 89.5142 | 42.9 | 2 | 0 | 4 | 12.261 | 51.8949 | 12.261 | 50.3532 | 0 | 1.5417 | 12 | 0 | 10 | 0 | 22 | 0 | 47.4519 | 48.9 | 0 | 2.6854 | 59.0305 | 0 | 0 | 0
4165 | 90.0319 | 0 | 90.0319 | 42.9 | 2 | 0 | 4 | 12.3861 | 53.2963 | 12.3861 | 47.9504 | 0 | 5.346 | 12 | 0 | 7.2046 | 0 | 19.2046 | 0 | 64.8942 | 48.9 | 0 | 2.701 | 58.9139 | 0 | 3.5527e-15 | 0
4166 | 88.2434 | 0 | 88.2434 | 42.9 | 2 | 0 | 4 | 9.791 | 49.153 | 9.791 | 33.0033 | 0 | 16.1497 | 3.4509 | 0 | 0 | 0 | 3.4509 | 0 | 68 | 48.9 | 0 | 2.6473 | 69.4859 | 0 | 6.2172e-15 | 0
4167 | 87.7956 | 0 | 87.7956 | 42.9 | 2 | 0 | 4 | 9.0737 | 38.2756 | 9.0737 | 29.8219 | 0 | 8.4537 | 0 | 0 | 0 | 0 | 0 | 0 | 68 | 48.9 | 0 | 2.6339 | 82.7741 | 0 | 0 | 0
4168 | 91.4467 | 0 | 91.4467 | 42.9 | 2 | 3.2404 | 4 | 11.4068 | 27.8995 | 11.4068 | 27.8995 | 0 | 0 | 0 | 0 | 0 | 0 | 0 | 0 | 68 | 48.9 | 0 | 2.7434 | 80.8851 | 0 | 0 | 0
4169 | 98.8391 | 0 | 98.8391 | 45.7766 | 2 | 8.4654 | 10 | 12.7884 | 12.7966 | 12.7884 | 12.7966 | 0 | 0 | 0 | 7.0121 | 0 | 0 | 0 | 7.0121 | 60.2088 | 57.7766 | 0 | 2.9652 | 62.2114 | 0 | 0 | 0
4170 | 102.2453 | 0 | 102.2453 | 46.4078 | 2 | 10.5062 | 10 | 11.3312 | 6.4204e-15 | 11.3312 | 6.4204e-15 | 0 | 0 | 0 | 12 | 0 | 10 | 0 | 22 | 36.029 | 58.4078 | 0 | 3.0674 | 46.5922 | 0 | 0 | 0
4171 | 108.0146 | 0 | 108.0146 | 52.1824 | 2 | 11.0568 | 10 | 12.3364 | 0 | 12.3364 | 0 | 0 | 0 | 0 | 12 | 0 | 8.4391 | 0 | 20.4391 | 13.5421 | 64.1824 | 0 | 3.2404 | 40.8176 | 0 | 0 | 0
4172 | 113.2543 | 0 | 113.2543 | 55 | 13.1851 | 11.7837 | 10 | 11.2856 | 0 | 11.2856 | 0 | 0 | 0 | 0 | 12 | 0 | 0 | 0 | 12 | 0.20881 | 78.1851 | 0 | 3.3976 | 26.8149 | 0 | 0 | 0
4173 | 106.6995 | 0 | 106.6995 | 55 | 17.6432 | 10.8228 | 10 | 13.0455 | 0 | 13.0455 | 0 | 0 | 0 | 0 | 0.18793 | 0 | 0 | 0 | 0.18793 | 0 | 82.6432 | 0 | 3.201 | 22.3568 | 0 | 0 | 0
4174 | 102.7593 | 0 | 102.7593 | 55 | 15.1504 | 10.4726 | 10 | 12.1363 | 0 | 12.1363 | 0 | 0 | 0 | 0 | 0 | 0 | 0 | 0 | 0 | 0 | 80.1504 | 0 | 3.0828 | 24.8496 | 0 | 0 | 0
4175 | 99.7797 | 0 | 99.7797 | 55 | 11.8912 | 10.0467 | 10 | 12.8418 | 0 | 12.8418 | 0 | 0 | 0 | 0 | 0 | 0 | 0 | 0 | 0 | 0 | 76.8912 | 0 | 2.9934 | 28.1088 | 0 | 0 | -1.4211e-14
4176 | 86.4047 | 0 | 86.4047 | 50.8236 | 2 | 8.2086 | 10 | 15.3725 | 0 | 15.3725 | 0 | 0 | 0 | 0 | 0 | 0 | 0 | 0 | 0 | 0 | 62.8236 | 0 | 2.5921 | 42.1764 | 0 | 0 | 0
4177 | 87.1653 | 0 | 87.1653 | 51.0695 | 2 | 8.2407 | 10 | 15.8551 | 0 | 15.8551 | 0 | 0 | 0 | 0 | 0 | 0 | 0 | 0 | 0 | 0 | 63.0695 | 0 | 2.615 | 41.9305 | 0 | 0 | 0
4178 | 90.7758 | 0 | 90.7758 | 54.6637 | 2 | 8.7104 | 10 | 15.4017 | 0 | 15.4017 | 0 | 0 | 0 | 0 | 0 | 0 | 0 | 0 | 0 | 0 | 66.6637 | 0 | 2.7233 | 38.3363 | 0 | 0 | 0
4179 | 90.8358 | 0 | 90.8358 | 54.0921 | 2 | 8.6357 | 10 | 16.1081 | 0 | 16.1081 | 0 | 0 | 0 | 0 | 0 | 0 | 0 | 0 | 0 | 0 | 66.0921 | 0 | 2.7251 | 38.9079 | 0 | 0 | 0
4180 | 90.85 | 0 | 90.85 | 55 | 2.9263 | 8.8753 | 10 | 14.0484 | 0 | 14.0484 | 0 | 0 | 0 | 0 | 0 | 0 | 0 | 0 | 0 | 0 | 67.9263 | 0 | 2.7255 | 37.0737 | 0 | 0 | 0
4181 | 89.6241 | 0 | 89.6241 | 55 | 4.1503 | 9.0353 | 10 | 11.4384 | 0 | 11.4384 | 0 | 0 | 0 | 0 | 0 | 0 | 0 | 0 | 0 | 0 | 69.1503 | 0 | 2.6887 | 35.8497 | 0 | 0 | 0
4182 | 93.1999 | 0 | 93.1999 | 55 | 5.005 | 9.147 | 10 | 14.0479 | 0 | 14.0479 | 0 | 0 | 0 | 0 | 0 | 0 | 0 | 0 | 0 | 0 | 70.005 | 0 | 2.796 | 34.995 | 0 | 0 | -1.4211e-14
4183 | 93.3438 | 0 | 93.3438 | 47.6365 | 2 | 7.7922 | 10 | 12.7867 | 13.1284 | 12.7867 | 13.1284 | 0 | 0 | 0 | 0 | 0 | 0 | 0 | 0 | 0 | 59.6365 | 0 | 2.8003 | 45.3635 | 0 | 0 | 0
4184 | 91.1768 | 0 | 91.1768 | 42.9 | 2 | 5.4186 | 4 | 13.157 | 23.7012 | 13.157 | 23.7012 | 0 | 0 | 0 | 0 | 0 | 0 | 0 | 0 | 0 | 48.9 | 0 | 2.7353 | 56.9585 | 0 | 1.4211e-14 | 0
4185 | 91.9909 | 0 | 91.9909 | 42.9 | 2 | 0 | 4 | 12.8607 | 35.5831 | 12.8607 | 35.5831 | 0 | 0 | 5.3529 | 0 | 0 | 0 | 5.3529 | 0 | 4.8176 | 48.9 | 0 | 2.7597 | 61.1324 | 0 | 0 | 0
4186 | 91.1804 | 0 | 91.1804 | 42.9 | 2 | 0 | 4 | 12.848 | 41.4047 | 12.848 | 41.4047 | 0 | 0 | 11.9723 | 0 | 0 | 0 | 11.9723 | 0 | 15.5927 | 48.9 | 0 | 2.7354 | 60.3674 | 0 | 0 | 0
4187 | 87.0664 | 0 | 87.0664 | 42.9 | 2 | 0 | 4 | 10.8521 | 44.3986 | 10.8521 | 44.3986 | 0 | 0 | 12 | 0 | 5.0843 | 0 | 17.0843 | 0 | 31.0802 | 48.9 | 0 | 2.612 | 59.7767 | 0 | 0 | 0
4188 | 88.6185 | 0 | 88.6185 | 42.9 | 2 | 7.1054e-15 | 4 | 10.7229 | 45.5303 | 10.7229 | 45.5303 | 0 | 0 | 12 | 0 | 4.5347 | 0 | 16.5347 | 0 | 46.061 | 48.9 | 0 | 2.6586 | 59.8402 | 0 | 1.4211e-14 | 0
4189 | 89.1586 | 0 | 89.1586 | 42.9 | 2 | 0 | 4 | 9.9583 | 44.8512 | 9.9583 | 44.8512 | 0 | 0 | 12 | 0 | 2.5509 | 0 | 14.5509 | 0 | 59.2128 | 48.9 | 0 | 2.6748 | 60.0694 | 0 | 0 | 0
4190 | 86.5124 | 0 | 86.5124 | 42.9 | 2 | 0 | 4 | 11.1905 | 40.0972 | 11.1905 | 35.9531 | 0 | 4.144 | 0.0081494 | 0 | 9.5231 | 0 | 9.5313 | 0 | 68 | 48.9 | 0 | 2.5954 | 60.1706 | 0 | 1.0658e-14 | 0
4191 | 84.8795 | 0 | 84.8795 | 42.9 | 2 | 0 | 4 | 11.7953 | 34.1805 | 11.7953 | 24.1842 | 0 | 9.9963 | 0 | 0 | 0 | 0 | 0 | 0 | 68 | 48.9 | 0 | 2.5464 | 82.5958 | 0 | 0 | 0
4192 | 90.9349 | 0 | 90.9349 | 42.9 | 2 | 6.392 | 4.0206 | 11.3267 | 24.2956 | 11.3267 | 24.2956 | 0 | 0 | 0 | 0 | 0 | 0 | 0 | 0 | 68 | 48.9206 | 0 | 2.728 | 78.0794 | 0 | 0 | 0
4193 | 96.1005 | 0 | 96.1005 | 42.9 | 2 | 8.3372 | 9.6059 | 12.279 | 11.6768 | 12.279 | 11.6768 | 0 | 0 | 0 | 9.3016 | 0 | 0 | 0 | 9.3016 | 57.6649 | 54.5059 | 0 | 2.883 | 63.1925 | 0 | 0 | 0
4194 | 99.0998 | 0 | 99.0998 | 43.6297 | 2 | 10.1432 | 10 | 11.3269 | 5.7751e-15 | 11.3269 | 5.7751e-15 | 0 | 0 | 0 | 12 | 0 | 10 | 0 | 22 | 33.485 | 55.6297 | 0 | 2.973 | 49.3703 | 0 | 0 | 0
4195 | 102.2811 | 0 | 102.2811 | 46.3539 | 2 | 10.2952 | 10 | 13.1928 | 0 | 13.1928 | 0 | 0 | 0 | 0 | 12 | 0 | 8.4391 | 0 | 20.4391 | 10.9982 | 58.3539 | 0 | 3.0684 | 46.6461 | 0 | 1.4211e-14 | 0
4196 | 108.2182 | 0 | 108.2182 | 55 | 7.7199 | 10.795 | 10 | 14.8048 | 0 | 14.8048 | 0 | 0 | 0 | 0 | 9.8984 | 0 | 0 | 0 | 9.8984 | -1.7764e-15 | 72.7199 | 0 | 3.2465 | 32.2801 | 0 | 0 | 0
4197 | 102.9714 | 0 | 102.9714 | 55 | 14.0454 | 10.3282 | 10 | 13.5979 | 0 | 13.5979 | 0 | 0 | 0 | 0 | -1.5987e-15 | 0 | 0 | 0 | -1.5987e-15 | 0 | 79.0454 | 0 | 3.0891 | 25.9546 | 0 | 0 | 0
4198 | 98.7917 | 0 | 98.7917 | 55 | 9.911 | 9.788 | 10 | 14.0927 | 0 | 14.0927 | 0 | 0 | 0 | 0 | 0 | 0 | 0 | 0 | 0 | 0 | 74.911 | 0 | 2.9638 | 30.089 | 0 | 0 | -1.4211e-14
4199 | 98.6119 | 0 | 98.6119 | 55 | 10.4387 | 9.8569 | 10 | 13.3163 | 0 | 13.3163 | 0 | 0 | 0 | 0 | 0 | 0 | 0 | 0 | 0 | 0 | 75.4387 | 0 | 2.9584 | 29.5613 | 0 | 0 | 0
4200 | 85.6174 | 0 | 85.6174 | 50.6297 | 2 | 8.1833 | 10 | 14.8045 | 0 | 14.8045 | 0 | 0 | 0 | 0 | 0 | 0 | 0 | 0 | 0 | 0 | 62.6297 | 0 | 2.5685 | 42.3703 | 0 | 0 | 0
4201 | 89.5907 | 0 | 89.5907 | 53.4733 | 2 | 8.5548 | 10 | 15.5626 | 0 | 15.5626 | 0 | 0 | 0 | 0 | 0 | 0 | 0 | 0 | 0 | 0 | 65.4733 | 0 | 2.6877 | 39.5267 | 0 | 1.4211e-14 | 0
4202 | 89.4783 | 0 | 89.4783 | 55 | 2.0807 | 8.7649 | 10 | 13.6328 | 0 | 13.6328 | 0 | 0 | 0 | 0 | 0 | 0 | 0 | 0 | 0 | 0 | 67.0807 | 0 | 2.6843 | 37.9193 | 0 | 0 | 0
4203 | 88.8114 | 0 | 88.8114 | 53.821 | 2 | 8.6003 | 10 | 14.3901 | 0 | 14.3901 | 0 | 0 | 0 | 0 | 0 | 0 | 0 | 0 | 0 | 0 | 65.821 | 0 | 2.6643 | 39.179 | 0 | 0 | 0
4204 | 92.1446 | 0 | 92.1446 | 55 | 4.4241 | 9.071 | 10 | 13.6495 | 0 | 13.6495 | 0 | 0 | 0 | 0 | 0 | 0 | 0 | 0 | 0 | 0 | 69.4241 | 0 | 2.7643 | 35.5759 | 0 | 0 | 0
4205 | 91.8624 | 0 | 91.8624 | 55 | 4.0201 | 9.0183 | 10 | 13.8241 | 0 | 13.8241 | 0 | 0 | 0 | 0 | 0 | 0 | 0 | 0 | 0 | 0 | 69.0201 | 0 | 2.7559 | 35.9799 | 0 | 0 | 0
4206 | 88.7899 | 0 | 88.7899 | 55 | 3.3946 | 8.9365 | 10 | 11.4588 | 0 | 11.4588 | 0 | 0 | 0 | 0 | 0 | 0 | 0 | 0 | 0 | 0 | 68.3946 | 0 | 2.6637 | 36.6054 | 0 | 0 | 0
4207 | 92.2779 | 0 | 92.2779 | 46.3351 | 2 | 7.6221 | 10 | 12.8316 | 13.489 | 12.8316 | 13.489 | 0 | 0 | 0 | 0 | 0 | 0 | 0 | 0 | 0 | 58.3351 | 0 | 2.7683 | 46.6649 | 0 | 0 | 0
4208 | 90.7747 | 0 | 90.7747 | 42.9 | 2 | 3.4319 | 4 | 11.8038 | 26.6389 | 11.8038 | 26.6389 | 0 | 0 | 0 | 0 | 0 | 0 | 0 | 0 | 0 | 48.9 | 0 | 2.7232 | 58.7156 | 0 | 0 | 0
4209 | 92.0257 | 0 | 92.0257 | 42.9 | 2 | 0 | 4 | 12.5429 | 37.4038 | 12.5429 | 37.4038 | 0 | 0 | 6.8209 | 0 | 0 | 0 | 6.8209 | 0 | 6.1389 | 48.9 | 0 | 2.7608 | 60.9627 | 0 | 0 | 0
4210 | 88.3741 | 0 | 88.3741 | 42.9 | 2 | 0 | 4 | 10.8053 | 49.5883 | 10.8053 | 49.5883 | 0 | 0 | 12 | 0 | 8.9194 | 0 | 20.9194 | 0 | 25.1621 | 48.9 | 0 | 2.6512 | 59.3335 | 0 | 0 | 0
4211 | 89.4958 | 0 | 89.4958 | 42.9 | 2 | 0 | 4 | 10.6772 | 53.9754 | 10.6772 | 51.9186 | 0 | 2.0568 | 12 | 0 | 10 | 0 | 22 | 0 | 45.1817 | 48.9 | 0 | 2.6849 | 58.9709 | 0 | 1.4211e-14 | 0
4212 | 87.1803 | 0 | 87.1803 | 42.9 | 2 | 1.4211e-14 | 4 | 12.938 | 46.8547 | 12.938 | 40.116 | 0 | 6.7387 | 12 | 0 | 2.7736 | 0 | 14.7736 | 0 | 58.5389 | 48.9 | 0 | 2.6154 | 59.265 | 0 | 7.1054e-15 | 0
4213 | 85.1055 | 0 | 85.1055 | 42.9 | 2 | 0 | 4 | 13.3419 | 53.5084 | 13.3419 | 33.3759 | 0 | 20.1324 | 10.5124 | 0 | 0 | 0 | 10.5124 | 0 | 68 | 48.9 | 0 | 2.5532 | 68.2096 | 0 | 0 | -1.7764e-15
4214 | 87.8972 | 0 | 87.8972 | 42.9 | 2 | 0 | 4 | 11.2035 | 47.6459 | 11.2035 | 27.7938 | 0 | 19.8522 | 0 | 0 | 0 | 0 | 0 | 0 | 68 | 48.9 | 0 | 2.6369 | 81.4568 | 0 | 0 | 0
4215 | 86.4566 | 0 | 86.4566 | 42.9 | 2 | 1.4211e-14 | 4 | 13.0668 | 33.9734 | 13.0668 | 24.4897 | 0 | 9.4837 | 0 | 0 | 0 | 0 | 0 | 0 | 68 | 48.9 | 0 | 2.5937 | 82.655 | 0 | 1.4211e-14 | 0
4216 | 88.048 | 0 | 88.048 | 42.9 | 2 | 1.2758 | 4 | 10.9511 | 26.921 | 10.9511 | 26.921 | 0 | 0 | 0 | 0 | 0 | 0 | 0 | 0 | 68 | 48.9 | 0 | 2.6414 | 82.6226 | 0 | 0 | -1.4211e-14
4217 | 94.1253 | 0 | 94.1253 | 46.8914 | 2 | 7.7865 | 10 | 12.0097 | 14.7359 | 12.0097 | 14.7359 | 0 | 0 | 0 | 0.70181 | 0 | 0 | 0 | 0.70181 | 67.2202 | 58.8914 | 0 | 2.8238 | 67.4068 | 0 | 0 | 0
4218 | 97.8303 | 0 | 97.8303 | 45.0343 | 2 | 9.8992 | 10 | 12.1689 | 6.6924e-15 | 12.1689 | 6.6924e-15 | 0 | 0 | 0 | 12 | 0 | 6.7279 | 0 | 18.7279 | 46.5894 | 57.0343 | 0 | 2.9349 | 51.2378 | 0 | 0 | 0
4219 | 101.0391 | 0 | 101.0391 | 44.8199 | 2 | 10.1618 | 10 | 13.1054 | 0 | 13.1054 | 0 | 0 | 0 | 0 | 12 | 0 | 8.952 | 0 | 20.952 | 23.5463 | 56.8199 | 0 | 3.0312 | 49.2281 | 0 | 0 | 0
4220 | 106.5878 | 0 | 106.5878 | 55 | 2.5513 | 10.7548 | 10 | 13.5225 | 0 | 13.5225 | 0 | 0 | 0 | 0 | 12 | 0 | 2.7592 | 0 | 14.7592 | 7.2202 | 67.5513 | 0 | 3.1976 | 37.4487 | 0 | 0 | 0
4221 | 103.7318 | 0 | 103.7318 | 55 | 6.8987 | 10.2435 | 10 | 15.0915 | 0 | 15.0915 | 0 | 0 | 0 | 0 | 6.4982 | 0 | 0 | 0 | 6.4982 | 0 | 71.8987 | 0 | 3.112 | 33.1013 | 0 | 0 | 0
4222 | 99.1153 | 0 | 99.1153 | 55 | 8.1013 | 9.5515 | 10 | 16.4625 | 0 | 16.4625 | 0 | 0 | 0 | 0 | 0 | 0 | 0 | 0 | 0 | 0 | 73.1013 | 0 | 2.9735 | 31.8987 | 0 | 0 | 0
4223 | 96.4138 | 0 | 96.4138 | 55 | 5.601 | 9.2248 | 10 | 16.5879 | 0 | 16.5879 | 0 | 0 | 0 | 0 | 0 | 0 | 0 | 0 | 0 | 0 | 70.601 | 0 | 2.8924 | 34.399 | 0 | 0 | 0
4224 | 88.7964 | 0 | 88.7964 | 51.2301 | 2 | 8.2617 | 10 | 17.3045 | 0 | 17.3045 | 0 | 0 | 0 | 0 | 0 | 0 | 0 | 0 | 0 | 0 | 63.2301 | 0 | 2.6639 | 41.7699 | 0 | 0 | 0
4225 | 93.0129 | 0 | 93.0129 | 55 | 2.4003 | 8.8066 | 10 | 16.806 | 0 | 16.806 | 0 | 0 | 0 | 0 | 0 | 0 | 0 | 0 | 0 | 0 | 67.4003 | 0 | 2.7904 | 37.5997 | 0 | 0 | 0
4226 | 90.3602 | 0 | 90.3602 | 54.4177 | 2 | 8.6782 | 10 | 15.2643 | 0 | 15.2643 | 0 | 0 | 0 | 0 | 0 | 0 | 0 | 0 | 0 | 0 | 66.4177 | 0 | 2.7108 | 38.5823 | 0 | 0 | 0
4227 | 91.8883 | 0 | 91.8883 | 55 | 2.8576 | 8.8664 | 10 | 15.1644 | 0 | 15.1644 | 0 | 0 | 0 | 0 | 0 | 0 | 0 | 0 | 0 | 0 | 67.8576 | 0 | 2.7566 | 37.1424 | 0 | 0 | 0
4228 | 93.0989 | 0 | 93.0989 | 55 | 4.7384 | 9.1121 | 10 | 14.2484 | 0 | 14.2484 | 0 | 0 | 0 | 0 | 0 | 0 | 0 | 0 | 0 | 0 | 69.7384 | 0 | 2.793 | 35.2616 | 0 | 1.4211e-14 | 0
4229 | 92.2369 | 0 | 92.2369 | 55 | 3.8269 | 8.993 | 10 | 14.417 | 0 | 14.417 | 0 | 0 | 0 | 0 | 0 | 0 | 0 | 0 | 0 | 0 | 68.8269 | 0 | 2.7671 | 36.1731 | 0 | 0 | 0
4230 | 94.9943 | 0 | 94.9943 | 55 | 6.8324 | 9.3857 | 10 | 13.7762 | 0 | 13.7762 | 0 | 0 | 0 | 0 | 0 | 0 | 0 | 0 | 0 | 0 | 71.8324 | 0 | 2.8498 | 33.1676 | 0 | 0 | 0
4231 | 92.6909 | 0 | 92.6909 | 47.6457 | 2 | 7.7934 | 10 | 14.8475 | 10.4043 | 14.8475 | 10.4043 | 0 | 0 | 0 | 0 | 0 | 0 | 0 | 0 | 0 | 59.6457 | 0 | 2.7807 | 45.3543 | 0 | 0 | 0
4232 | 94.6844 | 0 | 94.6844 | 43.0445 | 2 | 7.1922 | 10 | 13.7501 | 18.6977 | 13.7501 | 18.6977 | 0 | 0 | 0 | 0 | 0 | 0 | 0 | 0 | 0 | 55.0445 | 0 | 2.8405 | 49.9555 | 0 | 0 | 0
4233 | 93.16 | 0 | 93.16 | 42.9 | 2 | 1.3829 | 4 | 13.243 | 29.6341 | 13.243 | 29.6341 | 0 | 0 | 0 | 0 | 0 | 0 | 0 | 0 | 0 | 48.9 | 0 | 2.7948 | 60.5279 | 0 | 0 | 0
4234 | 90.3913 | 0 | 90.3913 | 42.9 | 2 | 7.1054e-15 | 4 | 12.5677 | 36.0792 | 12.5677 | 36.0792 | 0 | 0 | 7.1556 | 0 | 0 | 0 | 7.1556 | 0 | 6.4401 | 48.9 | 0 | 2.7117 | 60.9241 | 0 | 1.4211e-14 | 0
4235 | 89.6044 | 0 | 89.6044 | 42.9 | 2 | 0 | 4 | 11.9661 | 40.6996 | 11.9661 | 40.6996 | 0 | 0 | 11.9613 | 0 | 0 | 0 | 11.9613 | 0 | 17.2053 | 48.9 | 0 | 2.6881 | 60.3687 | 0 | 0 | 0
4236 | 89.127 | 0 | 89.127 | 42.9 | 2 | 0 | 4 | 12.8513 | 44.3915 | 12.8513 | 44.3915 | 0 | 0 | 12 | 0 | 5.0158 | 0 | 17.0158 | 0 | 32.6296 | 48.9 | 0 | 2.6738 | 59.7846 | 0 | 0 | 0
4237 | 92.0634 | 0 | 92.0634 | 42.9 | 2 | 7.1054e-15 | 4 | 10.9896 | 40.3541 | 10.9896 | 40.3541 | 0 | 0 | 8.1803 | 0 | 0 | 0 | 8.1803 | 0 | 39.9918 | 48.9 | 0 | 2.7619 | 65.0691 | 0 | 0 | 0
4238 | 88.1905 | 0 | 88.1905 | 42.9 | 2 | 0 | 4 | 13.3053 | 34.0609 | 13.3053 | 34.0609 | 0 | 0 | 8.0757 | 0 | 0 | 0 | 8.0757 | 0 | 47.26 | 48.9 | 0 | 2.6457 | 65.0812 | 0 | 0 | 0
4239 | 87.8189 | 0 | 87.8189 | 42.9 | 2 | 7.1054e-15 | 4 | 13.5045 | 28.5106 | 13.5045 | 28.5106 | 0 | 0 | 3.0962 | 0 | 0 | 0 | 3.0962 | 0 | 50.0465 | 48.9 | 0 | 2.6346 | 65.6566 | 0 | 0 | 0
4240 | 92.6156 | 0 | 92.6156 | 42.9 | 2 | 6.914 | 8.0157 | 13.6335 | 19.1524 | 13.6335 | 19.1524 | 0 | 0 | 0 | 0 | 0 | 0 | 0 | 0 | 50.0465 | 52.9157 | 0 | 2.7785 | 68.3478 | 0 | 0 | 0
4241 | 97.6931 | 0 | 97.6931 | 48.4217 | 2 | 8.4955 | 10 | 13.9808 | 10.1973 | 13.9808 | 10.1973 | 0 | 0 | 0 | 4.5977 | 0 | 0 | 0 | 4.5977 | 44.9379 | 60.4217 | 0 | 2.9308 | 56.244 | 0 | 0 | 0
4242 | 100.1364 | 0 | 100.1364 | 48.5209 | 2 | 10.0327 | 10 | 13.3193 | 4.8963e-15 | 13.3193 | 4.8963e-15 | 0 | 0 | 0 | 12 | 0 | 4.2634 | 0 | 16.2634 | 26.9803 | 60.5209 | 0 | 3.0041 | 44.4791 | 0 | 0 | 0
4243 | 104.4544 | 0 | 104.4544 | 55 | 2.5245 | 10.3908 | 10 | 14.5391 | 0 | 14.5391 | 0 | 0 | 0 | 0 | 12 | 0 | 0 | 0 | 12 | 13.6469 | 67.5245 | 0 | 3.1336 | 37.4755 | 0 | 0 | 0
4244 | 109.8817 | 0 | 109.8817 | 55 | 7.3531 | 11.0217 | 10 | 14.507 | 0 | 14.507 | 0 | 0 | 0 | 0 | 12 | 0 | 0 | 0 | 12 | 0.31359 | 72.3531 | 0 | 3.2965 | 32.6469 | 0 | 0 | 0
4245 | 108.0047 | 0 | 108.0047 | 55 | 16.1175 | 10.6358 | 10 | 15.9692 | 0 | 15.9692 | 0 | 0 | 0 | 0 | 0.28223 | 0 | 0 | 0 | 0.28223 | 0 | 81.1175 | 0 | 3.2401 | 23.8825 | 0 | 0 | 0
4246 | 101.6081 | 0 | 101.6081 | 55 | 11.5162 | 9.9977 | 10 | 15.0942 | 0 | 15.0942 | 0 | 0 | 0 | 0 | 0 | 0 | 0 | 0 | 0 | 0 | 76.5162 | 0 | 3.0482 | 28.4838 | 0 | 1.4211e-14 | 0
4247 | 101.0476 | 0 | 101.0476 | 55 | 9.7589 | 9.7681 | 10 | 16.5206 | 0 | 16.5206 | 0 | 0 | 0 | 0 | 0 | 0 | 0 | 0 | 0 | 0 | 74.7589 | 0 | 3.0314 | 30.2411 | 0 | 0 | -1.4211e-14
4248 | 89.8165 | 0 | 89.8165 | 54.6852 | 2 | 8.7132 | 10 | 14.4181 | 0 | 14.4181 | 0 | 0 | 0 | 0 | 0 | 0 | 0 | 0 | 0 | 0 | 66.6852 | 0 | 2.6945 | 38.3148 | 0 | 0 | 0
4249 | 91.6783 | 0 | 91.6783 | 55 | 3.0974 | 8.8977 | 10 | 14.6832 | 0 | 14.6832 | 0 | 0 | 0 | 0 | 0 | 0 | 0 | 0 | 0 | 0 | 68.0974 | 0 | 2.7503 | 36.9026 | 0 | 0 | 0
4250 | 90.0581 | 0 | 90.0581 | 55 | 2.9668 | 8.8806 | 10 | 13.2107 | 0 | 13.2107 | 0 | 0 | 0 | 0 | 0 | 0 | 0 | 0 | 0 | 0 | 67.9668 | 0 | 2.7017 | 37.0332 | 0 | 0 | 0
4251 | 89.983 | 0 | 89.983 | 55 | 2.5528 | 8.8265 | 10 | 13.6036 | 0 | 13.6036 | 0 | 0 | 0 | 0 | 0 | 0 | 0 | 0 | 0 | 0 | 67.5528 | 0 | 2.6995 | 37.4472 | 0 | 0 | 0
4252 | 92.4433 | 0 | 92.4433 | 55 | 5.0333 | 9.1506 | 10 | 13.2594 | 0 | 13.2594 | 0 | 0 | 0 | 0 | 0 | 0 | 0 | 0 | 0 | 0 | 70.0333 | 0 | 2.7733 | 34.9667 | 0 | 0 | 0
4253 | 93.6276 | 0 | 93.6276 | 55 | 4.9874 | 9.1447 | 10 | 14.4956 | 0 | 14.4956 | 0 | 0 | 0 | 0 | 0 | 0 | 0 | 0 | 0 | 0 | 69.9874 | 0 | 2.8088 | 35.0126 | 0 | 0 | 0
4254 | 92.1645 | 0 | 92.1645 | 55 | 5.2389 | 9.1775 | 10 | 12.7481 | 0 | 12.7481 | 0 | 0 | 0 | 0 | 0 | 0 | 0 | 0 | 0 | 0 | 70.2389 | 0 | 2.7649 | 34.7611 | 0 | 0 | 0
4255 | 94.8349 | 0 | 94.8349 | 50.2658 | 2 | 8.1357 | 10 | 13.4517 | 10.9816 | 13.4517 | 10.9816 | 0 | 0 | 0 | 0 | 0 | 0 | 0 | 0 | 0 | 62.2658 | 0 | 2.845 | 42.7342 | 0 | 0 | 0
4256 | 92.608 | 0 | 92.608 | 43.326 | 2 | 7.229 | 10 | 11.2792 | 18.7739 | 11.2792 | 18.7739 | 0 | 0 | 0 | 0 | 0 | 0 | 0 | 0 | 0 | 55.326 | 0 | 2.7782 | 49.674 | 0 | 1.4211e-14 | 0
4257 | 93.1993 | 0 | 93.1993 | 42.9 | 2 | 2.2513 | 4 | 11.78 | 30.268 | 11.78 | 30.268 | 0 | 0 | 0 | 0 | 0 | 0 | 0 | 0 | 0 | 48.9 | 0 | 2.796 | 59.7598 | 0 | 0 | 0
4258 | 92.2373 | 0 | 92.2373 | 42.9 | 2 | 0 | 4 | 11.0589 | 32.6036 | 11.0589 | 32.6036 | 0 | 0 | 0.32519 | 0 | 0 | 0 | 0.32519 | 0 | 0.29267 | 48.9 | 0 | 2.7671 | 61.7134 | 0 | 0 | 0
4259 | 92.3971 | 0 | 92.3971 | 42.9 | 2 | 1.4211e-14 | 4 | 12.1055 | 40.2173 | 12.1055 | 40.2173 | 0 | 0 | 8.8258 | 0 | 0 | 0 | 8.8258 | 0 | 8.2359 | 48.9 | 0 | 2.7719 | 60.7311 | 0 | 0 | 0
4260 | 91.2752 | 0 | 91.2752 | 42.9 | 2 | 0 | 4 | 10.4658 | 40.2427 | 10.4658 | 40.2427 | 0 | 0 | 8.3332 | 0 | 0 | 0 | 8.3332 | 0 | 15.7357 | 48.9 | 0 | 2.7383 | 60.788 | 0 | 0 | 0
4261 | 91.0181 | 0 | 91.0181 | 42.9 | 2 | 0 | 4 | 11.6446 | 37.802 | 11.6446 | 37.802 | 0 | 0 | 7.3286 | 0 | 0 | 0 | 7.3286 | 0 | 22.3315 | 48.9 | 0 | 2.7305 | 60.9041 | 0 | 0 | 0
4262 | 90.0112 | 0 | 90.0112 | 42.9 | 2 | 1.4211e-14 | 4 | 12.1132 | 37.3657 | 12.1132 | 37.3657 | 0 | 0 | 8.3677 | 0 | 0 | 0 | 8.3677 | 0 | 29.8624 | 48.9 | 0 | 2.7003 | 60.784 | 0 | 0 | 0
4263 | 87.2945 | 0 | 87.2945 | 42.9 | 2 | 7.1054e-15 | 4 | 12.1027 | 29.0076 | 12.1027 | 29.0076 | 0 | 0 | 2.7159 | 0 | 0 | 0 | 2.7159 | 0 | 32.3066 | 48.9 | 0 | 2.6188 | 61.4371 | 0 | 0 | 0
4264 | 90.2627 | 0 | 90.2627 | 42.9 | 2 | 6.9743 | 8.4768 | 11.0847 | 18.827 | 11.0847 | 18.827 | 0 | 0 | 0 | 0 | 0 | 0 | 0 | 0 | 32.3066 | 53.3768 | 0 | 2.7079 | 63.6232 | 0 | 1.4211e-14 | 0
4265 | 96.8358 | 0 | 96.8358 | 43.633 | 2 | 8.3758 | 10 | 12.692 | 11.6652 | 12.692 | 11.6652 | 0 | 0 | 0 | 8.4699 | 0 | 0 | 0 | 8.4699 | 22.8956 | 55.633 | 0 | 2.9051 | 52.8971 | 0 | 0 | 0
4266 | 100.5102 | 0 | 100.5102 | 53.113 | 2 | 10.0757 | 10 | 13.3215 | 5.6426e-15 | 13.3215 | 5.6426e-15 | 0 | 0 | 0 | 12 | 0 | 0 | 0 | 12 | 9.5623 | 65.113 | 0 | 3.0153 | 39.887 | 0 | 0 | 0
4267 | 107.171 | 0 | 107.171 | 55 | 9.8038 | 10.8984 | 10 | 12.8627 | 0 | 12.8627 | 0 | 0 | 0 | 0 | 8.6061 | 0 | 0 | 0 | 8.6061 | 0 | 74.8038 | 0 | 3.2151 | 30.1962 | 0 | 0 | 0
4268 | 111.0575 | 0 | 111.0575 | 55 | 21.6666 | 11.324 | 10 | 13.0669 | 0 | 13.0669 | 0 | 0 | 0 | 0 | 0 | 0 | 0 | 0 | 0 | 0 | 86.6666 | 0 | 3.3317 | 18.3334 | 0 | 0 | 0
4269 | 105.2473 | 0 | 105.2473 | 55 | 15.4335 | 10.5096 | 10 | 14.3043 | 0 | 14.3043 | 0 | 0 | 0 | 0 | 0 | 0 | 0 | 0 | 0 | 0 | 80.4335 | 0 | 3.1574 | 24.5665 | 0 | 0 | 0
4270 | 100.1541 | 0 | 100.1541 | 55 | 10.6118 | 9.8795 | 10 | 14.6627 | 0 | 14.6627 | 0 | 0 | 0 | 0 | 0 | 0 | 0 | 0 | 0 | 0 | 75.6118 | 0 | 3.0046 | 29.3882 | 0 | 0 | 0
4271 | 98.5475 | 0 | 98.5475 | 55 | 8.8612 | 9.6508 | 10 | 15.0355 | 0 | 15.0355 | 0 | 0 | 0 | 0 | 0 | 0 | 0 | 0 | 0 | 0 | 73.8612 | 0 | 2.9564 | 31.1388 | 0 | 0 | 0
4272 | 90.0938 | 0 | 90.0938 | 53.606 | 2 | 8.5722 | 10 | 15.9156 | 0 | 15.9156 | 0 | 0 | 0 | 0 | 0 | 0 | 0 | 0 | 0 | 0 | 65.606 | 0 | 2.7028 | 39.394 | 0 | 0 | 0
4273 | 89.8357 | 0 | 89.8357 | 53.1869 | 2 | 8.5174 | 10 | 16.1314 | 0 | 16.1314 | 0 | 0 | 0 | 0 | 0 | 0 | 0 | 0 | 0 | 0 | 65.1869 | 0 | 2.6951 | 39.8131 | 0 | 0 | 0
4274 | 90.435 | 0 | 90.435 | 55 | 2.3654 | 8.8021 | 10 | 14.2676 | 0 | 14.2676 | 0 | 0 | 0 | 0 | 0 | 0 | 0 | 0 | 0 | 0 | 67.3654 | 0 | 2.7131 | 37.6346 | 0 | 0 | 0
4275 | 93.0534 | 0 | 93.0534 | 55 | 3.4454 | 8.9432 | 10 | 15.6648 | 0 | 15.6648 | 0 | 0 | 0 | 0 | 0 | 0 | 0 | 0 | 0 | 0 | 68.4454 | 0 | 2.7916 | 36.5546 | 0 | 0 | 0
4276 | 91.5637 | 0 | 91.5637 | 55 | 3.1719 | 8.9074 | 10 | 14.4844 | 0 | 14.4844 | 0 | 0 | 0 | 0 | 0 | 0 | 0 | 0 | 0 | 0 | 68.1719 | 0 | 2.7469 | 36.8281 | 0 | 0 | 0
4277 | 90.2681 | 0 | 90.2681 | 55 | 2.7216 | 8.8486 | 10 | 13.6979 | 0 | 13.6979 | 0 | 0 | 0 | 0 | 0 | 0 | 0 | 0 | 0 | 0 | 67.7216 | 0 | 2.708 | 37.2784 | 0 | 0 | 0
4278 | 91.4245 | 0 | 91.4245 | 55 | 4.7198 | 9.1097 | 10 | 12.5951 | 0 | 12.5951 | 0 | 0 | 0 | 0 | 0 | 0 | 0 | 0 | 0 | 0 | 69.7198 | 0 | 2.7427 | 35.2802 | 0 | 0 | 0
4279 | 91.7705 | 0 | 91.7705 | 46.1757 | 2 | 7.6013 | 10 | 13.3959 | 12.5975 | 13.3959 | 12.5975 | 0 | 0 | 0 | 0 | 0 | 0 | 0 | 0 | 0 | 58.1757 | 0 | 2.7531 | 46.8243 | 0 | 0 | 0
4280 | 90.978 | 0 | 90.978 | 42.9 | 2 | 1.0887 | 4 | 14.8466 | 26.1427 | 14.8466 | 26.1427 | 0 | 0 | 0 | 0 | 0 | 0 | 0 | 0 | 0 | 48.9 | 0 | 2.7293 | 60.7881 | 0 | 0 | 0
4281 | 90.6185 | 0 | 90.6185 | 42.9 | 2 | 1.4211e-14 | 4 | 13.5855 | 36.5759 | 13.5855 | 36.5759 | 0 | 0 | 8.4429 | 0 | 0 | 0 | 8.4429 | 0 | 7.5986 | 48.9 | 0 | 2.7186 | 60.7753 | 0 | 0 | 0
4282 | 91.4651 | 0 | 91.4651 | 42.9 | 2 | 7.1054e-15 | 4 | 14.4968 | 44.726 | 14.4968 | 44.726 | 0 | 0 | 12 | 0 | 4.6577 | 0 | 16.6577 | 0 | 22.6928 | 48.9 | 0 | 2.744 | 59.826 | 0 | 1.4211e-14 | 0
4283 | 88.9623 | 0 | 88.9623 | 42.9 | 2 | 0 | 4 | 13.1825 | 53.4909 | 13.1825 | 48.8798 | 0 | 4.6111 | 12 | 0 | 10 | 0 | 22 | 0 | 42.7124 | 48.9 | 0 | 2.6689 | 58.6758 | 0 | 0 | 0
4284 | 90.0814 | 0 | 90.0814 | 42.9 | 2 | 7.1054e-15 | 4 | 11.3303 | 49.4156 | 11.3303 | 48.8864 | 0 | 0.52921 | 12 | 0 | 7.0353 | 0 | 19.0353 | 0 | 59.9986 | 48.9 | 0 | 2.7024 | 59.4901 | 0 | 3.5527e-15 | 0
4285 | 87.9558 | 0 | 87.9558 | 42.9 | 2 | 7.1054e-15 | 4 | 12.067 | 48.0353 | 12.067 | 35.8793 | 0 | 12.156 | 8.8905 | 0 | 0 | 0 | 8.8905 | 0 | 68 | 48.9 | 0 | 2.6387 | 69.3188 | 0 | 0 | 0
4286 | 88.8554 | 0 | 88.8554 | 42.9 | 2 | 0 | 4 | 11.3422 | 45.1464 | 11.3422 | 28.6132 | 0 | 16.5332 | 0 | 0 | 0 | 0 | 0 | 0 | 68 | 48.9 | 0 | 2.6657 | 81.8404 | 0 | 0 | 0
4287 | 85.803 | 0 | 85.803 | 42.9 | 2 | 0 | 4 | 13.3524 | 33.1783 | 13.3524 | 23.5506 | 0 | 9.6277 | 0 | 0 | 0 | 0 | 0 | 0 | 68 | 48.9 | 0 | 2.5741 | 82.6384 | 0 | 1.4211e-14 | 0
4288 | 90.3776 | 0 | 90.3776 | 42.9 | 2 | 1.8979 | 4 | 12.7904 | 26.7893 | 12.7904 | 26.7893 | 0 | 0 | 0 | 0 | 0 | 0 | 0 | 0 | 68 | 48.9 | 0 | 2.7113 | 82.0724 | 0 | 0 | -1.4211e-14
4289 | 96.1946 | 0 | 96.1946 | 47.8709 | 2 | 7.8228 | 10 | 15.2208 | 13.2801 | 15.2208 | 13.2801 | 0 | 0 | 0 | 0 | 0 | 0 | 0 | 0 | 68 | 59.8709 | 0 | 2.8858 | 67.1291 | 0 | 0 | -1.4211e-14
4290 | 99.7167 | 0 | 99.7167 | 47.3248 | 2 | 9.9039 | 10 | 14.0143 | 6.3209e-15 | 14.0143 | 6.3209e-15 | 0 | 0 | 0 | 12 | 0 | 4.4737 | 0 | 16.4737 | 49.8143 | 59.3248 | 0 | 2.9915 | 51.2015 | 0 | 0 | 0
4291 | 105.9624 | 0 | 105.9624 | 46.9337 | 2 | 10.5282 | 10 | 14.8584 | 0 | 14.8584 | 0 | 0 | 0 | 0 | 12 | 0 | 9.6421 | 0 | 21.6421 | 26.0226 | 58.9337 | 0 | 3.1789 | 46.4242 | 0 | 0 | 0
4292 | 109.7713 | 0 | 109.7713 | 55 | 3.5698 | 11.0922 | 10 | 13.786 | 0 | 13.786 | 0 | 0 | 0 | 0 | 12 | 0 | 4.3233 | 0 | 16.3233 | 8 | 68.5698 | 0 | 3.2931 | 36.4302 | 0 | 1.4211e-14 | 0
4293 | 103.6215 | 0 | 103.6215 | 55 | 4.4882 | 10.0202 | 10 | 16.9131 | 0 | 16.9131 | 0 | 0 | 0 | 0 | 7.2 | 0 | 0 | 0 | 7.2 | 0 | 69.4882 | 0 | 3.1086 | 35.5118 | 0 | 0 | 0
4294 | 99.8171 | 0 | 99.8171 | 55 | 10.5087 | 9.8661 | 10 | 14.4423 | 0 | 14.4423 | 0 | 0 | 0 | 0 | 0 | 0 | 0 | 0 | 0 | 0 | 75.5087 | 0 | 2.9945 | 29.4913 | 0 | 0 | 0
4295 | 97.7034 | 0 | 97.7034 | 55 | 6.8669 | 9.3902 | 10 | 16.4463 | 0 | 16.4463 | 0 | 0 | 0 | 0 | 0 | 0 | 0 | 0 | 0 | 0 | 71.8669 | 0 | 2.9311 | 33.1331 | 0 | 0 | 0
4296 | 91.075 | 0 | 91.075 | 55 | 2.3703 | 8.8027 | 10 | 14.902 | 0 | 14.902 | 0 | 0 | 0 | 0 | 0 | 0 | 0 | 0 | 0 | 0 | 67.3703 | 0 | 2.7322 | 37.6297 | 0 | 0 | 0
4297 | 92.818 | 0 | 92.818 | 55 | 5.8281 | 9.2545 | 10 | 12.7354 | 0 | 12.7354 | 0 | 0 | 0 | 0 | 0 | 0 | 0 | 0 | 0 | 0 | 70.8281 | 0 | 2.7845 | 34.1719 | 0 | 0 | 0
4298 | 91.5135 | 0 | 91.5135 | 55 | 6.8846 | 9.3925 | 10 | 10.2363 | 0 | 10.2363 | 0 | 0 | 0 | 0 | 0 | 0 | 0 | 0 | 0 | 0 | 71.8846 | 0 | 2.7454 | 33.1154 | 0 | 0 | 0
4299 | 95.1265 | 0 | 95.1265 | 55 | 8.395 | 9.5899 | 10 | 12.1416 | 0 | 12.1416 | 0 | 0 | 0 | 0 | 0 | 0 | 0 | 0 | 0 | 0 | 73.395 | 0 | 2.8538 | 31.605 | 0 | 0 | 0
4300 | 95.2569 | 0 | 95.2569 | 55 | 9.5745 | 9.744 | 10 | 10.9383 | 0 | 10.9383 | 0 | 0 | 0 | 0 | 0 | 0 | 0 | 0 | 0 | 0 | 74.5745 | 0 | 2.8577 | 30.4255 | 0 | 0 | 0
4301 | 92.2147 | 0 | 92.2147 | 55 | 6.217 | 9.3053 | 10 | 11.6924 | 0 | 11.6924 | 0 | 0 | 0 | 0 | 0 | 0 | 0 | 0 | 0 | 0 | 71.217 | 0 | 2.7664 | 33.783 | 0 | 0 | 0
4302 | 94.6009 | 0 | 94.6009 | 55 | 7.8612 | 9.5202 | 10 | 12.2195 | 0 | 12.2195 | 0 | 0 | 0 | 0 | 0 | 0 | 0 | 0 | 0 | 0 | 72.8612 | 0 | 2.838 | 32.1388 | 0 | 0 | 0
4303 | 91.7433 | 0 | 91.7433 | 48.7271 | 2 | 7.9347 | 10 | 11.9003 | 11.1812 | 11.9003 | 11.1812 | 0 | 0 | 0 | 0 | 0 | 0 | 0 | 0 | 0 | 60.7271 | 0 | 2.7523 | 44.2729 | 0 | 0 | 0
4304 | 91.7142 | 0 | 91.7142 | 42.9 | 2 | 6.9643 | 8.4006 | 11.56 | 19.8894 | 11.56 | 19.8894 | 0 | 0 | 0 | 0 | 0 | 0 | 0 | 0 | 0 | 53.3006 | 0 | 2.7514 | 51.6994 | 0 | 0 | 0
4305 | 92.099 | 0 | 92.099 | 42.9 | 2 | 0.49548 | 4 | 12.0348 | 30.6688 | 12.0348 | 30.6688 | 0 | 0 | 0 | 0 | 0 | 0 | 0 | 0 | 0 | 48.9 | 0 | 2.763 | 61.3128 | 0 | 0 | 0
4306 | 90.2321 | 0 | 90.2321 | 42.9 | 2 | 1.4211e-14 | 4 | 11.5493 | 34.948 | 11.5493 | 34.948 | 0 | 0 | 5.1652 | 0 | 0 | 0 | 5.1652 | 0 | 4.6487 | 48.9 | 0 | 2.707 | 61.1541 | 0 | 0 | 0
4307 | 92.5686 | 0 | 92.5686 | 42.9 | 2 | 7.1054e-15 | 4 | 9.2731 | 41.9158 | 9.2731 | 41.9158 | 0 | 0 | 7.5202 | 0 | 0 | 0 | 7.5202 | 0 | 11.4169 | 48.9 | 0 | 2.7771 | 60.8819 | 0 | 1.4211e-14 | 0
4308 | 90.8752 | 0 | 90.8752 | 42.9 | 2 | 7.1054e-15 | 4 | 8.9421 | 43.2341 | 8.9421 | 43.2341 | 0 | 0 | 10.201 | 0 | 0 | 0 | 10.201 | 0 | 20.5978 | 48.9 | 0 | 2.7263 | 60.5721 | 0 | 0 | 0
4309 | 89.0755 | 0 | 89.0755 | 42.9 | 2 | 7.1054e-15 | 4 | 9.6181 | 43.0629 | 9.6181 | 43.0629 | 0 | 0 | 12 | 0 | 0.50553 | 0 | 12.5055 | 0 | 31.8639 | 48.9 | 0 | 2.6723 | 60.3058 | 0 | 0 | 0
4310 | 89.5988 | 0 | 89.5988 | 42.9 | 2 | 0 | 4 | 8.8099 | 37.4627 | 8.8099 | 37.4627 | 0 | 0 | 5.5738 | 0 | 0 | 0 | 5.5738 | 0 | 36.8803 | 48.9 | 0 | 2.688 | 61.5366 | 0 | 0 | 0
4311 | 87.1856 | 0 | 87.1856 | 42.9 | 2 | 0 | 4 | 10.9216 | 29.5081 | 10.9216 | 29.5081 | 0 | 0 | 2.1441 | 0 | 0 | 0 | 2.1441 | 0 | 38.81 | 48.9 | 0 | 2.6156 | 61.9329 | 0 | 0 | 0
4312 | 91.9705 | 0 | 91.9705 | 42.9 | 2 | 7.1592 | 9.8921 | 10.0428 | 19.9764 | 10.0428 | 19.9764 | 0 | 0 | 0 | 0 | 0 | 0 | 0 | 0 | 38.81 | 54.7921 | 0 | 2.7591 | 62.6376 | 0 | 0 | 0
4313 | 98.0574 | 0 | 98.0574 | 46.8635 | 2 | 8.9045 | 10 | 10.9336 | 10.0703 | 10.9336 | 10.0703 | 0 | 0 | 0 | 9.2856 | 0 | 0 | 0 | 9.2856 | 28.4928 | 58.8635 | 0 | 2.9417 | 49.2806 | 0 | 0 | 0
4314 | 102.5047 | 0 | 102.5047 | 55 | 3.317 | 10.5505 | 10 | 11.2075 | 5.2535e-15 | 11.2075 | 5.2535e-15 | 0 | 0 | 0 | 12 | 0 | 0.4297 | 0 | 12.4297 | 14.6933 | 68.317 | 0 | 3.0751 | 36.683 | 0 | 0 | 0
4315 | 107.9049 | 0 | 107.9049 | 55 | 8.6899 | 11.1964 | 10 | 11.0187 | 0 | 11.0187 | 0 | 0 | 0 | 0 | 12 | 0 | 0 | 0 | 12 | 1.36 | 73.6899 | 0 | 3.2371 | 31.3101 | 0 | 0 | 0
4316 | 112.1114 | 0 | 112.1114 | 55 | 23.811 | 11.7641 | 10 | 10.3122 | 0 | 10.3122 | 0 | 0 | 0 | 0 | 1.224 | 0 | 0 | 0 | 1.224 | 0 | 88.811 | 0 | 3.3633 | 16.189 | 0 | 0 | 0
4317 | 105.7147 | 0 | 105.7147 | 55 | 16.7669 | 10.6838 | 10 | 13.264 | 0 | 13.264 | 0 | 0 | 0 | 0 | 0 | 0 | 0 | 0 | 0 | 0 | 81.7669 | 0 | 3.1714 | 23.2331 | 0 | 1.4211e-14 | 0
4318 | 104.1609 | 0 | 104.1609 | 55 | 14.6558 | 10.4079 | 10 | 14.0972 | 0 | 14.0972 | 0 | 0 | 0 | 0 | 0 | 0 | 0 | 0 | 0 | 0 | 79.6558 | 0 | 3.1248 | 25.3442 | 0 | 0 | 0
4319 | 98.8415 | 0 | 98.8415 | 55 | 10.9998 | 9.9302 | 10 | 12.9114 | 0 | 12.9114 | 0 | 0 | 0 | 0 | 0 | 0 | 0 | 0 | 0 | 0 | 75.9998 | 0 | 2.9652 | 29.0002 | 0 | 0 | 0
4320 | 87.3804 | 0 | 87.3804 | 54.8765 | 2 | 8.7382 | 10 | 11.7657 | 0 | 11.7657 | 0 | 0 | 0 | 0 | 0 | 0 | 0 | 0 | 0 | 0 | 66.8765 | 0 | 2.6214 | 38.1235 | 0 | 0 | 0
4321 | 87.3443 | 0 | 87.3443 | 52.9248 | 2 | 8.4832 | 10 | 13.9364 | 0 | 13.9364 | 0 | 0 | 0 | 0 | 0 | 0 | 0 | 0 | 0 | 0 | 64.9248 | 0 | 2.6203 | 40.0752 | 0 | 0 | 0
4322 | 89.1816 | 0 | 89.1816 | 55 | 2.6778 | 8.8429 | 10 | 12.6609 | 0 | 12.6609 | 0 | 0 | 0 | 0 | 0 | 0 | 0 | 0 | 0 | 0 | 67.6778 | 0 | 2.6754 | 37.3222 | 0 | 0 | 0
4323 | 88.8525 | 0 | 88.8525 | 54.4511 | 2 | 8.6826 | 10 | 13.7188 | 0 | 13.7188 | 0 | 0 | 0 | 0 | 0 | 0 | 0 | 0 | 0 | 0 | 66.4511 | 0 | 2.6656 | 38.5489 | 0 | 0 | 0
4324 | 91.9026 | 0 | 91.9026 | 55 | 6.6579 | 9.3629 | 10 | 10.8818 | 0 | 10.8818 | 0 | 0 | 0 | 0 | 0 | 0 | 0 | 0 | 0 | 0 | 71.6579 | 0 | 2.7571 | 33.3421 | 0 | 0 | 0
4325 | 87.9779 | 0 | 87.9779 | 55 | 2.5074 | 8.8206 | 10 | 11.6499 | 0 | 11.6499 | 0 | 0 | 0 | 0 | 0 | 0 | 0 | 0 | 0 | 0 | 67.5074 | 0 | 2.6393 | 37.4926 | 0 | 0 | 0
4326 | 91.3719 | 0 | 91.3719 | 55 | 6.0648 | 9.2854 | 10 | 11.0217 | 0 | 11.0217 | 0 | 0 | 0 | 0 | 0 | 0 | 0 | 0 | 0 | 0 | 71.0648 | 0 | 2.7412 | 33.9352 | 0 | 0 | 0
4327 | 91.0395 | 0 | 91.0395 | 48.6658 | 2 | 7.9267 | 10 | 10.2586 | 12.1885 | 10.2586 | 12.1885 | 0 | 0 | 0 | 0 | 0 | 0 | 0 | 0 | 0 | 60.6658 | 0 | 2.7312 | 44.3342 | 0 | 0 | 0
4328 | 90.8885 | 0 | 90.8885 | 42.9 | 2 | 6.8569 | 7.5787 | 10.1086 | 21.4443 | 10.1086 | 21.4443 | 0 | 0 | 0 | 0 | 0 | 0 | 0 | 0 | 0 | 52.4787 | 0 | 2.7267 | 52.5213 | 0 | 0 | 0
4329 | 88.5984 | 0 | 88.5984 | 42.9 | 2 | 0 | 4 | 11.6402 | 32.4511 | 11.6402 | 32.4511 | 0 | 0 | 4.3928 | 0 | 0 | 0 | 4.3928 | 0 | 3.9535 | 48.9 | 0 | 2.658 | 61.2433 | 0 | 0 | 0
4330 | 89.3918 | 0 | 89.3918 | 42.9 | 2 | 0 | 4 | 10.9433 | 41.5969 | 10.9433 | 41.5969 | 0 | 0 | 12 | 0 | 0.048324 | 0 | 12.0483 | 0 | 14.7981 | 48.9 | 0 | 2.6818 | 60.3587 | 0 | 0 | 0
4331 | 89.6806 | 0 | 89.6806 | 42.9 | 2 | 0 | 4 | 10.9923 | 42.0991 | 10.9923 | 42.0991 | 0 | 0 | 12 | 0 | 0.31083 | 0 | 12.3108 | 0 | 25.8847 | 48.9 | 0 | 2.6904 | 60.3283 | 0 | 0 | 0
4332 | 85.3345 | 0 | 85.3345 | 42.9 | 2 | 1.4211e-14 | 4 | 9.7674 | 42.0704 | 9.7674 | 42.0704 | 0 | 0 | 12 | 0 | 3.4034 | 0 | 15.4034 | 0 | 39.8224 | 48.9 | 0 | 2.56 | 59.9709 | 0 | 0 | 0
4333 | 86.1791 | 0 | 86.1791 | 42.9 | 2 | 7.1054e-15 | 4 | 9.1909 | 45.045 | 9.1909 | 45.045 | 0 | 0 | 12 | 0 | 4.9568 | 0 | 16.9568 | 0 | 55.1923 | 48.9 | 0 | 2.5854 | 59.7914 | 0 | 0 | 0
4334 | 84.7891 | 0 | 84.7891 | 42.9 | 2 | 0 | 4 | 9.3727 | 38.9041 | 9.3727 | 37.457 | 0 | 1.4471 | 0.94051 | 0 | 10 | 0 | 10.9405 | 0 | 65.2583 | 48.9 | 0 | 2.5437 | 60.3194 | 0 | 0 | -7.1054e-15
4335 | 85.8631 | 0 | 85.8631 | 42.9 | 2 | 0 | 4 | 10.7506 | 28.4492 | 10.7506 | 28.4492 | 0 | 0 | 0 | 0 | 2.2367 | 0 | 2.2367 | 0 | 67.3205 | 48.9 | 0 | 2.5759 | 73.4925 | 0 | 0 | 0
4336 | 90.5377 | 0 | 90.5377 | 42.9 | 2 | 6.7122 | 6.4711 | 10.0845 | 22.3698 | 10.0845 | 22.3698 | 0 | 0 | 0 | 0 | 0 | 0 | 0 | 0 | 67.3205 | 51.3711 | 0 | 2.7161 | 75.6289 | 0 | 0 | 0
4337 | 95.1959 | 0 | 95.1959 | 42.9 | 2 | 8.3006 | 6.602 | 11.551 | 11.8166 | 11.551 | 11.8166 | 0 | 0 | 0 | 12 | 0 | 0.02564 | 0 | 12.0256 | 53.9593 | 51.502 | 0 | 2.8559 | 63.4723 | 0 | 0 | 0
4338 | 97.5512 | 0 | 97.5512 | 42.9 | 2 | 9.8525 | 8.5047 | 12.2941 | 5.1597e-15 | 12.2941 | 5.1597e-15 | 0 | 0 | 0 | 12 | 0 | 10 | 0 | 22 | 29.7795 | 53.4047 | 0 | 2.9265 | 51.5953 | 0 | 0 | 0
4339 | 103.9908 | 0 | 103.9908 | 49.6637 | 2 | 10.6425 | 10 | 11.8977 | 0 | 11.8977 | 0 | 0 | 0 | 0 | 12 | 0 | 7.787 | 0 | 19.787 | 8 | 61.6637 | 0 | 3.1197 | 43.3363 | 0 | 0 | 0
4340 | 105.6657 | 0 | 105.6657 | 55 | 9.6541 | 10.6952 | 10 | 13.1165 | 0 | 13.1165 | 0 | 0 | 0 | 0 | 7.2 | 0 | 0 | 0 | 7.2 | 0 | 74.6541 | 0 | 3.17 | 30.3459 | 0 | 0 | 0
4341 | 101.6295 | 0 | 101.6295 | 55 | 13.7435 | 10.2887 | 10 | 12.5972 | 0 | 12.5972 | 0 | 0 | 0 | 0 | 0 | 0 | 0 | 0 | 0 | 0 | 78.7435 | 0 | 3.0489 | 26.2565 | 0 | 0 | 0
4342 | 101.1429 | 0 | 101.1429 | 55 | 11.451 | 9.9892 | 10 | 14.7027 | 0 | 14.7027 | 0 | 0 | 0 | 0 | 0 | 0 | 0 | 0 | 0 | 0 | 76.451 | 0 | 3.0343 | 28.549 | 0 | 1.4211e-14 | 0
4343 | 95.0977 | 0 | 95.0977 | 55 | 7.3132 | 9.4485 | 10 | 13.336 | 0 | 13.336 | 0 | 0 | 0 | 0 | 0 | 0 | 0 | 0 | 0 | 0 | 72.3132 | 0 | 2.8529 | 32.6868 | 0 | 0 | 0
4344 | 84.5561 | 0 | 84.5561 | 47.5577 | 2 | 7.6391 | 10 | 17.3593 | 0 | 17.3593 | 0 | 0 | 0 | 0 | 0 | 0 | 0 | 0 | 0 | 0 | 59.5577 | 0 | 2.5367 | 45.4423 | 0 | 0 | 0
4345 | 85.6079 | 0 | 85.6079 | 47.436 | 2 | 7.6235 | 10 | 18.5483 | 0 | 18.5483 | 0 | 0 | 0 | 0 | 0 | 0 | 0 | 0 | 0 | 0 | 59.436 | 0 | 2.5682 | 45.564 | 0 | 0 | 0
4346 | 87.4478 | 0 | 87.4478 | 50.7844 | 2 | 8.053 | 10 | 16.6104 | 0 | 16.6104 | 0 | 0 | 0 | 0 | 0 | 0 | 0 | 0 | 0 | 0 | 62.7844 | 0 | 2.6234 | 42.2156 | 0 | 0 | 0
4347 | 90.043 | 0 | 90.043 | 51.8591 | 2 | 8.1909 | 10 | 17.9931 | 0 | 17.9931 | 0 | 0 | 0 | 0 | 0 | 0 | 0 | 0 | 0 | 0 | 63.8591 | 0 | 2.7013 | 41.1409 | 0 | 1.4211e-14 | 0
4348 | 88.7979 | 0 | 88.7979 | 51.8407 | 2 | 8.1885 | 10 | 16.7687 | 0 | 16.7687 | 0 | 0 | 0 | 0 | 0 | 0 | 0 | 0 | 0 | 0 | 63.8407 | 0 | 2.6639 | 41.1593 | 0 | 0 | 0
4349 | 87.2932 | 0 | 87.2932 | 51.5585 | 2 | 8.1523 | 10 | 15.5824 | 0 | 15.5824 | 0 | 0 | 0 | 0 | 0 | 0 | 0 | 0 | 0 | 0 | 63.5585 | 0 | 2.6188 | 41.4415 | 0 | 0 | 0
4350 | 89.9258 | 0 | 89.9258 | 54.2166 | 2 | 8.4933 | 10 | 15.2159 | 0 | 15.2159 | 0 | 0 | 0 | 0 | 0 | 0 | 0 | 0 | 0 | 0 | 66.2166 | 0 | 2.6978 | 38.7834 | 0 | 0 | 0
4351 | 87.5392 | 0 | 87.5392 | 42.9 | 2 | 6.9799 | 9.518 | 13.8882 | 12.2531 | 13.8882 | 12.2531 | 0 | 0 | 0 | 0 | 0 | 0 | 0 | 0 | 0 | 54.418 | 0 | 2.6262 | 50.582 | 0 | 0 | 0
4352 | 86.7639 | 0 | 86.7639 | 42.9 | 2 | 0 | 4 | 13.6206 | 24.8828 | 13.6206 | 24.8828 | 0 | 0 | 0.63945 | 0 | 0 | 0 | 0.63945 | 0 | 0.57551 | 48.9 | 0 | 2.6029 | 61.5864 | 0 | 0 | 0
4353 | 86.4982 | 0 | 86.4982 | 42.9 | 2 | 0 | 4 | 17.8136 | 38.096 | 17.8136 | 38.096 | 0 | 0 | 12 | 0 | 6.3114 | 0 | 18.3114 | 0 | 17.1943 | 48.9 | 0 | 2.5949 | 59.5774 | 0 | 0 | 0
4354 | 89.0927 | 0 | 89.0927 | 42.9 | 2 | 0 | 4 | 14.6719 | 44.0834 | 14.6719 | 44.0834 | 0 | 0 | 12 | 0 | 6.5626 | 0 | 18.5626 | 0 | 34.0448 | 48.9 | 0 | 2.6728 | 59.5488 | 0 | 0 | 0
4355 | 88.9773 | 0 | 88.9773 | 42.9 | 2 | 7.1054e-15 | 4 | 15.8887 | 48.7551 | 15.8887 | 45.0076 | 0 | 3.7475 | 12 | 0 | 8.819 | 0 | 20.819 | 0 | 52.9755 | 48.9 | 0 | 2.6693 | 58.8663 | 0 | 3.5527e-15 | 0
4356 | 84.3668 | 0 | 84.3668 | 42.9 | 2 | 1.4211e-14 | 4 | 13.6315 | 53.7134 | 13.6315 | 33.8353 | 0 | 19.8781 | 12 | 0 | 0 | 0 | 12 | 0 | 63.7755 | 48.9 | 0 | 2.531 | 68.0351 | 0 | 0 | 0
4357 | 84.6191 | 0 | 84.6191 | 42.9 | 2 | 0 | 4 | 13.3254 | 52.305 | 13.3254 | 27.0876 | 0 | 25.2175 | 4.6939 | 0 | 0 | 0 | 4.6939 | 0 | 68 | 48.9 | 0 | 2.5386 | 68.2587 | 0 | 1.4211e-14 | 0
4358 | 84.9951 | 0 | 84.9951 | 42.9 | 2 | 1.4211e-14 | 4 | 11.0361 | 40.4603 | 11.0361 | 25.0591 | 0 | 15.4012 | 0 | 0 | 0 | 0 | 0 | 0 | 68 | 48.9 | 0 | 2.5499 | 81.9082 | 0 | 0 | 0
4359 | 85.0055 | 0 | 85.0055 | 42.9 | 2 | 7.1054e-15 | 4 | 14.5979 | 39.2276 | 14.5979 | 21.5076 | 0 | 17.7201 | 0 | 0 | 0 | 0 | 0 | 0 | 68 | 48.9 | 0 | 2.5502 | 81.6446 | 0 | 0 | 0
4360 | 87.2249 | 0 | 87.2249 | 42.9 | 2 | 0 | 4 | 17.4755 | 24.6484 | 17.4755 | 20.8493 | 0 | 3.7991 | 0 | 0 | 0 | 0 | 0 | 0 | 68 | 48.9 | 0 | 2.6167 | 83.2272 | 0 | 0 | 0
4361 | 91.4904 | 0 | 91.4904 | 42.9 | 2 | 7.1256 | 8.2723 | 15.0216 | 13.7894 | 15.0216 | 13.7894 | 0 | 0 | 0 | 2.3815 | 0 | 0 | 0 | 2.3815 | 65.3539 | 53.1723 | 0 | 2.7447 | 71.4462 | 0 | 0 | 0
4362 | 98.7126 | 0 | 98.7126 | 42.9 | 2 | 9.5829 | 7.8123 | 14.4174 | 6.7538e-15 | 14.4174 | 6.7538e-15 | 0 | 0 | 0 | 12 | 0 | 10 | 0 | 22 | 41.174 | 52.7123 | 0 | 2.9614 | 52.2877 | 0 | 0 | 0
4363 | 102.0485 | 0 | 102.0485 | 42.9 | 2 | 9.6117 | 9.5977 | 17.5 | 0 | 17.5 | 0 | 0 | 0 | 0 | 12 | 0 | 8.4391 | 0 | 20.4391 | 18.6872 | 54.4977 | 0 | 3.0615 | 50.5023 | 0 | 0 | -1.4211e-14
4364 | 106.0459 | 0 | 106.0459 | 55 | 2.1434 | 10.1513 | 10 | 16.7512 | 0 | 16.7512 | 0 | 0 | 0 | 0 | 12 | 0 | 0 | 0 | 12 | 5.3539 | 67.1434 | 0 | 3.1814 | 37.8566 | 0 | 0 | 0
4365 | 100.7148 | 0 | 100.7148 | 55 | 4.1658 | 9.4896 | 10 | 17.241 | 0 | 17.241 | 0 | 0 | 0 | 0 | 4.8185 | 0 | 0 | 0 | 4.8185 | 0 | 69.1658 | 0 | 3.0214 | 35.8342 | 0 | 0 | 0
4366 | 98.4108 | 0 | 98.4108 | 55 | 7.0998 | 9.2479 | 10 | 17.0632 | 0 | 17.0632 | 0 | 0 | 0 | 0 | 0 | 0 | 0 | 0 | 0 | 0 | 72.0998 | 0 | 2.9523 | 32.9002 | 0 | 0 | 0
4367 | 95.0878 | 0 | 95.0878 | 55 | 2.9826 | 8.7198 | 10 | 18.3855 | 0 | 18.3855 | 0 | 0 | 0 | 0 | 0 | 0 | 0 | 0 | 0 | 0 | 67.9826 | 0 | 2.8526 | 37.0174 | 0 | 0 | 0
4368 | 88.6527 | 0 | 88.6527 | 51.1398 | 2 | 8.0986 | 10 | 17.4143 | 0 | 17.4143 | 0 | 0 | 0 | 0 | 0 | 0 | 0 | 0 | 0 | 0 | 63.1398 | 0 | 2.6596 | 41.8602 | 0 | 0 | 0
4369 | 88.1695 | 0 | 88.1695 | 50.0549 | 2 | 7.9595 | 10 | 18.1552 | 0 | 18.1552 | 0 | 0 | 0 | 0 | 0 | 0 | 0 | 0 | 0 | 0 | 62.0549 | 0 | 2.6451 | 42.9451 | 0 | 0 | -1.4211e-14
4370 | 89.4827 | 0 | 89.4827 | 52.8466 | 2 | 8.3175 | 10 | 16.3186 | 0 | 16.3186 | 0 | 0 | 0 | 0 | 0 | 0 | 0 | 0 | 0 | 0 | 64.8466 | 0 | 2.6845 | 40.1534 | 0 | 0 | 0
4371 | 91.45 | 0 | 91.45 | 54.7608 | 2 | 8.5631 | 10 | 16.1262 | 0 | 16.1262 | 0 | 0 | 0 | 0 | 0 | 0 | 0 | 0 | 0 | 0 | 66.7608 | 0 | 2.7435 | 38.2392 | 0 | 0 | 0
4372 | 92.7882 | 0 | 92.7882 | 54.6908 | 2 | 8.5541 | 10 | 17.5433 | 0 | 17.5433 | 0 | 0 | 0 | 0 | 0 | 0 | 0 | 0 | 0 | 0 | 66.6908 | 0 | 2.7836 | 38.3092 | 0 | 0 | 0
4373 | 91.6127 | 0 | 91.6127 | 54.5664 | 2 | 8.5381 | 10 | 16.5082 | 0 | 16.5082 | 0 | 0 | 0 | 0 | 0 | 0 | 0 | 0 | 0 | 0 | 66.5664 | 0 | 2.7484 | 38.4336 | 0 | 0 | 0
4374 | 91.2815 | 0 | 91.2815 | 54.8744 | 2 | 8.5776 | 10 | 15.8296 | 0 | 15.8296 | 0 | 0 | 0 | 0 | 0 | 0 | 0 | 0 | 0 | 0 | 66.8744 | 0 | 2.7384 | 38.1256 | 0 | 0 | 0
4375 | 90.4109 | 0 | 90.4109 | 42.9 | 2 | 6.8967 | 8.8692 | 16.6193 | 13.1257 | 16.6193 | 13.1257 | 0 | 0 | 0 | 0 | 0 | 0 | 0 | 0 | 0 | 53.7692 | 0 | 2.7123 | 51.2308 | 0 | 0 | 0
4376 | 92.3341 | 0 | 92.3341 | 42.9 | 2 | 2.4629 | 4 | 14.4689 | 26.5024 | 14.4689 | 26.5024 | 0 | 0 | 0 | 0 | 0 | 0 | 0 | 0 | 0 | 48.9 | 0 | 2.77 | 59.4762 | 0 | 0 | 0
4377 | 90.3593 | 0 | 90.3593 | 42.9 | 2 | 7.1054e-15 | 4 | 17.5511 | 34.7944 | 17.5511 | 34.7944 | 0 | 0 | 10.8861 | 0 | 0 | 0 | 10.8861 | 0 | 9.7975 | 48.9 | 0 | 2.7108 | 60.4215 | 0 | 0 | 0
4378 | 89.8229 | 0 | 89.8229 | 42.9 | 2 | 0 | 4 | 13.9615 | 46.8357 | 13.9615 | 46.8357 | 0 | 0 | 12 | 0 | 7.8744 | 0 | 19.8744 | 0 | 27.8573 | 48.9 | 0 | 2.6947 | 59.3997 | 0 | 0 | 0
4379 | 89.6168 | 0 | 89.6168 | 42.9 | 2 | 1.4211e-14 | 4 | 13.4978 | 48.9246 | 13.4978 | 48.9246 | 0 | 0 | 12 | 0 | 9.7056 | 0 | 21.7056 | 0 | 47.6054 | 48.9 | 0 | 2.6885 | 59.1915 | 0 | 0 | 0
4380 | 86.7546 | 0 | 86.7546 | 42.9 | 2 | 7.1054e-15 | 4 | 13.7306 | 49.0482 | 13.7306 | 40.2371 | 0 | 8.8111 | 12 | 0 | 4.1131 | 0 | 16.1131 | 0 | 62.1975 | 48.9 | 0 | 2.6026 | 58.8256 | 0 | 3.5527e-15 | 0
4381 | 89.361 | 0 | 89.361 | 42.9 | 2 | 7.1054e-15 | 4 | 15.1153 | 51.2189 | 15.1153 | 31.7929 | 0 | 19.426 | 6.4472 | 0 | 0 | 0 | 6.4472 | 0 | 68 | 48.9 | 0 | 2.6808 | 68.7178 | 0 | 0 | -1.7764e-15
4382 | 86.3803 | 0 | 86.3803 | 42.9 | 2 | 0 | 4 | 14.751 | 42.2394 | 14.751 | 22.7293 | 0 | 19.5102 | 0 | 0 | 0 | 0 | 0 | 0 | 68 | 48.9 | 0 | 2.5914 | 81.4411 | 0 | 0 | 0
4383 | 87.5122 | 0 | 87.5122 | 42.9 | 2 | 0 | 4 | 13.6042 | 37.135 | 13.6042 | 25.008 | 0 | 12.127 | 0 | 0 | 0 | 0 | 0 | 0 | 68 | 48.9 | 0 | 2.6254 | 82.2805 | 0 | 0 | 0
4384 | 88.3366 | 0 | 88.3366 | 42.9 | 2 | 0.93797 | 4 | 14.0255 | 24.4731 | 14.0255 | 24.4731 | 0 | 0 | 0 | 0 | 0 | 0 | 0 | 0 | 68 | 48.9 | 0 | 2.6501 | 82.8278 | 0 | 0 | 0
4385 | 94.2562 | 0 | 94.2562 | 42.9 | 2 | 7.7442 | 5.7865 | 13.1565 | 12.9785 | 13.1565 | 12.9785 | 0 | 0 | 0 | 9.6904 | 0 | 0 | 0 | 9.6904 | 57.2328 | 50.6865 | 0 | 2.8277 | 66.6231 | 0 | 1.4211e-14 | 0
4386 | 97.5813 | 0 | 97.5813 | 42.9 | 2 | 9.2962 | 5.5763 | 15.8088 | 5.968e-15 | 15.8088 | 5.968e-15 | 0 | 0 | 0 | 12 | 0 | 10 | 0 | 22 | 33.053 | 50.4763 | 0 | 2.9274 | 54.5237 | 0 | 0 | 0
4387 | 104.7427 | 0 | 104.7427 | 46.2185 | 2 | 10.089 | 10 | 15.9961 | 0 | 15.9961 | 0 | 0 | 0 | 0 | 12 | 0 | 8.4391 | 0 | 20.4391 | 10.5662 | 58.2185 | 0 | 3.1423 | 46.7815 | 0 | 0 | -1.4211e-14
4388 | 107.0113 | 0 | 107.0113 | 55 | 4.3008 | 10.1086 | 10 | 18.0923 | 0 | 18.0923 | 0 | 0 | 0 | 0 | 9.5096 | 0 | 0 | 0 | 9.5096 | -1.7764e-15 | 69.3008 | 0 | 3.2103 | 35.6992 | 0 | 0 | 0
4389 | 102.7538 | 0 | 102.7538 | 55 | 11.2203 | 9.7764 | 10 | 16.7571 | 0 | 16.7571 | 0 | 0 | 0 | 0 | -1.5987e-15 | 0 | 0 | 0 | -1.5987e-15 | 0 | 76.2203 | 0 | 3.0826 | 28.7797 | 0 | 0 | 0
4390 | 102.7151 | 0 | 102.7151 | 55 | 9.6064 | 9.5694 | 10 | 18.5393 | 0 | 18.5393 | 0 | 0 | 0 | 0 | 0 | 0 | 0 | 0 | 0 | 0 | 74.6064 | 0 | 3.0815 | 30.3936 | 0 | 0 | 0
4391 | 96.1796 | 0 | 96.1796 | 55 | 4.6618 | 8.9352 | 10 | 17.5826 | 0 | 17.5826 | 0 | 0 | 0 | 0 | 0 | 0 | 0 | 0 | 0 | 0 | 69.6618 | 0 | 2.8854 | 35.3382 | 0 | 0 | 0
4392 | 86.0183 | 0 | 86.0183 | 44.4339 | 2 | 7.2385 | 10 | 22.3459 | 0 | 22.3459 | 0 | 0 | 0 | 0 | 0 | 0 | 0 | 0 | 0 | 0 | 56.4339 | 0 | 2.5805 | 48.5661 | 0 | 0 | 0
4393 | 89.0873 | 0 | 89.0873 | 49.5046 | 2 | 7.8889 | 10 | 19.6939 | 0 | 19.6939 | 0 | 0 | 0 | 0 | 0 | 0 | 0 | 0 | 0 | 0 | 61.5046 | 0 | 2.6726 | 43.4954 | 0 | 0 | -1.4211e-14
4394 | 87.0045 | 0 | 87.0045 | 47.2876 | 2 | 7.6045 | 10 | 20.1124 | 0 | 20.1124 | 0 | 0 | 0 | 0 | 0 | 0 | 0 | 0 | 0 | 0 | 59.2876 | 0 | 2.6101 | 45.7124 | 0 | 0 | 0
4395 | 88.5425 | 0 | 88.5425 | 50.4344 | 2 | 8.0081 | 10 | 18.0999 | 0 | 18.0999 | 0 | 0 | 0 | 0 | 0 | 0 | 0 | 0 | 0 | 0 | 62.4344 | 0 | 2.6563 | 42.5656 | 0 | 0 | 0
4396 | 91.0021 | 0 | 91.0021 | 51.9847 | 2 | 8.207 | 10 | 18.8105 | 0 | 18.8105 | 0 | 0 | 0 | 0 | 0 | 0 | 0 | 0 | 0 | 0 | 63.9847 | 0 | 2.7301 | 41.0153 | 0 | 0 | 0
4397 | 92.5144 | 0 | 92.5144 | 53.2714 | 2 | 8.372 | 10 | 18.871 | 0 | 18.871 | 0 | 0 | 0 | 0 | 0 | 0 | 0 | 0 | 0 | 0 | 65.2714 | 0 | 2.7754 | 39.7286 | 0 | 0 | 0
4398 | 89.0576 | 0 | 89.0576 | 50.3655 | 2 | 7.9993 | 10 | 18.6929 | 0 | 18.6929 | 0 | 0 | 0 | 0 | 0 | 0 | 0 | 0 | 0 | 0 | 62.3655 | 0 | 2.6717 | 42.6345 | 0 | 0 | 0
4399 | 89.0076 | 0 | 89.0076 | 42.9 | 2 | 6.6248 | 6.7495 | 17.236 | 13.4973 | 17.236 | 13.4973 | 0 | 0 | 0 | 0 | 0 | 0 | 0 | 0 | 0 | 51.6495 | 0 | 2.6702 | 53.3505 | 0 | 1.4211e-14 | 0
4400 | 91.5044 | 0 | 91.5044 | 42.9 | 2 | 7.1054e-15 | 4 | 17.7356 | 25.2468 | 17.7356 | 25.2468 | 0 | 0 | 0.37805 | 0 | 0 | 0 | 0.37805 | 0 | 0.34024 | 48.9 | 0 | 2.7451 | 61.6161 | 0 | 0 | 0
4401 | 90.9032 | 0 | 90.9032 | 42.9 | 2 | 0 | 4 | 16.9928 | 38.0599 | 16.9928 | 38.0599 | 0 | 0 | 12 | 0 | 1.0495 | 0 | 13.0495 | 0 | 12.1078 | 48.9 | 0 | 2.7271 | 60.1756 | 0 | 0 | 0
4402 | 88.1151 | 0 | 88.1151 | 42.9 | 2 | 7.1054e-15 | 4 | 16.2554 | 45.031 | 16.2554 | 44.9598 | 0 | 0.071261 | 12 | 0 | 10 | 0 | 22 | 0 | 32.1274 | 48.9 | 0 | 2.6435 | 59.15 | 0 | 0 | 0
4403 | 90.0784 | 0 | 90.0784 | 42.9 | 2 | 0 | 4 | 16.5015 | 50.2889 | 16.5015 | 46.6769 | 0 | 3.6121 | 12 | 0 | 10 | 0 | 22 | 0 | 52.1469 | 48.9 | 0 | 2.7024 | 58.7474 | 0 | 1.4211e-14 | 0
4404 | 87.6069 | 0 | 87.6069 | 42.9 | 2 | 0 | 4 | 17.5878 | 50.8386 | 17.5878 | 33.7627 | 0 | 17.0759 | 12 | 0 | 0.64355 | 0 | 12.6435 | 0 | 63.5402 | 48.9 | 0 | 2.6282 | 58.2805 | 0 | 5.3291e-15 | 0
4405 | 84.8028 | 0 | 84.8028 | 42.9 | 2 | 0 | 4 | 17.3131 | 52.7198 | 17.3131 | 23.545 | 0 | 29.1748 | 4.9553 | 0 | 0 | 0 | 4.9553 | 0 | 68 | 48.9 | 0 | 2.5441 | 67.7791 | 0 | 0 | 0
4406 | 84.7674 | 0 | 84.7674 | 42.9 | 2 | 0 | 4 | 16.6297 | 46.0466 | 16.6297 | 19.2377 | 0 | 26.809 | 0 | 0 | 0 | 0 | 0 | 0 | 68 | 48.9 | 0 | 2.543 | 80.6114 | 0 | 1.4211e-14 | 0
4407 | 86.084 | 0 | 86.084 | 42.9 | 2 | 7.1054e-15 | 4 | 16.7923 | 32.5574 | 16.7923 | 20.3917 | 0 | 12.1657 | 0 | 0 | 0 | 0 | 0 | 0 | 68 | 48.9 | 0 | 2.5825 | 82.2761 | 0 | 0 | 0
4408 | 90.1298 | 0 | 90.1298 | 42.9 | 2 | 4.9687 | 4 | 15.9224 | 20.3386 | 15.9224 | 20.3386 | 0 | 0 | 0 | 0 | 0 | 0 | 0 | 0 | 68 | 48.9 | 0 | 2.7039 | 79.2552 | 0 | 0 | 0
4409 | 92.1304 | 0 | 92.1304 | 42.9 | 2 | 6.9647 | 9.3993 | 17.9019 | 12.9644 | 17.9019 | 12.9644 | 0 | 0 | 0 | 0 | 0 | 0 | 0 | 0 | 68 | 54.2993 | 0 | 2.7639 | 72.7007 | 0 | 0 | 0
4410 | 99.2532 | 0 | 99.2532 | 44.3416 | 2 | 9.3153 | 10 | 17.3125 | 6.8262e-15 | 17.3125 | 6.8262e-15 | 0 | 0 | 0 | 12 | 0 | 4.2839 | 0 | 16.2839 | 50.0202 | 56.3416 | 0 | 2.9776 | 54.3746 | 0 | 0 | 0
4411 | 104.0263 | 0 | 104.0263 | 44.1278 | 2 | 9.7189 | 10 | 18.5355 | 0 | 18.5355 | 0 | 0 | 0 | 0 | 12 | 0 | 7.6441 | 0 | 19.6441 | 28.3956 | 56.1278 | 0 | 3.1208 | 51.2281 | 0 | 0 | 0
4412 | 108.6244 | 0 | 108.6244 | 47.6598 | 2 | 10.0266 | 10 | 20.4268 | 0 | 20.4268 | 0 | 0 | 0 | 0 | 12 | 0 | 6.5111 | 0 | 18.5111 | 8 | 59.6598 | 0 | 3.2587 | 45.3402 | 0 | 0 | -1.4211e-14
4413 | 105.5634 | 0 | 105.5634 | 55 | 3.3549 | 9.691 | 10 | 20.3175 | 0 | 20.3175 | 0 | 0 | 0 | 0 | 7.2 | 0 | 0 | 0 | 7.2 | 0 | 68.3549 | 0 | 3.1669 | 36.6451 | 0 | 0 | 0
4414 | 102.1991 | 0 | 102.1991 | 55 | 7.5526 | 9.3059 | 10 | 20.3406 | 0 | 20.3406 | 0 | 0 | 0 | 0 | 0 | 0 | 0 | 0 | 0 | 0 | 72.5526 | 0 | 3.066 | 32.4474 | 0 | 0 | 0
4415 | 96.466 | 0 | 96.466 | 55 | 2.5912 | 8.6696 | 10 | 20.2053 | 0 | 20.2053 | 0 | 0 | 0 | 0 | 0 | 0 | 0 | 0 | 0 | 0 | 67.5912 | 0 | 2.894 | 37.4088 | 0 | 0 | 0
4416 | 90.6095 | 0 | 90.6095 | 52.8143 | 2 | 8.3134 | 10 | 17.4818 | 0 | 17.4818 | 0 | 0 | 0 | 0 | 0 | 0 | 0 | 0 | 0 | 0 | 64.8143 | 0 | 2.7183 | 40.1857 | 0 | 0 | 0
4417 | 91.0093 | 0 | 91.0093 | 55 | 2.004 | 8.5942 | 10 | 15.411 | 0 | 15.411 | 0 | 0 | 0 | 0 | 0 | 0 | 0 | 0 | 0 | 0 | 67.004 | 0 | 2.7303 | 37.996 | 0 | 0 | 0
4418 | 93.0693 | 0 | 93.0693 | 55 | 3.0545 | 8.729 | 10 | 16.2857 | 0 | 16.2857 | 0 | 0 | 0 | 0 | 0 | 0 | 0 | 0 | 0 | 0 | 68.0545 | 0 | 2.7921 | 36.9455 | 0 | 0 | 0
4419 | 92.3555 | 0 | 92.3555 | 54.572 | 2 | 8.5388 | 10 | 17.2446 | 0 | 17.2446 | 0 | 0 | 0 | 0 | 0 | 0 | 0 | 0 | 0 | 0 | 66.572 | 0 | 2.7707 | 38.428 | 0 | 0 | 0
4420 | 91.5874 | 0 | 91.5874 | 54.6353 | 2 | 8.547 | 10 | 16.4052 | 0 | 16.4052 | 0 | 0 | 0 | 0 | 0 | 0 | 0 | 0 | 0 | 0 | 66.6353 | 0 | 2.7476 | 38.3647 | 0 | 0 | 0
4421 | 92.4937 | 0 | 92.4937 | 55 | 5.4933 | 9.0418 | 10 | 12.9587 | 0 | 12.9587 | 0 | 0 | 0 | 0 | 0 | 0 | 0 | 0 | 0 | 0 | 70.4933 | 0 | 2.7748 | 34.5067 | 0 | 0 | 0
4422 | 95.3454 | 0 | 95.3454 | 55 | 6.1612 | 9.1275 | 10 | 15.0567 | 0 | 15.0567 | 0 | 0 | 0 | 0 | 0 | 0 | 0 | 0 | 0 | 0 | 71.1612 | 0 | 2.8604 | 33.8388 | 0 | 0 | 0
4423 | 91.0238 | 0 | 91.0238 | 46.7545 | 2 | 7.5361 | 10 | 13.5279 | 11.2054 | 13.5279 | 11.2054 | 0 | 0 | 0 | 0 | 0 | 0 | 0 | 0 | 0 | 58.7545 | 0 | 2.7307 | 46.2455 | 0 | 0 | 0
4424 | 91.8956 | 0 | 91.8956 | 42.9 | 2 | 5.1163 | 4 | 14.7049 | 23.1744 | 14.7049 | 23.1744 | 0 | 0 | 0 | 0 | 0 | 0 | 0 | 0 | 0 | 48.9 | 0 | 2.7569 | 57.1244 | 0 | 0 | 0
4425 | 93.41 | 0 | 93.41 | 42.9 | 2 | 0.47658 | 4 | 14.1646 | 29.8687 | 14.1646 | 29.8687 | 0 | 0 | 0 | 0 | 0 | 0 | 0 | 0 | 0 | 48.9 | 0 | 2.8023 | 61.2367 | 0 | 0 | 0
4426 | 91.7207 | 0 | 91.7207 | 42.9 | 2 | 0 | 4 | 13.0191 | 33.9585 | 13.0191 | 33.9585 | 0 | 0 | 4.1569 | 0 | 0 | 0 | 4.1569 | 0 | 3.7412 | 48.9 | 0 | 2.7516 | 61.1865 | 0 | 0 | 0
4427 | 89.1183 | 0 | 89.1183 | 42.9 | 2 | 0 | 4 | 11.3111 | 40.3841 | 11.3111 | 40.3841 | 0 | 0 | 11.4769 | 0 | 0 | 0 | 11.4769 | 0 | 14.0704 | 48.9 | 0 | 2.6736 | 60.3544 | 0 | 0 | 0
4428 | 91.1702 | 0 | 91.1702 | 42.9 | 2 | 7.1054e-15 | 4 | 13.4302 | 41.2552 | 13.4302 | 41.2552 | 0 | 0 | 12 | 0 | 0.41515 | 0 | 12.4151 | 0 | 25.2532 | 48.9 | 0 | 2.7351 | 60.2477 | 0 | 0 | 0
4429 | 89.2329 | 0 | 89.2329 | 42.9 | 2 | 1.4211e-14 | 4 | 13.5601 | 36.4252 | 13.5601 | 36.4252 | 0 | 0 | 9.6524 | 0 | 0 | 0 | 9.6524 | 0 | 33.9403 | 48.9 | 0 | 2.677 | 60.9147 | 0 | 0 | 0
4430 | 86.8443 | 0 | 86.8443 | 42.9 | 2 | 0 | 4 | 13.5528 | 37.9113 | 13.5528 | 37.9113 | 0 | 0 | 12 | 0 | 1.5198 | 0 | 13.5198 | 0 | 46.1415 | 48.9 | 0 | 2.6053 | 60.1221 | 0 | 0 | 0
4431 | 89.3242 | 0 | 89.3242 | 42.9 | 2 | 0.62044 | 4 | 15.2582 | 24.5455 | 15.2582 | 24.5455 | 0 | 0 | 0 | 0 | 0 | 0 | 0 | 0 | 46.1415 | 48.9 | 0 | 2.6797 | 74.7539 | 0 | 0 | -1.4211e-14
4432 | 93.0271 | 0 | 93.0271 | 42.9 | 2 | 6.7963 | 8.0866 | 14.0974 | 19.1468 | 14.0974 | 19.1468 | 0 | 0 | 0 | 0 | 0 | 0 | 0 | 0 | 46.1415 | 52.9866 | 0 | 2.7908 | 65.6581 | 0 | 0 | 0
4433 | 95.8405 | 0 | 95.8405 | 43.8005 | 2 | 7.8303 | 10 | 16.2749 | 10.6869 | 16.2749 | 10.6869 | 0 | 0 | 0 | 5.2479 | 0 | 0 | 0 | 5.2479 | 40.3105 | 55.8005 | 0 | 2.8752 | 57.5964 | 0 | 0 | -1.4211e-14
4434 | 100.4205 | 0 | 100.4205 | 51.0181 | 2 | 9.8331 | 10 | 13.9246 | 4.5633e-15 | 13.9246 | 4.5633e-15 | 0 | 0 | 0 | 12 | 0 | 1.6447 | 0 | 13.6447 | 25.1932 | 63.0181 | 0 | 3.0126 | 41.9819 | 0 | 0 | 0
4435 | 107.3349 | 0 | 107.3349 | 55 | 4.0556 | 10.3966 | 10 | 15.8827 | 0 | 15.8827 | 0 | 0 | 0 | 0 | 12 | 0 | 0 | 0 | 12 | 11.8599 | 69.0556 | 0 | 3.22 | 35.9444 | 0 | 0 | 0
4436 | 110.6666 | 0 | 110.6666 | 55 | 8.6945 | 10.8215 | 10 | 15.4767 | 0 | 15.4767 | 0 | 0 | 0 | 0 | 10.6739 | 0 | 0 | 0 | 10.6739 | -1.7764e-15 | 73.6945 | 0 | 3.32 | 31.3055 | 0 | 0 | 0
4437 | 108.0003 | 0 | 108.0003 | 55 | 16.0827 | 10.4001 | 10 | 16.5175 | 0 | 16.5175 | 0 | 0 | 0 | 0 | -1.5987e-15 | 0 | 0 | 0 | -1.5987e-15 | 0 | 81.0827 | 0 | 3.24 | 23.9173 | 0 | 0 | 0
4438 | 104.0598 | 0 | 104.0598 | 55 | 13.1308 | 10.0214 | 10 | 15.9075 | 0 | 15.9075 | 0 | 0 | 0 | 0 | 0 | 0 | 0 | 0 | 0 | 0 | 78.1308 | 0 | 3.1218 | 26.8692 | 0 | 1.4211e-14 | 0
4439 | 97.5996 | 0 | 97.5996 | 55 | 7.3051 | 9.2742 | 10 | 16.0204 | 0 | 16.0204 | 0 | 0 | 0 | 0 | 0 | 0 | 0 | 0 | 0 | 0 | 72.3051 | 0 | 2.928 | 32.6949 | 0 | 0 | 0
4440 | 92.0346 | 0 | 92.0346 | 55 | 2.7235 | 8.6865 | 10 | 15.6246 | 0 | 15.6246 | 0 | 0 | 0 | 0 | 0 | 0 | 0 | 0 | 0 | 0 | 67.7235 | 0 | 2.761 | 37.2765 | 0 | 0 | 0
4441 | 91.7568 | 0 | 91.7568 | 55 | 2.4961 | 8.6574 | 10 | 15.6034 | 0 | 15.6034 | 0 | 0 | 0 | 0 | 0 | 0 | 0 | 0 | 0 | 0 | 67.4961 | 0 | 2.7527 | 37.5039 | 0 | 0 | 0
4442 | 91.655 | 0 | 91.655 | 53.7911 | 2 | 8.4387 | 10 | 17.4253 | 0 | 17.4253 | 0 | 0 | 0 | 0 | 0 | 0 | 0 | 0 | 0 | 0 | 65.7911 | 0 | 2.7497 | 39.2089 | 0 | 0 | 0
4443 | 91.719 | 0 | 91.719 | 55 | 3.2968 | 8.7601 | 10 | 14.6622 | 0 | 14.6622 | 0 | 0 | 0 | 0 | 0 | 0 | 0 | 0 | 0 | 0 | 68.2968 | 0 | 2.7516 | 36.7032 | 0 | 0 | -1.4211e-14
4444 | 91.8761 | 0 | 91.8761 | 55 | 3.8427 | 8.8301 | 10 | 14.2034 | 0 | 14.2034 | 0 | 0 | 0 | 0 | 0 | 0 | 0 | 0 | 0 | 0 | 68.8427 | 0 | 2.7563 | 36.1573 | 0 | 0 | 0
4445 | 94.2752 | 0 | 94.2752 | 55 | 3.7258 | 8.8151 | 10 | 16.7343 | 0 | 16.7343 | 0 | 0 | 0 | 0 | 0 | 0 | 0 | 0 | 0 | 0 | 68.7258 | 0 | 2.8283 | 36.2742 | 0 | 0 | 0
4446 | 93.3859 | 0 | 93.3859 | 55 | 2.9449 | 8.7149 | 10 | 16.726 | 0 | 16.726 | 0 | 0 | 0 | 0 | 0 | 0 | 0 | 0 | 0 | 0 | 67.9449 | 0 | 2.8016 | 37.0551 | 0 | 0 | 0
4447 | 94.0975 | 0 | 94.0975 | 48.4619 | 2 | 7.7551 | 10 | 12.1884 | 13.6921 | 12.1884 | 13.6921 | 0 | 0 | 0 | 0 | 0 | 0 | 0 | 0 | 0 | 60.4619 | 0 | 2.8229 | 44.5381 | 0 | 0 | 0
4448 | 91.9614 | 0 | 91.9614 | 42.9 | 2 | 2.5862 | 4 | 14.2083 | 26.2669 | 14.2083 | 26.2669 | 0 | 0 | 0 | 0 | 0 | 0 | 0 | 0 | 0 | 48.9 | 0 | 2.7588 | 59.3669 | 0 | 0 | 0
4449 | 91.4167 | 0 | 91.4167 | 42.9 | 2 | 0 | 4 | 12.1984 | 36.5062 | 12.1984 | 36.5062 | 0 | 0 | 6.188 | 0 | 0 | 0 | 6.188 | 0 | 5.5692 | 48.9 | 0 | 2.7425 | 60.9556 | 0 | 0 | 0
4450 | 93.0926 | 0 | 93.0926 | 42.9 | 2 | 0 | 4 | 13.0559 | 44.3956 | 13.0559 | 44.3956 | 0 | 0 | 12 | 0 | 1.2589 | 0 | 13.2589 | 0 | 17.5298 | 48.9 | 0 | 2.7928 | 60.1518 | 0 | 0 | 0
4451 | 90.5865 | 0 | 90.5865 | 42.9 | 2 | 0 | 4 | 11.6711 | 51.9502 | 11.6711 | 51.9502 | 0 | 0 | 12 | 0 | 9.9347 | 0 | 21.9347 | 0 | 37.4892 | 48.9 | 0 | 2.7176 | 59.1655 | 0 | 0 | 0
4452 | 91.1116 | 0 | 91.1116 | 42.9 | 2 | 0 | 4 | 13.5841 | 51.7132 | 13.5841 | 50.6275 | 0 | 1.0858 | 12 | 0 | 10 | 0 | 22 | 0 | 57.5088 | 48.9 | 0 | 2.7333 | 59.0346 | 0 | 0 | -1.4211e-14
4453 | 87.2542 | 0 | 87.2542 | 42.9 | 2 | 1.4211e-14 | 4 | 14.0629 | 53.8736 | 14.0629 | 35.936 | 0 | 17.9376 | 11.1454 | 0 | 0.49938 | 0 | 11.6448 | 0 | 68 | 48.9 | 0 | 2.6176 | 58.2961 | 0 | 1.7764e-15 | 0
4454 | 89.2379 | 0 | 89.2379 | 42.9 | 2 | 0 | 4 | 14.4194 | 45.7766 | 14.4194 | 25.9185 | 0 | 19.8581 | 0 | 0 | 0 | 0 | 0 | 0 | 68 | 48.9 | 0 | 2.6771 | 81.4016 | 0 | 0 | 0
4455 | 87.8645 | 0 | 87.8645 | 42.9 | 2 | 0 | 4 | 12.6483 | 36.1783 | 12.6483 | 26.3162 | 0 | 9.8621 | 0 | 0 | 0 | 0 | 0 | 0 | 68 | 48.9 | 0 | 2.6359 | 82.538 | 0 | 0 | 0
4456 | 89.9676 | 0 | 89.9676 | 42.9 | 2 | 1.0519 | 4 | 13.0869 | 26.9288 | 13.0869 | 26.9288 | 0 | 0 | 0 | 0 | 0 | 0 | 0 | 0 | 68 | 48.9 | 0 | 2.699 | 82.7268 | 0 | 1.4211e-14 | 0
4457 | 97.2061 | 0 | 97.2061 | 42.9 | 2 | 7.8791 | 6.9993 | 14.4783 | 13.4202 | 14.4783 | 13.4202 | 0 | 0 | 0 | 9.5291 | 0 | 0 | 0 | 9.5291 | 57.4121 | 51.8993 | 0 | 2.9162 | 65.5715 | 0 | 0 | -1.4211e-14
4458 | 98.8308 | 0 | 98.8308 | 42.9 | 2 | 9.5359 | 7.4455 | 14.9494 | 6.3465e-15 | 14.9494 | 6.3465e-15 | 0 | 0 | 0 | 12 | 0 | 10 | 0 | 22 | 33.2322 | 52.3455 | 0 | 2.9649 | 52.6545 | 0 | 0 | 0
4459 | 105.8748 | 0 | 105.8748 | 46.5161 | 2 | 10.1272 | 10 | 16.7925 | 0 | 16.7925 | 0 | 0 | 0 | 0 | 12 | 0 | 8.4391 | 0 | 20.4391 | 10.7454 | 58.5161 | 0 | 3.1762 | 46.4839 | 0 | 0 | 0
4460 | 112.4441 | 0 | 112.4441 | 55 | 11.075 | 10.9982 | 10 | 15.7001 | 0 | 15.7001 | 0 | 0 | 0 | 0 | 9.6709 | 0 | 0 | 0 | 9.6709 | 0 | 76.075 | 0 | 3.3733 | 28.925 | 0 | 0 | 0
4461 | 104.7339 | 0 | 104.7339 | 55 | 13.3375 | 10.0479 | 10 | 16.3485 | 0 | 16.3485 | 0 | 0 | 0 | 0 | 0 | 0 | 0 | 0 | 0 | 0 | 78.3375 | 0 | 3.142 | 26.6625 | 0 | 0 | 0
4462 | 100.5896 | 0 | 100.5896 | 55 | 9.5178 | 9.558 | 10 | 16.5138 | 0 | 16.5138 | 0 | 0 | 0 | 0 | 0 | 0 | 0 | 0 | 0 | 0 | 74.5178 | 0 | 3.0177 | 30.4822 | 0 | 0 | 0
4463 | 98.7441 | 0 | 98.7441 | 55 | 9.3374 | 9.5349 | 10 | 14.8718 | 0 | 14.8718 | 0 | 0 | 0 | 0 | 0 | 0 | 0 | 0 | 0 | 0 | 74.3374 | 0 | 2.9623 | 30.6626 | 0 | 0 | 0
4464 | 88.0344 | 0 | 88.0344 | 49.8845 | 2 | 7.9376 | 10 | 18.2122 | 0 | 18.2122 | 0 | 0 | 0 | 0 | 0 | 0 | 0 | 0 | 0 | 0 | 61.8845 | 0 | 2.641 | 43.1155 | 0 | 0 | 0
4465 | 89.4892 | 0 | 89.4892 | 50.8125 | 2 | 8.0566 | 10 | 18.6202 | 0 | 18.6202 | 0 | 0 | 0 | 0 | 0 | 0 | 0 | 0 | 0 | 0 | 62.8125 | 0 | 2.6847 | 42.1875 | 0 | 0 | 0
4466 | 89.1898 | 0 | 89.1898 | 50.8298 | 2 | 8.0588 | 10 | 18.3011 | 0 | 18.3011 | 0 | 0 | 0 | 0 | 0 | 0 | 0 | 0 | 0 | 0 | 62.8298 | 0 | 2.6757 | 42.1702 | 0 | 0 | 0
4467 | 89.6792 | 0 | 89.6792 | 50.2521 | 2 | 7.9848 | 10 | 19.4423 | 0 | 19.4423 | 0 | 0 | 0 | 0 | 0 | 0 | 0 | 0 | 0 | 0 | 62.2521 | 0 | 2.6904 | 42.7479 | 0 | 1.4211e-14 | 0
4468 | 91.1202 | 0 | 91.1202 | 51.5839 | 2 | 8.1556 | 10 | 19.3808 | 0 | 19.3808 | 0 | 0 | 0 | 0 | 0 | 0 | 0 | 0 | 0 | 0 | 63.5839 | 0 | 2.7336 | 41.4161 | 0 | 0 | 0
4469 | 88.7753 | 0 | 88.7753 | 50.9649 | 2 | 8.0762 | 10 | 17.7342 | 0 | 17.7342 | 0 | 0 | 0 | 0 | 0 | 0 | 0 | 0 | 0 | 0 | 62.9649 | 0 | 2.6633 | 42.0351 | 0 | 0 | 0
4470 | 90.4961 | 0 | 90.4961 | 51.1784 | 2 | 8.1036 | 10 | 19.2141 | 0 | 19.2141 | 0 | 0 | 0 | 0 | 0 | 0 | 0 | 0 | 0 | 0 | 63.1784 | 0 | 2.7149 | 41.8216 | 0 | 0 | 0
4471 | 89.8315 | 0 | 89.8315 | 42.9 | 2 | 6.8397 | 8.4247 | 16.7084 | 12.9588 | 16.7084 | 12.9588 | 0 | 0 | 0 | 0 | 0 | 0 | 0 | 0 | 0 | 53.3247 | 0 | 2.6949 | 51.6753 | 0 | 1.4211e-14 | 0
4472 | 87.786 | 0 | 87.786 | 42.9 | 2 | 0 | 4 | 14.3129 | 26.8821 | 14.3129 | 26.8821 | 0 | 0 | 2.3091 | 0 | 0 | 0 | 2.3091 | 0 | 2.0782 | 48.9 | 0 | 2.6336 | 61.3966 | 0 | 0 | 0
4473 | 89.926 | 0 | 89.926 | 42.9 | 2 | 7.1054e-15 | 4 | 17.7724 | 35.1981 | 17.7724 | 35.1981 | 0 | 0 | 11.9445 | 0 | 0 | 0 | 11.9445 | 0 | 12.8282 | 48.9 | 0 | 2.6978 | 60.3012 | 0 | 0 | 0
4474 | 89.5879 | 0 | 89.5879 | 42.9 | 2 | 0 | 4 | 17.1997 | 44.648 | 17.1997 | 44.648 | 0 | 0 | 12 | 0 | 9.1598 | 0 | 21.1598 | 0 | 32.0732 | 48.9 | 0 | 2.6876 | 59.2536 | 0 | 0 | 0
4475 | 90.0766 | 0 | 90.0766 | 42.9 | 2 | 0 | 4 | 14.9846 | 50.1519 | 14.9846 | 48.192 | 0 | 1.9598 | 12 | 0 | 10 | 0 | 22 | 0 | 52.0927 | 48.9 | 0 | 2.7023 | 58.9353 | 0 | 0 | 0
4476 | 85.4549 | 0 | 85.4549 | 42.9 | 2 | 0 | 4 | 16.4408 | 52.0911 | 16.4408 | 34.6473 | 0 | 17.4438 | 12 | 0 | 2.5332 | 0 | 14.5332 | 0 | 65.2282 | 48.9 | 0 | 2.5636 | 58.0239 | 0 | 1.5987e-14 | 0
4477 | 87.4999 | 0 | 87.4999 | 42.9 | 2 | 7.1054e-15 | 4 | 15.4293 | 46.8255 | 15.4293 | 26.2503 | 0 | 20.5751 | 3.0798 | 0 | 0 | 0 | 3.0798 | 0 | 68 | 48.9 | 0 | 2.625 | 68.9699 | 0 | 0 | -4.4409e-15
4478 | 84.9357 | 0 | 84.9357 | 42.9 | 2 | 0 | 4 | 14.316 | 42.2863 | 14.316 | 21.7198 | 0 | 20.5666 | 0 | 0 | 0 | 0 | 0 | 0 | 68 | 48.9 | 0 | 2.5481 | 81.321 | 0 | 0 | 0
4479 | 86.5883 | 0 | 86.5883 | 42.9 | 2 | 0 | 4 | 17.3191 | 39.1618 | 17.3191 | 20.3691 | 0 | 18.7927 | 0 | 0 | 0 | 0 | 0 | 0 | 68 | 48.9 | 0 | 2.5976 | 81.5227 | 0 | 1.4211e-14 | 0
4480 | 87.8049 | 0 | 87.8049 | 42.9 | 2 | 1.4211e-14 | 4 | 16.1282 | 25.2228 | 16.1282 | 22.7766 | 0 | 2.4462 | 0 | 0 | 0 | 0 | 0 | 0 | 68 | 48.9 | 0 | 2.6341 | 83.381 | 0 | 1.4211e-14 | 0
4481 | 92.1079 | 0 | 92.1079 | 43.9831 | 2 | 7.1807 | 10 | 15.6189 | 13.3253 | 15.6189 | 13.3253 | 0 | 0 | 0 | 0 | 0 | 0 | 0 | 0 | 68 | 55.9831 | 0 | 2.7632 | 71.0169 | 0 | 1.4211e-14 | 0
4482 | 98.1337 | 0 | 98.1337 | 42.9 | 2 | 9.168 | 9.906 | 17.4888 | 6.8289e-15 | 17.4888 | 6.8289e-15 | 0 | 0 | 0 | 12 | 0 | 4.671 | 0 | 16.671 | 49.6003 | 54.806 | 0 | 2.944 | 55.523 | 0 | 0 | 0
4483 | 103.1714 | 0 | 103.1714 | 42.9 | 2 | 9.4699 | 9.8152 | 19.8709 | 0 | 19.8709 | 0 | 0 | 0 | 0 | 12 | 0 | 7.1154 | 0 | 19.1154 | 28.5492 | 54.7152 | 0 | 3.0951 | 53.1694 | 0 | 0 | 0
4484 | 108.9092 | 0 | 108.9092 | 50.6872 | 2 | 10.433 | 10 | 17.1362 | 0 | 17.1362 | 0 | 0 | 0 | 0 | 12 | 0 | 6.6527 | 0 | 18.6527 | 8 | 62.6872 | 0 | 3.2673 | 42.3128 | 0 | 0 | 0
4485 | 102.0306 | 0 | 102.0306 | 55 | 3.7301 | 9.7391 | 10 | 16.3613 | 0 | 16.3613 | 0 | 0 | 0 | 0 | 7.2 | 0 | 0 | 0 | 7.2 | 0 | 68.7301 | 0 | 3.0609 | 36.2699 | 0 | 1.4211e-14 | 0
4486 | 98.5102 | 0 | 98.5102 | 55 | 6.4776 | 9.168 | 10 | 17.8646 | 0 | 17.8646 | 0 | 0 | 0 | 0 | 0 | 0 | 0 | 0 | 0 | 0 | 71.4776 | 0 | 2.9553 | 33.5224 | 0 | 0 | 0
4487 | 93.4286 | 0 | 93.4286 | 53.2688 | 2 | 8.3717 | 10 | 19.7881 | 0 | 19.7881 | 0 | 0 | 0 | 0 | 0 | 0 | 0 | 0 | 0 | 0 | 65.2688 | 0 | 2.8029 | 39.7312 | 0 | 0 | 0
4488 | 89.8982 | 0 | 89.8982 | 52.0814 | 2 | 8.2194 | 10 | 17.5975 | 0 | 17.5975 | 0 | 0 | 0 | 0 | 0 | 0 | 0 | 0 | 0 | 0 | 64.0814 | 0 | 2.6969 | 40.9186 | 0 | 0 | 0
4489 | 89.5661 | 0 | 89.5661 | 50.5607 | 2 | 8.0243 | 10 | 18.981 | 0 | 18.981 | 0 | 0 | 0 | 0 | 0 | 0 | 0 | 0 | 0 | 0 | 62.5607 | 0 | 2.687 | 42.4393 | 0 | 0 | 0
4490 | 91.3565 | 0 | 91.3565 | 53.2875 | 2 | 8.3741 | 10 | 17.695 | 0 | 17.695 | 0 | 0 | 0 | 0 | 0 | 0 | 0 | 0 | 0 | 0 | 65.2875 | 0 | 2.7407 | 39.7125 | 0 | 0 | 0
4491 | 91.0678 | 0 | 91.0678 | 53.7251 | 2 | 8.4302 | 10 | 16.9125 | 0 | 16.9125 | 0 | 0 | 0 | 0 | 0 | 0 | 0 | 0 | 0 | 0 | 65.7251 | 0 | 2.732 | 39.2749 | 0 | 0 | -1.4211e-14
4492 | 92.8159 | 0 | 92.8159 | 55 | 2.3792 | 8.6424 | 10 | 16.7943 | 0 | 16.7943 | 0 | 0 | 0 | 0 | 0 | 0 | 0 | 0 | 0 | 0 | 67.3792 | 0 | 2.7845 | 37.6208 | 0 | 0 | 0
4493 | 91.5342 | 0 | 91.5342 | 55 | 3.2642 | 8.7559 | 10 | 14.5141 | 0 | 14.5141 | 0 | 0 | 0 | 0 | 0 | 0 | 0 | 0 | 0 | 0 | 68.2642 | 0 | 2.746 | 36.7358 | 0 | 0 | 0
4494 | 94.3031 | 0 | 94.3031 | 55 | 4.1112 | 8.8645 | 10 | 16.3274 | 0 | 16.3274 | 0 | 0 | 0 | 0 | 0 | 0 | 0 | 0 | 0 | 0 | 69.1112 | 0 | 2.8291 | 35.8888 | 0 | 0 | 0
4495 | 94.4703 | 0 | 94.4703 | 48.2401 | 2 | 7.7267 | 10 | 14.7979 | 11.7057 | 14.7979 | 11.7057 | 0 | 0 | 0 | 0 | 0 | 0 | 0 | 0 | 0 | 60.2401 | 0 | 2.8341 | 44.7599 | 0 | 0 | 0
4496 | 95.2907 | 0 | 95.2907 | 42.9 | 2 | 6.3415 | 4.5404 | 16.6902 | 22.8187 | 16.6902 | 22.8187 | 0 | 0 | 0 | 0 | 0 | 0 | 0 | 0 | 0 | 49.4404 | 0 | 2.8587 | 55.5596 | 0 | 0 | 0
4497 | 91.3022 | 0 | 91.3022 | 42.9 | 2 | 0 | 4 | 12.9818 | 33.0668 | 12.9818 | 33.0668 | 0 | 0 | 3.6465 | 0 | 0 | 0 | 3.6465 | 0 | 3.2818 | 48.9 | 0 | 2.7391 | 61.2446 | 0 | 0 | 0
4498 | 91.1212 | 0 | 91.1212 | 42.9 | 2 | 0 | 4 | 15.0956 | 37.6068 | 15.0956 | 37.6068 | 0 | 0 | 10.4813 | 0 | 0 | 0 | 10.4813 | 0 | 12.715 | 48.9 | 0 | 2.7336 | 60.4676 | 0 | 0 | 0
4499 | 91.7372 | 0 | 91.7372 | 42.9 | 2 | 7.1054e-15 | 4 | 14.7041 | 41.7955 | 14.7041 | 41.7955 | 0 | 0 | 12 | 0 | 1.6625 | 0 | 13.6625 | 0 | 25.0477 | 48.9 | 0 | 2.7521 | 60.1059 | 0 | 0 | 0
4500 | 91.3924 | 0 | 91.3924 | 42.9 | 2 | 1.4211e-14 | 4 | 14.5679 | 43.6112 | 14.5679 | 43.6112 | 0 | 0 | 12 | 0 | 3.6867 | 0 | 15.6867 | 0 | 39.2466 | 48.9 | 0 | 2.7418 | 59.8758 | 0 | 0 | 0
4501 | 90.0189 | 0 | 90.0189 | 42.9 | 2 | 0 | 4 | 14.8961 | 42.3598 | 14.8961 | 42.3598 | 0 | 0 | 12 | 0 | 4.137 | 0 | 16.137 | 0 | 53.8607 | 48.9 | 0 | 2.7006 | 59.8246 | 0 | 0 | 0
4502 | 87.6049 | 0 | 87.6049 | 42.9 | 2 | 0 | 4 | 14.0621 | 33.6828 | 14.0621 | 33.6828 | 0 | 0 | 3.2056 | 0 | 5.8344 | 0 | 9.0401 | 0 | 62.1249 | 48.9 | 0 | 2.6281 | 60.6314 | 0 | 0 | 0
4503 | 89.804 | 0 | 89.804 | 42.9 | 2 | 0 | 4 | 15.2477 | 30.3133 | 15.2477 | 30.3133 | 0 | 0 | 0 | 0 | 4.657 | 0 | 4.657 | 0 | 66.4185 | 48.9 | 0 | 2.6941 | 73.1297 | 0 | 0 | 0
4504 | 92.5738 | 0 | 92.5738 | 42.9 | 2 | 6.5672 | 6.3 | 14.5481 | 20.2585 | 14.5481 | 20.2585 | 0 | 0 | 0 | 0 | 0 | 0 | 0 | 0 | 66.4185 | 51.2 | 0 | 2.7772 | 75.8 | 0 | 0 | 0
4505 | 95.4349 | 0 | 95.4349 | 45.0622 | 2 | 7.6709 | 10 | 15.41 | 12.5484 | 15.41 | 12.5484 | 0 | 0 | 0 | 2.7434 | 0 | 0 | 0 | 2.7434 | 63.3702 | 57.0622 | 0 | 2.863 | 67.1944 | 0 | 0 | 0
4506 | 102.5772 | 0 | 102.5772 | 42.9315 | 2 | 9.7439 | 10 | 16.8663 | 4.9658e-15 | 16.8663 | 4.9658e-15 | 0 | 0 | 0 | 12 | 0 | 9.0355 | 0 | 21.0355 | 40.2365 | 54.9315 | 0 | 3.0773 | 51.033 | 0 | 0 | 0
4507 | 106.614 | 0 | 106.614 | 47.7206 | 2 | 10.2183 | 10 | 16.7296 | 0 | 16.7296 | 0 | 0 | 0 | 0 | 12 | 0 | 7.9455 | 0 | 19.9455 | 18.2851 | 59.7206 | 0 | 3.1984 | 45.2794 | 0 | 0 | 0
4508 | 110.5208 | 0 | 110.5208 | 55 | 4.9138 | 10.5067 | 10 | 18.1003 | 0 | 18.1003 | 0 | 0 | 0 | 0 | 12 | 0 | 0 | 0 | 12 | 4.9517 | 69.9138 | 0 | 3.3156 | 35.0862 | 0 | 1.4211e-14 | 0
4509 | 108.58 | 0 | 108.58 | 55 | 11.4295 | 10.3748 | 10 | 17.3191 | 0 | 17.3191 | 0 | 0 | 0 | 0 | 4.4566 | 0 | 0 | 0 | 4.4566 | 0 | 76.4295 | 0 | 3.2574 | 28.5705 | 0 | 0 | 0
4510 | 101.8069 | 0 | 101.8069 | 55 | 9.4421 | 9.5483 | 10 | 17.8165 | 0 | 17.8165 | 0 | 0 | 0 | 0 | 0 | 0 | 0 | 0 | 0 | 0 | 74.4421 | 0 | 3.0542 | 30.5579 | 0 | 1.4211e-14 | 0
4511 | 97.9099 | 0 | 97.9099 | 55 | 7.268 | 9.2694 | 10 | 16.3725 | 0 | 16.3725 | 0 | 0 | 0 | 0 | 0 | 0 | 0 | 0 | 0 | 0 | 72.268 | 0 | 2.9373 | 32.732 | 0 | 0 | 0
4512 | 87.4943 | 0 | 87.4943 | 50.0641 | 2 | 7.9606 | 10 | 17.4696 | 0 | 17.4696 | 0 | 0 | 0 | 0 | 0 | 0 | 0 | 0 | 0 | 0 | 62.0641 | 0 | 2.6248 | 42.9359 | 0 | 0 | 0
4513 | 88.3861 | 0 | 88.3861 | 53.893 | 2 | 8.4517 | 10 | 14.0414 | 0 | 14.0414 | 0 | 0 | 0 | 0 | 0 | 0 | 0 | 0 | 0 | 0 | 65.893 | 0 | 2.6516 | 39.107 | 0 | 1.4211e-14 | 0
4514 | 89.8752 | 0 | 89.8752 | 54.0073 | 2 | 8.4664 | 10 | 15.4015 | 0 | 15.4015 | 0 | 0 | 0 | 0 | 0 | 0 | 0 | 0 | 0 | 0 | 66.0073 | 0 | 2.6963 | 38.9927 | 0 | 0 | 0
4515 | 88.1685 | 0 | 88.1685 | 52.578 | 2 | 8.2831 | 10 | 15.3074 | 0 | 15.3074 | 0 | 0 | 0 | 0 | 0 | 0 | 0 | 0 | 0 | 0 | 64.578 | 0 | 2.6451 | 40.422 | 0 | 0 | 0
4516 | 89.9633 | 0 | 89.9633 | 55 | 2.6125 | 8.6723 | 10 | 13.6785 | 0 | 13.6785 | 0 | 0 | 0 | 0 | 0 | 0 | 0 | 0 | 0 | 0 | 67.6125 | 0 | 2.6989 | 37.3875 | 0 | 1.4211e-14 | 0
4517 | 89.2065 | 0 | 89.2065 | 54.9875 | 2 | 8.5921 | 10 | 13.6268 | 0 | 13.6268 | 0 | 0 | 0 | 0 | 0 | 0 | 0 | 0 | 0 | 0 | 66.9875 | 0 | 2.6762 | 38.0125 | 0 | 0 | 0
4518 | 91.7319 | 0 | 91.7319 | 55 | 3.5683 | 8.7949 | 10 | 14.3688 | 0 | 14.3688 | 0 | 0 | 0 | 0 | 0 | 0 | 0 | 0 | 0 | 0 | 68.5683 | 0 | 2.752 | 36.4317 | 0 | 0 | 0
4519 | 90.3246 | 0 | 90.3246 | 43.5911 | 2 | 7.1304 | 10 | 15.1665 | 12.4366 | 15.1665 | 12.4366 | 0 | 0 | 0 | 0 | 0 | 0 | 0 | 0 | 0 | 55.5911 | 0 | 2.7097 | 49.4089 | 0 | 0 | 0
4520 | 89.5459 | 0 | 89.5459 | 42.9 | 2 | 6.0998 | 4 | 12.7776 | 21.7685 | 12.7776 | 21.7685 | 0 | 0 | 0 | 0 | 0 | 0 | 0 | 0 | 0 | 48.9 | 0 | 2.6864 | 56.2528 | 0 | 0 | 0
4521 | 91.5291 | 0 | 91.5291 | 42.9 | 2 | 0 | 4 | 14.6763 | 31.9456 | 14.6763 | 31.9456 | 0 | 0 | 3.9927 | 0 | 0 | 0 | 3.9927 | 0 | 3.5934 | 48.9 | 0 | 2.7459 | 61.2052 | 0 | 0 | 0
4522 | 88.2264 | 0 | 88.2264 | 42.9 | 2 | 1.4211e-14 | 4 | 12.6545 | 37.6905 | 12.6545 | 37.6905 | 0 | 0 | 11.0186 | 0 | 0 | 0 | 11.0186 | 0 | 13.5102 | 48.9 | 0 | 2.6468 | 60.4065 | 0 | 0 | 0
4523 | 91.0113 | 0 | 91.0113 | 42.9 | 2 | 1.4211e-14 | 4 | 12.5185 | 40.3577 | 12.5185 | 40.3577 | 0 | 0 | 10.7648 | 0 | 0 | 0 | 10.7648 | 0 | 23.1985 | 48.9 | 0 | 2.7303 | 60.4353 | 0 | 0 | 0
4524 | 89.4144 | 0 | 89.4144 | 42.9 | 2 | 0 | 4 | 12.5357 | 45.4145 | 12.5357 | 45.4145 | 0 | 0 | 12 | 0 | 5.4359 | 0 | 17.4359 | 0 | 39.0102 | 48.9 | 0 | 2.6824 | 59.6769 | 0 | 0 | 0
4525 | 89.2039 | 0 | 89.2039 | 42.9 | 2 | 0 | 4 | 12.0452 | 39.2734 | 12.0452 | 39.2734 | 0 | 0 | 11.0148 | 0 | 0 | 0 | 11.0148 | 0 | 48.9235 | 48.9 | 0 | 2.6761 | 65.0274 | 0 | 0 | 0
4526 | 87.1873 | 0 | 87.1873 | 42.9 | 2 | 0 | 4 | 13.2193 | 36.1308 | 13.2193 | 36.1308 | 0 | 0 | 4.5424 | 0 | 6.5204 | 0 | 11.0628 | 0 | 59.0232 | 48.9 | 0 | 2.6156 | 60.4015 | 0 | 0 | 0
4527 | 87.0476 | 0 | 87.0476 | 42.9 | 2 | 0 | 4 | 12.9773 | 33.1687 | 12.9773 | 33.1687 | 0 | 0 | 0 | 0 | 7.9984 | 0 | 7.9984 | 0 | 66.3973 | 48.9 | 0 | 2.6114 | 72.7498 | 0 | 0 | 0
4528 | 87.9207 | 0 | 87.9207 | 42.9 | 2 | 4.7493 | 4 | 11.3429 | 22.9285 | 11.3429 | 22.9285 | 0 | 0 | 0 | 0 | 0 | 0 | 0 | 0 | 66.3973 | 48.9 | 0 | 2.6376 | 79.4498 | 0 | 0 | -1.4211e-14
4529 | 92.3277 | 0 | 92.3277 | 45.7769 | 2 | 7.5135 | 10 | 14.4509 | 11.7854 | 14.4509 | 11.7854 | 0 | 0 | 0 | 0.80102 | 0 | 0 | 0 | 0.80102 | 65.5073 | 57.7769 | 0 | 2.7698 | 68.422 | 0 | 1.4211e-14 | 0
4530 | 100.3546 | 0 | 100.3546 | 43.6011 | 2 | 9.857 | 10 | 13.6483 | 5.8953e-15 | 13.6483 | 5.8953e-15 | 0 | 0 | 0 | 12 | 0 | 9.2482 | 0 | 21.2482 | 42.1428 | 55.6011 | 0 | 3.0106 | 50.1507 | 0 | 0 | 0
4531 | 103.746 | 0 | 103.746 | 47.5603 | 2 | 10.168 | 10 | 14.3045 | 0 | 14.3045 | 0 | 0 | 0 | 0 | 12 | 0 | 7.7132 | 0 | 19.7132 | 20.4433 | 59.5603 | 0 | 3.1124 | 45.4397 | 0 | 1.4211e-14 | 0
4532 | 106.3306 | 0 | 106.3306 | 55 | 5.0475 | 10.5238 | 10 | 13.7593 | 0 | 13.7593 | 0 | 0 | 0 | 0 | 12 | 0 | 0 | 0 | 12 | 7.11 | 70.0475 | 0 | 3.1899 | 34.9525 | 0 | 0 | 0
4533 | 102.4945 | 0 | 102.4945 | 55 | 7.6487 | 10.139 | 10 | 13.3078 | 0 | 13.3078 | 0 | 0 | 0 | 0 | 6.399 | 0 | 0 | 0 | 6.399 | 0 | 72.6487 | 0 | 3.0748 | 32.3513 | 0 | 0 | 0
4534 | 100.7187 | 0 | 100.7187 | 55 | 10.9928 | 9.7472 | 10 | 14.9788 | 0 | 14.9788 | 0 | 0 | 0 | 0 | 0 | 0 | 0 | 0 | 0 | 0 | 75.9928 | 0 | 3.0216 | 29.0072 | 0 | 0 | 0
4535 | 96.3565 | 0 | 96.3565 | 55 | 4.7844 | 8.9509 | 10 | 17.6213 | 0 | 17.6213 | 0 | 0 | 0 | 0 | 0 | 0 | 0 | 0 | 0 | 0 | 69.7844 | 0 | 2.8907 | 35.2156 | 0 | 0 | 0
4536 | 92.0373 | 0 | 92.0373 | 55 | 3.0438 | 8.7276 | 10 | 15.2659 | 0 | 15.2659 | 0 | 0 | 0 | 0 | 0 | 0 | 0 | 0 | 0 | 0 | 68.0438 | 0 | 2.7611 | 36.9562 | 0 | 0 | 0
4537 | 91.1313 | 0 | 91.1313 | 52.5185 | 2 | 8.2754 | 10 | 18.3374 | 0 | 18.3374 | 0 | 0 | 0 | 0 | 0 | 0 | 0 | 0 | 0 | 0 | 64.5185 | 0 | 2.7339 | 40.4815 | 0 | 0 | 0
4538 | 90.2442 | 0 | 90.2442 | 52.7012 | 2 | 8.2989 | 10 | 17.2441 | 0 | 17.2441 | 0 | 0 | 0 | 0 | 0 | 0 | 0 | 0 | 0 | 0 | 64.7012 | 0 | 2.7073 | 40.2988 | 0 | 0 | 0
4539 | 93.1477 | 0 | 93.1477 | 55 | 3.393 | 8.7724 | 10 | 15.9824 | 0 | 15.9824 | 0 | 0 | 0 | 0 | 0 | 0 | 0 | 0 | 0 | 0 | 68.393 | 0 | 2.7944 | 36.607 | 0 | 0 | 0
4540 | 95.5143 | 0 | 95.5143 | 55 | 5.2764 | 9.014 | 10 | 16.2239 | 0 | 16.2239 | 0 | 0 | 0 | 0 | 0 | 0 | 0 | 0 | 0 | 0 | 70.2764 | 0 | 2.8654 | 34.7236 | 0 | 0 | 0
4541 | 94.7012 | 0 | 94.7012 | 55 | 5.1424 | 8.9968 | 10 | 15.562 | 0 | 15.562 | 0 | 0 | 0 | 0 | 0 | 0 | 0 | 0 | 0 | 0 | 70.1424 | 0 | 2.841 | 34.8576 | 0 | 0 | 0
4542 | 91.9774 | 0 | 91.9774 | 55 | 2.5737 | 8.6673 | 10 | 15.7364 | 0 | 15.7364 | 0 | 0 | 0 | 0 | 0 | 0 | 0 | 0 | 0 | 0 | 67.5737 | 0 | 2.7593 | 37.4263 | 0 | 0 | 0
4543 | 94.1128 | 0 | 94.1128 | 48.813 | 2 | 7.8002 | 10 | 14.199 | 11.3007 | 14.199 | 11.3007 | 0 | 0 | 0 | 0 | 0 | 0 | 0 | 0 | 0 | 60.813 | 0 | 2.8234 | 44.187 | 0 | 0 | 0
4544 | 92.344 | 0 | 92.344 | 42.9 | 2 | 6.5743 | 6.3556 | 12.9815 | 21.5325 | 12.9815 | 21.5325 | 0 | 0 | 0 | 0 | 0 | 0 | 0 | 0 | 0 | 51.2556 | 0 | 2.7703 | 53.7444 | 0 | 0 | 0
4545 | 92.6743 | 0 | 92.6743 | 42.9 | 2 | 1.4211e-14 | 4 | 14.1649 | 32.6129 | 14.1649 | 32.6129 | 0 | 0 | 3.0034 | 0 | 0 | 0 | 3.0034 | 0 | 2.7031 | 48.9 | 0 | 2.7802 | 61.3177 | 0 | 0 | 0
4546 | 91.8139 | 0 | 91.8139 | 42.9 | 2 | 1.4211e-14 | 4 | 14.7788 | 39.2387 | 14.7788 | 39.2387 | 0 | 0 | 11.1036 | 0 | 0 | 0 | 11.1036 | 0 | 12.6963 | 48.9 | 0 | 2.7544 | 60.3968 | 0 | 0 | 0
4547 | 91.6274 | 0 | 91.6274 | 42.9 | 2 | 0 | 4 | 13.6919 | 46.3794 | 13.6919 | 46.3794 | 0 | 0 | 12 | 0 | 5.3439 | 0 | 17.3439 | 0 | 28.4231 | 48.9 | 0 | 2.7488 | 59.6874 | 0 | 0 | 0
4548 | 92.4001 | 0 | 92.4001 | 42.9 | 2 | 0 | 4 | 14.3009 | 45.6647 | 14.3009 | 45.6647 | 0 | 0 | 12 | 0 | 4.4655 | 0 | 16.4655 | 0 | 43.3401 | 48.9 | 0 | 2.772 | 59.7873 | 0 | 0 | 0
4549 | 91.8568 | 0 | 91.8568 | 42.9 | 2 | 7.1054e-15 | 4 | 15.042 | 41.1199 | 15.042 | 41.1199 | 0 | 0 | 12 | 0 | 1.2051 | 0 | 13.2051 | 0 | 55.2512 | 48.9 | 0 | 2.7557 | 60.1579 | 0 | 0 | 0
4550 | 87.7866 | 0 | 87.7866 | 42.9 | 2 | 7.1054e-15 | 4 | 13.8161 | 41.3832 | 13.8161 | 38.2969 | 0 | 3.0863 | 3.2263 | 0 | 10 | 0 | 13.2263 | 0 | 67.3744 | 48.9 | 0 | 2.6336 | 59.8046 | 0 | 0 | -1.7764e-15
4551 | 87.0554 | 0 | 87.0554 | 42.9 | 2 | 1.4211e-14 | 4 | 12.9865 | 30.7195 | 12.9865 | 25.8475 | 0 | 4.872 | 0 | 0 | 0.67859 | 0 | 0.67859 | 0 | 68 | 48.9 | 0 | 2.6117 | 73.0281 | 0 | 1.9651e-14 | 0
4552 | 93.7254 | 0 | 93.7254 | 42.9 | 2 | 6.632 | 6.8059 | 13.9905 | 21.3969 | 13.9905 | 21.3969 | 0 | 0 | 0 | 0 | 0 | 0 | 0 | 0 | 68 | 51.7059 | 0 | 2.8118 | 75.2941 | 0 | 0 | -1.4211e-14
4553 | 97.5223 | 0 | 97.5223 | 44.3787 | 2 | 7.971 | 10 | 15.4043 | 12.0022 | 15.4043 | 12.0022 | 0 | 0 | 0 | 5.7661 | 0 | 0 | 0 | 5.7661 | 61.5932 | 56.3787 | 0 | 2.9257 | 64.8552 | 0 | 0 | -1.4211e-14
4554 | 99.8587 | 0 | 99.8587 | 42.9 | 2 | 9.7222 | 9.7677 | 14.3386 | 5.6335e-15 | 14.3386 | 5.6335e-15 | 0 | 0 | 0 | 12 | 0 | 9.1303 | 0 | 21.1303 | 38.3567 | 54.6677 | 0 | 2.9958 | 51.2021 | 0 | 0 | 0
4555 | 105.4856 | 0 | 105.4856 | 45.5339 | 2 | 10.1127 | 10 | 16.53 | 0 | 16.53 | 0 | 0 | 0 | 0 | 12 | 0 | 9.3088 | 0 | 21.3088 | 14.9266 | 57.5339 | 0 | 3.1646 | 47.4661 | 0 | 1.4211e-14 | 0
4556 | 109.8766 | 0 | 109.8766 | 55 | 6.2187 | 10.674 | 10 | 15.9839 | 0 | 15.9839 | 0 | 0 | 0 | 0 | 12 | 0 | 0 | 0 | 12 | 1.5932 | 71.2187 | 0 | 3.2963 | 33.7813 | 0 | 1.4211e-14 | 0
4557 | 105.9282 | 0 | 105.9282 | 55 | 12.5972 | 10.1369 | 10 | 16.7601 | 0 | 16.7601 | 0 | 0 | 0 | 0 | 1.4339 | 0 | 0 | 0 | 1.4339 | 0 | 77.5972 | 0 | 3.1778 | 27.4028 | 0 | 0 | 0
4558 | 103.0736 | 0 | 103.0736 | 55 | 11.41 | 9.8007 | 10 | 16.8629 | 0 | 16.8629 | 0 | 0 | 0 | 0 | 0 | 0 | 0 | 0 | 0 | 0 | 76.41 | 0 | 3.0922 | 28.59 | 0 | 0 | -1.4211e-14
4559 | 98.6033 | 0 | 98.6033 | 55 | 6.727 | 9.2 | 10 | 17.6762 | 0 | 17.6762 | 0 | 0 | 0 | 0 | 0 | 0 | 0 | 0 | 0 | 0 | 71.727 | 0 | 2.9581 | 33.273 | 0 | 1.4211e-14 | 0
4560 | 88.6112 | 0 | 88.6112 | 51.6006 | 2 | 8.1577 | 10 | 16.8529 | 0 | 16.8529 | 0 | 0 | 0 | 0 | 0 | 0 | 0 | 0 | 0 | 0 | 63.6006 | 0 | 2.6583 | 41.3994 | 0 | 0 | 0
4561 | 90.066 | 0 | 90.066 | 52.6377 | 2 | 8.2907 | 10 | 17.1376 | 0 | 17.1376 | 0 | 0 | 0 | 0 | 0 | 0 | 0 | 0 | 0 | 0 | 64.6377 | 0 | 2.702 | 40.3623 | 0 | 0 | 0
4562 | 89.6562 | 0 | 89.6562 | 53.2501 | 2 | 8.3693 | 10 | 16.0368 | 0 | 16.0368 | 0 | 0 | 0 | 0 | 0 | 0 | 0 | 0 | 0 | 0 | 65.2501 | 0 | 2.6897 | 39.7499 | 0 | 0 | 0
4563 | 90.3341 | 0 | 90.3341 | 53.6897 | 2 | 8.4257 | 10 | 16.2188 | 0 | 16.2188 | 0 | 0 | 0 | 0 | 0 | 0 | 0 | 0 | 0 | 0 | 65.6897 | 0 | 2.71 | 39.3103 | 0 | 0 | 0
4564 | 91.2246 | 0 | 91.2246 | 55 | 2.8706 | 8.7054 | 10 | 14.6486 | 0 | 14.6486 | 0 | 0 | 0 | 0 | 0 | 0 | 0 | 0 | 0 | 0 | 67.8706 | 0 | 2.7367 | 37.1294 | 0 | 0 | 0
4565 | 91.5702 | 0 | 91.5702 | 53.8191 | 2 | 8.4423 | 10 | 17.3088 | 0 | 17.3088 | 0 | 0 | 0 | 0 | 0 | 0 | 0 | 0 | 0 | 0 | 65.8191 | 0 | 2.7471 | 39.1809 | 0 | 0 | -1.4211e-14
4566 | 93.1023 | 0 | 93.1023 | 55 | 3.0216 | 8.7248 | 10 | 16.3559 | 0 | 16.3559 | 0 | 0 | 0 | 0 | 0 | 0 | 0 | 0 | 0 | 0 | 68.0216 | 0 | 2.7931 | 36.9784 | 0 | 0 | 0
4567 | 91.8949 | 0 | 91.8949 | 47.402 | 2 | 7.6192 | 10 | 12.9017 | 11.9721 | 12.9017 | 11.9721 | 0 | 0 | 0 | 0 | 0 | 0 | 0 | 0 | 0 | 59.402 | 0 | 2.7568 | 45.598 | 0 | 0 | 0
4568 | 89.5436 | 0 | 89.5436 | 42.9 | 2 | 1.0379 | 4 | 14.5343 | 25.0714 | 14.5343 | 25.0714 | 0 | 0 | 0 | 0 | 0 | 0 | 0 | 0 | 0 | 48.9 | 0 | 2.6863 | 60.7392 | 0 | 0 | 0
4569 | 92.9149 | 0 | 92.9149 | 42.9 | 2 | 0.53363 | 4 | 13.2575 | 30.2238 | 13.2575 | 30.2238 | 0 | 0 | 0 | 0 | 0 | 0 | 0 | 0 | 0 | 48.9 | 0 | 2.7874 | 61.1861 | 0 | 0 | 0
4570 | 90.3123 | 0 | 90.3123 | 42.9 | 2 | 7.1054e-15 | 4 | 13.5846 | 40.4441 | 13.5846 | 40.4441 | 0 | 0 | 12 | 0 | 0.61635 | 0 | 12.6164 | 0 | 11.3682 | 48.9 | 0 | 2.7094 | 60.2248 | 0 | 0 | 0
4571 | 87.8788 | 0 | 87.8788 | 42.9 | 2 | 1.4211e-14 | 4 | 13.8218 | 42.4783 | 13.8218 | 42.4783 | 0 | 0 | 12 | 0 | 5.3213 | 0 | 17.3213 | 0 | 27.0742 | 48.9 | 0 | 2.6364 | 59.69 | 0 | 0 | 0
4572 | 88.3213 | 0 | 88.3213 | 42.9 | 2 | 0 | 4 | 13.1222 | 45.3201 | 13.1222 | 45.3201 | 0 | 0 | 12 | 0 | 7.021 | 0 | 19.021 | 0 | 44.3473 | 48.9 | 0 | 2.6496 | 59.4967 | 0 | 0 | 0
4573 | 90.0199 | 0 | 90.0199 | 42.9 | 2 | 0 | 4 | 13.6937 | 42.2404 | 13.6937 | 42.2404 | 0 | 0 | 12 | 0 | 2.8142 | 0 | 14.8142 | 0 | 57.7418 | 48.9 | 0 | 2.7006 | 59.975 | 0 | 0 | 0
4574 | 87.5018 | 0 | 87.5018 | 42.9 | 2 | 0 | 4 | 12.9779 | 41.9865 | 12.9779 | 36.8775 | 0 | 5.1091 | 5.3333 | 0 | 5.9202 | 0 | 11.2536 | 0 | 68 | 48.9 | 0 | 2.6251 | 59.799 | 0 | 3.5527e-15 | 0
4575 | 86.081 | 0 | 86.081 | 42.9 | 2 | 0 | 4 | 14.2674 | 30.504 | 14.2674 | 22.9136 | 0 | 7.5904 | 0 | 0 | 0 | 0 | 0 | 0 | 68 | 48.9 | 0 | 2.5824 | 82.7962 | 0 | 0 | 0
4576 | 91.9496 | 0 | 91.9496 | 42.9 | 2 | 6.5403 | 6.0904 | 12.8795 | 21.5395 | 12.8795 | 21.5395 | 0 | 0 | 0 | 0 | 0 | 0 | 0 | 0 | 68 | 50.9904 | 0 | 2.7585 | 76.0096 | 0 | 1.4211e-14 | 0
4577 | 96.4084 | 0 | 96.4084 | 45.9589 | 2 | 8.0806 | 10 | 14.4509 | 10.8771 | 14.4509 | 10.8771 | 0 | 0 | 0 | 5.0408 | 0 | 0 | 0 | 5.0408 | 62.3991 | 57.9589 | 0 | 2.8923 | 64.0003 | 0 | 0 | 0
4578 | 98.4062 | 0 | 98.4062 | 44.2717 | 2 | 9.6843 | 10 | 13.2196 | 5.9391e-15 | 13.2196 | 5.9391e-15 | 0 | 0 | 0 | 12 | 0 | 7.2307 | 0 | 19.2307 | 41.223 | 56.2717 | 0 | 2.9522 | 51.4976 | 0 | 0 | 0
4579 | 102.6249 | 0 | 102.6249 | 44.2717 | 2 | 10.0395 | 10 | 14.3138 | 0 | 14.3138 | 0 | 0 | 0 | 0 | 12 | 0 | 10 | 0 | 22 | 17.0431 | 56.2717 | 0 | 3.0787 | 48.7283 | 0 | 0 | 0
4580 | 108.6127 | 0 | 108.6127 | 55 | 2.6368 | 10.3696 | 10 | 17.398 | 0 | 17.398 | 0 | 0 | 0 | 0 | 12 | 0 | 1.2084 | 0 | 13.2084 | 2.3991 | 67.6368 | 0 | 3.2584 | 37.3632 | 0 | 0 | 0
4581 | 105.7795 | 0 | 105.7795 | 55 | 11.8203 | 10.1303 | 10 | 16.6697 | 0 | 16.6697 | 0 | 0 | 0 | 0 | 2.1592 | 0 | 0 | 0 | 2.1592 | -4.4409e-16 | 76.8203 | 0 | 3.1734 | 28.1797 | 0 | 0 | 0
4582 | 102.4966 | 0 | 102.4966 | 55 | 12.545 | 9.9463 | 10 | 15.0053 | 0 | 15.0053 | 0 | 0 | 0 | 0 | -3.9968e-16 | 0 | 0 | 0 | -3.9968e-16 | 0 | 77.545 | 0 | 3.0749 | 27.455 | 0 | 1.4211e-14 | 0
4583 | 95.4189 | 0 | 95.4189 | 55 | 5.7764 | 9.0781 | 10 | 15.5644 | 0 | 15.5644 | 0 | 0 | 0 | 0 | 0 | 0 | 0 | 0 | 0 | 0 | 70.7764 | 0 | 2.8626 | 34.2236 | 0 | 0 | 0
4584 | 93.7569 | 0 | 93.7569 | 54.2258 | 2 | 8.4944 | 10 | 19.0367 | 0 | 19.0367 | 0 | 0 | 0 | 0 | 0 | 0 | 0 | 0 | 0 | 0 | 66.2258 | 0 | 2.8127 | 38.7742 | 0 | 0 | 0
4585 | 95.4108 | 0 | 95.4108 | 55 | 4.5566 | 8.9217 | 10 | 16.9325 | 0 | 16.9325 | 0 | 0 | 0 | 0 | 0 | 0 | 0 | 0 | 0 | 0 | 69.5566 | 0 | 2.8623 | 35.4434 | 0 | 0 | 0
4586 | 92.4963 | 0 | 92.4963 | 55 | 2.7636 | 8.6917 | 10 | 16.041 | 0 | 16.041 | 0 | 0 | 0 | 0 | 0 | 0 | 0 | 0 | 0 | 0 | 67.7636 | 0 | 2.7749 | 37.2364 | 0 | 0 | 0
4587 | 94.1161 | 0 | 94.1161 | 55 | 2.6554 | 8.6778 | 10 | 17.7829 | 0 | 17.7829 | 0 | 0 | 0 | 0 | 0 | 0 | 0 | 0 | 0 | 0 | 67.6554 | 0 | 2.8235 | 37.3446 | 0 | 0 | 0
4588 | 95.1367 | 0 | 95.1367 | 55 | 4.0594 | 8.8579 | 10 | 17.2194 | 0 | 17.2194 | 0 | 0 | 0 | 0 | 0 | 0 | 0 | 0 | 0 | 0 | 69.0594 | 0 | 2.8541 | 35.9406 | 0 | 0 | 0
4589 | 96.3005 | 0 | 96.3005 | 55 | 6.4996 | 9.1709 | 10 | 15.63 | 0 | 15.63 | 0 | 0 | 0 | 0 | 0 | 0 | 0 | 0 | 0 | 0 | 71.4996 | 0 | 2.889 | 33.5004 | 0 | 0 | 0
4590 | 96.6611 | 0 | 96.6611 | 55 | 5.2909 | 9.0158 | 10 | 17.3544 | 0 | 17.3544 | 0 | 0 | 0 | 0 | 0 | 0 | 0 | 0 | 0 | 0 | 70.2909 | 0 | 2.8998 | 34.7091 | 0 | 0 | 0
4591 | 94.0271 | 0 | 94.0271 | 46.4556 | 2 | 7.4978 | 10 | 15.8292 | 12.2445 | 15.8292 | 12.2445 | 0 | 0 | 0 | 0 | 0 | 0 | 0 | 0 | 0 | 58.4556 | 0 | 2.8208 | 46.5444 | 0 | 0 | 0
4592 | 96.4189 | 0 | 96.4189 | 42.9 | 2 | 6.9696 | 9.4374 | 13.9314 | 21.1804 | 13.9314 | 21.1804 | 0 | 0 | 0 | 0 | 0 | 0 | 0 | 0 | 0 | 54.3374 | 0 | 2.8926 | 50.6626 | 0 | 1.4211e-14 | 0
4593 | 93.5615 | 0 | 93.5615 | 42.9 | 2 | 0 | 4 | 16.3247 | 31.9893 | 16.3247 | 31.9893 | 0 | 0 | 3.6524 | 0 | 0 | 0 | 3.6524 | 0 | 3.2872 | 48.9 | 0 | 2.8068 | 61.2439 | 0 | 0 | 0
4594 | 93.8882 | 0 | 93.8882 | 42.9 | 2 | 0 | 4 | 15.9084 | 38.4877 | 15.9084 | 38.4877 | 0 | 0 | 9.4079 | 0 | 0 | 0 | 9.4079 | 0 | 11.7542 | 48.9 | 0 | 2.8166 | 60.5896 | 0 | 0 | 0
4595 | 92.383 | 0 | 92.383 | 42.9 | 2 | 0 | 4 | 13.5913 | 41.7776 | 13.5913 | 41.7776 | 0 | 0 | 11.8859 | 0 | 0 | 0 | 11.8859 | 0 | 22.4515 | 48.9 | 0 | 2.7715 | 60.3079 | 0 | 0 | 0
4596 | 94.5294 | 0 | 94.5294 | 42.9 | 2 | 1.4211e-14 | 4 | 15.6486 | 48.8175 | 15.6486 | 48.8175 | 0 | 0 | 12 | 0 | 6.8367 | 0 | 18.8367 | 0 | 39.5546 | 48.9 | 0 | 2.8359 | 59.5177 | 0 | 0 | 0
4597 | 92.4503 | 0 | 92.4503 | 42.9 | 2 | 0 | 4 | 14.6795 | 44.4339 | 14.6795 | 44.4339 | 0 | 0 | 12 | 0 | 3.5631 | 0 | 15.5631 | 0 | 53.6397 | 48.9 | 0 | 2.7735 | 59.8898 | 0 | 0 | 0
4598 | 91.4194 | 0 | 91.4194 | 42.9 | 2 | 0 | 4 | 14.7574 | 36.9797 | 14.7574 | 36.9797 | 0 | 0 | 4.3872 | 0 | 4.8305 | 0 | 9.2176 | 0 | 62.0416 | 48.9 | 0 | 2.7426 | 60.6112 | 0 | 0 | 0
4599 | 89.95 | 0 | 89.95 | 42.9 | 2 | 0 | 4 | 15.7806 | 32.9905 | 15.7806 | 31.7322 | 0 | 1.2583 | 0 | 0 | 6.4628 | 0 | 6.4628 | 0 | 68 | 48.9 | 0 | 2.6985 | 72.7814 | 0 | 6.2172e-15 | 0
4600 | 94.3558 | 0 | 94.3558 | 42.9 | 2 | 6.3143 | 4.3291 | 15.2894 | 23.523 | 15.2894 | 23.523 | 0 | 0 | 0 | 0 | 0 | 0 | 0 | 0 | 68 | 49.2291 | 0 | 2.8307 | 77.7709 | 0 | 0 | -1.4211e-14
4601 | 98.0697 | 0 | 98.0697 | 46.3463 | 2 | 7.8526 | 10 | 18.1166 | 10.8789 | 18.1166 | 10.8789 | 0 | 0 | 0 | 2.8753 | 0 | 0 | 0 | 2.8753 | 64.8052 | 58.3463 | 0 | 2.9421 | 65.7784 | 0 | 0 | 0
4602 | 101.951 | 0 | 101.951 | 44.5224 | 2 | 9.7806 | 10 | 15.9175 | 5.4733e-15 | 15.9175 | 5.4733e-15 | 0 | 0 | 0 | 12 | 0 | 7.7306 | 0 | 19.7306 | 43.0869 | 56.5224 | 0 | 3.0585 | 50.747 | 0 | 0 | 0
4603 | 109.1574 | 0 | 109.1574 | 47.7055 | 2 | 10.4799 | 10 | 16.972 | 0 | 16.972 | 0 | 0 | 0 | 0 | 12 | 0 | 10 | 0 | 22 | 18.907 | 59.7055 | 0 | 3.2747 | 45.2945 | 0 | 0 | 0
4604 | 114.5881 | 0 | 114.5881 | 55 | 9.5109 | 11.1872 | 10 | 16.1815 | 0 | 16.1815 | 0 | 0 | 0 | 0 | 12 | 0 | 0.70852 | 0 | 12.7085 | 4.8052 | 74.5109 | 0 | 3.4376 | 30.4891 | 0 | 0 | 0
4605 | 108.534 | 0 | 108.534 | 55 | 10.6863 | 10.2626 | 10 | 18.2604 | 0 | 18.2604 | 0 | 0 | 0 | 0 | 4.3247 | 0 | 0 | 0 | 4.3247 | -8.8818e-16 | 75.6863 | 0 | 3.256 | 29.3137 | 0 | 0 | 0
4606 | 104.3628 | 0 | 104.3628 | 55 | 12.5551 | 9.9476 | 10 | 16.8601 | 0 | 16.8601 | 0 | 0 | 0 | 0 | -7.9936e-16 | 0 | 0 | 0 | -7.9936e-16 | 0 | 77.5551 | 0 | 3.1309 | 27.4449 | 0 | 0 | 0
4607 | 101.2972 | 0 | 101.2972 | 55 | 9.8707 | 9.6033 | 10 | 16.8232 | 0 | 16.8232 | 0 | 0 | 0 | 0 | 0 | 0 | 0 | 0 | 0 | 0 | 74.8707 | 0 | 3.0389 | 30.1293 | 0 | 1.4211e-14 | 0
4608 | 90.58 | 0 | 90.58 | 52.0441 | 2 | 8.2146 | 10 | 18.3213 | 0 | 18.3213 | 0 | 0 | 0 | 0 | 0 | 0 | 0 | 0 | 0 | 0 | 64.0441 | 0 | 2.7174 | 40.9559 | 0 | 0 | 0
4609 | 90.4559 | 0 | 90.4559 | 51.7128 | 2 | 8.1721 | 10 | 18.5709 | 0 | 18.5709 | 0 | 0 | 0 | 0 | 0 | 0 | 0 | 0 | 0 | 0 | 63.7128 | 0 | 2.7137 | 41.2872 | 0 | 0 | 0
4610 | 89.8029 | 0 | 89.8029 | 50.9203 | 2 | 8.0705 | 10 | 18.8121 | 0 | 18.8121 | 0 | 0 | 0 | 0 | 0 | 0 | 0 | 0 | 0 | 0 | 62.9203 | 0 | 2.6941 | 42.0797 | 0 | 0 | 0
4611 | 89.9674 | 0 | 89.9674 | 53.2889 | 2 | 8.3743 | 10 | 16.3042 | 0 | 16.3042 | 0 | 0 | 0 | 0 | 0 | 0 | 0 | 0 | 0 | 0 | 65.2889 | 0 | 2.699 | 39.7111 | 0 | 0 | 0
4612 | 91.8927 | 0 | 91.8927 | 55 | 2.2938 | 8.6314 | 10 | 15.9675 | 0 | 15.9675 | 0 | 0 | 0 | 0 | 0 | 0 | 0 | 0 | 0 | 0 | 67.2938 | 0 | 2.7568 | 37.7062 | 0 | 0 | 0
4613 | 93.4032 | 0 | 93.4032 | 54.7477 | 2 | 8.5614 | 10 | 18.0941 | 0 | 18.0941 | 0 | 0 | 0 | 0 | 0 | 0 | 0 | 0 | 0 | 0 | 66.7477 | 0 | 2.8021 | 38.2523 | 0 | 0 | -1.4211e-14
4614 | 94.0511 | 0 | 94.0511 | 55 | 3.462 | 8.7813 | 10 | 16.8078 | 0 | 16.8078 | 0 | 0 | 0 | 0 | 0 | 0 | 0 | 0 | 0 | 0 | 68.462 | 0 | 2.8215 | 36.538 | 0 | 0 | 0
4615 | 93.6812 | 0 | 93.6812 | 47.8773 | 2 | 7.6801 | 10 | 16.505 | 9.6187 | 16.505 | 9.6187 | 0 | 0 | 0 | 0 | 0 | 0 | 0 | 0 | 0 | 59.8773 | 0 | 2.8104 | 45.1227 | 0 | 0 | 0
4616 | 93.3974 | 0 | 93.3974 | 42.9 | 2 | 6.6514 | 6.9572 | 16.2615 | 18.6273 | 16.2615 | 18.6273 | 0 | 0 | 0 | 0 | 0 | 0 | 0 | 0 | 0 | 51.8572 | 0 | 2.8019 | 53.1428 | 0 | 0 | 0
4617 | 91.3506 | 0 | 91.3506 | 42.9 | 2 | 1.1998 | 4 | 14.2744 | 26.9763 | 14.2744 | 26.9763 | 0 | 0 | 0 | 0 | 0 | 0 | 0 | 0 | 0 | 48.9 | 0 | 2.7405 | 60.5957 | 0 | 0 | 0
4618 | 91.9719 | 0 | 91.9719 | 42.9 | 2 | 0 | 4 | 13.7076 | 36.7519 | 13.7076 | 36.7519 | 0 | 0 | 7.3876 | 0 | 0 | 0 | 7.3876 | 0 | 6.6489 | 48.9 | 0 | 2.7592 | 60.8193 | 0 | 0 | 0
4619 | 91.3426 | 0 | 91.3426 | 42.9 | 2 | 7.1054e-15 | 4 | 15.6827 | 36.0794 | 15.6827 | 36.0794 | 0 | 0 | 9.3195 | 0 | 0 | 0 | 9.3195 | 0 | 15.0364 | 48.9 | 0 | 2.7403 | 60.5996 | 0 | 0 | 0
4620 | 89.8846 | 0 | 89.8846 | 42.9 | 2 | 7.1054e-15 | 4 | 14.6455 | 40.0227 | 14.6455 | 40.0227 | 0 | 0 | 12 | 0 | 1.6836 | 0 | 13.6836 | 0 | 27.3886 | 48.9 | 0 | 2.6965 | 60.1035 | 0 | 0 | 0
4621 | 89.6009 | 0 | 89.6009 | 42.9 | 2 | 0 | 4 | 13.617 | 38.8468 | 13.617 | 38.8468 | 0 | 0 | 11.7629 | 0 | 0 | 0 | 11.7629 | 0 | 37.9752 | 48.9 | 0 | 2.688 | 61.7529 | 0 | 0 | 0
4622 | 86.5063 | 0 | 86.5063 | 42.9 | 2 | 0 | 4 | 15.4368 | 33.7624 | 15.4368 | 33.7624 | 0 | 0 | 11.593 | 0 | 0 | 0 | 11.593 | 0 | 48.4089 | 48.9 | 0 | 2.5952 | 61.7722 | 0 | 0 | 0
4623 | 86.97 | 0 | 86.97 | 42.9 | 2 | 0 | 4 | 15.8875 | 29.067 | 15.8875 | 29.067 | 0 | 0 | 1.2703 | 0 | 5.6142 | 0 | 6.8845 | 0 | 54.7282 | 48.9 | 0 | 2.6091 | 60.8765 | 0 | 0 | 0
4624 | 89.8103 | 0 | 89.8103 | 42.9 | 2 | 5.7135 | 4 | 16.1036 | 19.0932 | 16.1036 | 19.0932 | 0 | 0 | 0 | 0 | 0 | 0 | 0 | 0 | 54.7282 | 48.9 | 0 | 2.6943 | 74.7982 | 0 | 0 | 0
4625 | 97.5338 | 0 | 97.5338 | 45.5745 | 2 | 8.1365 | 10 | 15.6372 | 10.325 | 15.6372 | 10.325 | 0 | 0 | 0 | 5.8606 | 0 | 0 | 0 | 5.8606 | 48.2164 | 57.5745 | 0 | 2.926 | 59.768 | 0 | 0 | -1.4211e-14
4626 | 98.928 | 0 | 98.928 | 45.1098 | 2 | 9.66 | 10 | 13.9552 | 4.7336e-15 | 13.9552 | 4.7336e-15 | 0 | 0 | 0 | 12 | 0 | 6.2031 | 0 | 18.2031 | 28.1549 | 57.1098 | 0 | 2.9678 | 47.8902 | 0 | 0 | 0
4627 | 102.6892 | 0 | 102.6892 | 52.1024 | 2 | 9.7613 | 10 | 16.8255 | 0 | 16.8255 | 0 | 0 | 0 | 0 | 12 | 0 | 0 | 0 | 12 | 14.8216 | 64.1024 | 0 | 3.0807 | 40.8976 | 0 | 0 | 0
4628 | 110.6921 | 0 | 110.6921 | 55 | 6.1849 | 10.6697 | 10 | 16.8375 | 0 | 16.8375 | 0 | 0 | 0 | 0 | 12 | 0 | 0 | 0 | 12 | 1.4882 | 71.1849 | 0 | 3.3208 | 33.8151 | 0 | 0 | 0
4629 | 103.813 | 0 | 103.813 | 55 | 12.1107 | 10.0624 | 10 | 15.3006 | 0 | 15.3006 | 0 | 0 | 0 | 0 | 1.3394 | 0 | 0 | 0 | 1.3394 | -2.2204e-16 | 77.1107 | 0 | 3.1144 | 27.8893 | 0 | 0 | 0
4630 | 99.7215 | 0 | 99.7215 | 55 | 7.087 | 9.2462 | 10 | 18.3883 | 0 | 18.3883 | 0 | 0 | 0 | 0 | -1.9984e-16 | 0 | 0 | 0 | -1.9984e-16 | 0 | 72.087 | 0 | 2.9916 | 32.913 | 0 | 0 | 0
4631 | 99.7 | 0 | 99.7 | 55 | 7.9075 | 9.3515 | 10 | 17.4411 | 0 | 17.4411 | 0 | 0 | 0 | 0 | 0 | 0 | 0 | 0 | 0 | 0 | 72.9075 | 0 | 2.991 | 32.0925 | 0 | 0 | 0
4632 | 89.3995 | 0 | 89.3995 | 53.982 | 2 | 8.4632 | 10 | 14.9544 | 0 | 14.9544 | 0 | 0 | 0 | 0 | 0 | 0 | 0 | 0 | 0 | 0 | 65.982 | 0 | 2.682 | 39.018 | 0 | 0 | 0
4633 | 90.5576 | 0 | 90.5576 | 55 | 2.1372 | 8.6113 | 10 | 14.809 | 0 | 14.809 | 0 | 0 | 0 | 0 | 0 | 0 | 0 | 0 | 0 | 0 | 67.1372 | 0 | 2.7167 | 37.8628 | 0 | 0 | 0
4634 | 91.1907 | 0 | 91.1907 | 55 | 2.5707 | 8.6669 | 10 | 14.9531 | 0 | 14.9531 | 0 | 0 | 0 | 0 | 0 | 0 | 0 | 0 | 0 | 0 | 67.5707 | 0 | 2.7357 | 37.4293 | 0 | 0 | 0
4635 | 92.9629 | 0 | 92.9629 | 55 | 3.8116 | 8.8261 | 10 | 15.3252 | 0 | 15.3252 | 0 | 0 | 0 | 0 | 0 | 0 | 0 | 0 | 0 | 0 | 68.8116 | 0 | 2.7889 | 36.1884 | 0 | 0 | 0
4636 | 90.7002 | 0 | 90.7002 | 55 | 2.1478 | 8.6127 | 10 | 14.9396 | 0 | 14.9396 | 0 | 0 | 0 | 0 | 0 | 0 | 0 | 0 | 0 | 0 | 67.1478 | 0 | 2.721 | 37.8522 | 0 | 0 | 0
4637 | 89.6298 | 0 | 89.6298 | 55 | 2.6571 | 8.678 | 10 | 13.2946 | 0 | 13.2946 | 0 | 0 | 0 | 0 | 0 | 0 | 0 | 0 | 0 | 0 | 67.6571 | 0 | 2.6889 | 37.3429 | 0 | 0 | 0
4638 | 92.8769 | 0 | 92.8769 | 55 | 5.5765 | 9.0525 | 10 | 13.2478 | 0 | 13.2478 | 0 | 0 | 0 | 0 | 0 | 0 | 0 | 0 | 0 | 0 | 70.5765 | 0 | 2.7863 | 34.4235 | 0 | 1.4211e-14 | 0
4639 | 92.8362 | 0 | 92.8362 | 49.6917 | 2 | 7.9129 | 10 | 12.0585 | 11.1731 | 12.0585 | 11.1731 | 0 | 0 | 0 | 0 | 0 | 0 | 0 | 0 | 0 | 61.6917 | 0 | 2.7851 | 43.3083 | 0 | 0 | 0
4640 | 90.1681 | 0 | 90.1681 | 42.9 | 2 | 6.1078 | 4 | 13.5712 | 21.5892 | 13.5712 | 21.5892 | 0 | 0 | 0 | 0 | 0 | 0 | 0 | 0 | 0 | 48.9 | 0 | 2.705 | 56.2457 | 0 | 0 | 0
4641 | 92.7443 | 0 | 92.7443 | 42.9 | 2 | 0 | 4 | 10.6529 | 35.2833 | 10.6529 | 35.2833 | 0 | 0 | 2.0919 | 0 | 0 | 0 | 2.0919 | 0 | 1.8827 | 48.9 | 0 | 2.7823 | 61.4213 | 0 | 0 | 0
4642 | 90.6667 | 0 | 90.6667 | 42.9 | 2 | 7.1054e-15 | 4 | 11.58 | 36.5353 | 11.58 | 36.5353 | 0 | 0 | 6.3487 | 0 | 0 | 0 | 6.3487 | 0 | 7.5965 | 48.9 | 0 | 2.72 | 60.9374 | 0 | 0 | 0
4643 | 87.7129 | 0 | 87.7129 | 42.9 | 2 | 0 | 4 | 10.7952 | 42.9648 | 10.7952 | 42.9648 | 0 | 0 | 12 | 0 | 2.947 | 0 | 14.947 | 0 | 21.1135 | 48.9 | 0 | 2.6314 | 59.9599 | 0 | 0 | 0
4644 | 88.5191 | 0 | 88.5191 | 42.9 | 2 | 0 | 4 | 10.3192 | 47.8786 | 10.3192 | 47.8786 | 0 | 0 | 12 | 0 | 6.5788 | 0 | 18.5788 | 0 | 37.9789 | 48.9 | 0 | 2.6556 | 59.547 | 0 | 0 | 0
4645 | 89.2491 | 0 | 89.2491 | 42.9 | 2 | 0 | 4 | 11.0144 | 39.9129 | 11.0144 | 39.9129 | 0 | 0 | 10.5782 | 0 | 0 | 0 | 10.5782 | 0 | 47.4993 | 48.9 | 0 | 2.6775 | 68.5535 | 0 | 0 | 0
4646 | 86.9005 | 0 | 86.9005 | 42.9 | 2 | 0 | 4 | 12.4335 | 41.7112 | 12.4335 | 41.7112 | 0 | 0 | 10.3146 | 0 | 5.8297 | 0 | 16.1442 | 0 | 62.1571 | 48.9 | 0 | 2.607 | 59.8238 | 0 | 0 | 0
4647 | 87.9352 | 0 | 87.9352 | 42.9 | 2 | 0 | 4 | 9.0724 | 32.301 | 9.0724 | 32.301 | 0 | 0 | 0 | 0 | 2.3383 | 0 | 2.3383 | 0 | 64.3129 | 48.9 | 0 | 2.6381 | 73.3933 | 0 | 0 | 0
4648 | 91.8048 | 0 | 91.8048 | 42.9 | 2 | 6.4819 | 5.635 | 12.1651 | 22.6227 | 12.1651 | 22.6227 | 0 | 0 | 0 | 0 | 0 | 0 | 0 | 0 | 64.3129 | 50.535 | 0 | 2.7541 | 76.465 | 0 | 0 | 0
4649 | 93.1911 | 0 | 93.1911 | 46.5702 | 2 | 7.9084 | 10 | 12.8191 | 10.8064 | 12.8191 | 10.8064 | 0 | 0 | 0 | 3.087 | 0 | 0 | 0 | 3.087 | 60.8829 | 58.5702 | 0 | 2.7957 | 65.3429 | 0 | 0 | 0
4650 | 98.1996 | 0 | 98.1996 | 44.9552 | 2 | 9.7482 | 10 | 12.4505 | 5.9154e-15 | 12.4505 | 5.9154e-15 | 0 | 0 | 0 | 12 | 0 | 7.0456 | 0 | 19.0456 | 39.9076 | 56.9552 | 0 | 2.946 | 50.9992 | 0 | 0 | -1.4211e-14
4651 | 102.9233 | 0 | 102.9233 | 46.6818 | 2 | 10.0913 | 10 | 14.1561 | 0 | 14.1561 | 0 | 0 | 0 | 0 | 12 | 0 | 7.9941 | 0 | 19.9941 | 17.9034 | 58.6818 | 0 | 3.0877 | 46.3182 | 0 | 0 | 0
4652 | 108.8674 | 0 | 108.8674 | 55 | 7.4292 | 10.8293 | 10 | 13.6089 | 0 | 13.6089 | 0 | 0 | 0 | 0 | 12 | 0 | 0 | 0 | 12 | 4.57 | 72.4292 | 0 | 3.266 | 32.5708 | 0 | 0 | 0
4653 | 103.4665 | 0 | 103.4665 | 55 | 9.4459 | 10.0763 | 10 | 14.8313 | 0 | 14.8313 | 0 | 0 | 0 | 0 | 4.113 | 0 | 0 | 0 | 4.113 | 0 | 74.4459 | 0 | 3.104 | 30.5541 | 0 | 0 | 0
4654 | 101.0433 | 0 | 101.0433 | 55 | 13.7327 | 10.0986 | 10 | 12.212 | 0 | 12.212 | 0 | 0 | 0 | 0 | 0 | 0 | 0 | 0 | 0 | 0 | 78.7327 | 0 | 3.0313 | 26.2673 | 0 | 0 | 0
4655 | 98.7453 | 0 | 98.7453 | 55 | 10.3966 | 9.6707 | 10 | 13.678 | 0 | 13.678 | 0 | 0 | 0 | 0 | 0 | 0 | 0 | 0 | 0 | 0 | 75.3966 | 0 | 2.9624 | 29.6034 | 0 | 0 | -1.4211e-14
4656 | 89.5256 | 0 | 89.5256 | 55 | 2.1359 | 8.6112 | 10 | 13.7786 | 0 | 13.7786 | 0 | 0 | 0 | 0 | 0 | 0 | 0 | 0 | 0 | 0 | 67.1359 | 0 | 2.6858 | 37.8641 | 0 | 0 | 0
4657 | 91.5784 | 0 | 91.5784 | 55 | 4.0082 | 8.8513 | 10 | 13.719 | 0 | 13.719 | 0 | 0 | 0 | 0 | 0 | 0 | 0 | 0 | 0 | 0 | 69.0082 | 0 | 2.7474 | 35.9918 | 0 | 0 | 0
4658 | 92.0037 | 0 | 92.0037 | 55 | 3.3708 | 8.7696 | 10 | 14.8633 | 0 | 14.8633 | 0 | 0 | 0 | 0 | 0 | 0 | 0 | 0 | 0 | 0 | 68.3708 | 0 | 2.7601 | 36.6292 | 0 | 0 | 0
4659 | 92.3704 | 0 | 92.3704 | 55 | 3.4119 | 8.7748 | 10 | 15.1837 | 0 | 15.1837 | 0 | 0 | 0 | 0 | 0 | 0 | 0 | 0 | 0 | 0 | 68.4119 | 0 | 2.7711 | 36.5881 | 0 | 0 | 0
4660 | 94.1691 | 0 | 94.1691 | 55 | 6.2943 | 9.1445 | 10 | 13.7303 | 0 | 13.7303 | 0 | 0 | 0 | 0 | 0 | 0 | 0 | 0 | 0 | 0 | 71.2943 | 0 | 2.8251 | 33.7057 | 0 | 0 | 0
4661 | 93.9001 | 0 | 93.9001 | 55 | 4.9933 | 8.9777 | 10 | 14.9291 | 0 | 14.9291 | 0 | 0 | 0 | 0 | 0 | 0 | 0 | 0 | 0 | 0 | 69.9933 | 0 | 2.817 | 35.0067 | 0 | 0 | 0
4662 | 95.4715 | 0 | 95.4715 | 55 | 7.2585 | 9.2682 | 10 | 13.9447 | 0 | 13.9447 | 0 | 0 | 0 | 0 | 0 | 0 | 0 | 0 | 0 | 0 | 72.2585 | 0 | 2.8641 | 32.7415 | 0 | 0 | 0
4663 | 94.0654 | 0 | 94.0654 | 50.4134 | 2 | 8.0054 | 10 | 11.9411 | 11.7054 | 11.9411 | 11.7054 | 0 | 0 | 0 | 0 | 0 | 0 | 0 | 0 | 0 | 62.4134 | 0 | 2.822 | 42.5866 | 0 | 0 | 0
4664 | 93.8512 | 0 | 93.8512 | 42.9 | 2 | 6.4221 | 5.1692 | 13.6499 | 23.71 | 13.6499 | 23.71 | 0 | 0 | 0 | 0 | 0 | 0 | 0 | 0 | 0 | 50.0692 | 0 | 2.8155 | 54.9308 | 0 | 0 | 0
4665 | 91.1911 | 0 | 91.1911 | 42.9 | 2 | 7.1054e-15 | 4 | 11.6729 | 34.6032 | 11.6729 | 34.6032 | 0 | 0 | 3.985 | 0 | 0 | 0 | 3.985 | 0 | 3.5865 | 48.9 | 0 | 2.7357 | 61.2061 | 0 | 0 | 0
4666 | 92.0915 | 0 | 92.0915 | 42.9 | 2 | 0 | 4 | 10.1895 | 42.1526 | 10.1895 | 42.1526 | 0 | 0 | 9.1505 | 0 | 0 | 0 | 9.1505 | 0 | 11.822 | 48.9 | 0 | 2.7627 | 60.6188 | 0 | 0 | 0
4667 | 90.4535 | 0 | 90.4535 | 42.9 | 2 | 7.1054e-15 | 4 | 11.9764 | 46.0712 | 11.9764 | 46.0712 | 0 | 0 | 12 | 0 | 4.4942 | 0 | 16.4942 | 0 | 26.7654 | 48.9 | 0 | 2.7136 | 59.784 | 0 | 0 | 0
4668 | 91.5683 | 0 | 91.5683 | 42.9 | 2 | 0 | 4 | 12.19 | 49.7279 | 12.19 | 49.7279 | 0 | 0 | 12 | 0 | 7.2496 | 0 | 19.2496 | 0 | 44.2493 | 48.9 | 0 | 2.747 | 59.4707 | 0 | 0 | 0
4669 | 91.3872 | 0 | 91.3872 | 42.9 | 2 | 7.1054e-15 | 4 | 11.0738 | 43.2204 | 11.0738 | 43.2204 | 0 | 0 | 11.8071 | 0 | 0 | 0 | 11.8071 | 0 | 54.8757 | 48.9 | 0 | 2.7416 | 70.2991 | 0 | 1.4211e-14 | 0
4670 | 87.9879 | 0 | 87.9879 | 42.9 | 2 | 0 | 4 | 12.0758 | 41.0339 | 12.0758 | 41.0339 | 0 | 0 | 4.3906 | 0 | 9.6312 | 0 | 14.0218 | 0 | 67.7068 | 48.9 | 0 | 2.6396 | 60.0651 | 0 | 0 | 0
4671 | 88.9074 | 0 | 88.9074 | 42.9 | 2 | 0 | 4 | 10.5553 | 32.8699 | 10.5553 | 29.7702 | 0 | 3.0997 | 0 | 0 | 0.31803 | 0 | 0.31803 | 0 | 68 | 48.9 | 0 | 2.6672 | 73.2706 | 0 | 4.4409e-16 | 0
4672 | 91.1145 | 0 | 91.1145 | 42.9 | 2 | 4.7583 | 4 | 14.5811 | 22.8751 | 14.5811 | 22.8751 | 0 | 0 | 0 | 0 | 0 | 0 | 0 | 0 | 68 | 48.9 | 0 | 2.7334 | 79.4417 | 0 | 1.4211e-14 | 0
4673 | 97.1301 | 0 | 97.1301 | 47.5725 | 2 | 8.5219 | 10 | 10.8642 | 11.3039 | 10.8642 | 11.3039 | 0 | 0 | 0 | 6.8675 | 0 | 0 | 0 | 6.8675 | 60.3695 | 59.5725 | 0 | 2.9139 | 60.56 | 0 | 0 | 0
4674 | 100.469 | 0 | 100.469 | 46.3277 | 2 | 9.8135 | 10 | 14.1454 | 5.6321e-15 | 14.1454 | 5.6321e-15 | 0 | 0 | 0 | 12 | 0 | 6.1824 | 0 | 18.1824 | 40.3304 | 58.3277 | 0 | 3.0141 | 50.4899 | 0 | 0 | 0
4675 | 106.8643 | 0 | 106.8643 | 48.1172 | 2 | 10.5327 | 10 | 14.2144 | 0 | 14.2144 | 0 | 0 | 0 | 0 | 12 | 0 | 10 | 0 | 22 | 16.1506 | 60.1172 | 0 | 3.2059 | 44.8828 | 0 | 0 | 0
4676 | 111.0849 | 0 | 111.0849 | 55 | 7.3864 | 11.1132 | 10 | 13.3286 | 0 | 13.3286 | 0 | 0 | 0 | 0 | 12 | 0 | 2.2567 | 0 | 14.2567 | 0.36947 | 72.3864 | 0 | 3.3325 | 32.6136 | 0 | 0 | 0
4677 | 106.2886 | 0 | 106.2886 | 55 | 15.0532 | 10.3106 | 10 | 15.5923 | 0 | 15.5923 | 0 | 0 | 0 | 0 | 0.33252 | 0 | 0 | 0 | 0.33252 | 0 | 80.0532 | 0 | 3.1887 | 24.9468 | 0 | 1.4211e-14 | 0
4678 | 102.9829 | 0 | 102.9829 | 55 | 13.8561 | 10.1145 | 10 | 14.0124 | 0 | 14.0124 | 0 | 0 | 0 | 0 | 0 | 0 | 0 | 0 | 0 | 0 | 78.8561 | 0 | 3.0895 | 26.1439 | 0 | 0 | 0
4679 | 96.6704 | 0 | 96.6704 | 55 | 7.5352 | 9.3037 | 10 | 14.8315 | 0 | 14.8315 | 0 | 0 | 0 | 0 | 0 | 0 | 0 | 0 | 0 | 0 | 72.5352 | 0 | 2.9001 | 32.4648 | 0 | 0 | 0
4680 | 86.4335 | 0 | 86.4335 | 55 | 2.5943 | 8.67 | 10 | 10.1692 | 0 | 10.1692 | 0 | 0 | 0 | 0 | 0 | 0 | 0 | 0 | 0 | 0 | 67.5943 | 0 | 2.593 | 37.4057 | 0 | 0 | 0
4681 | 89.9617 | 0 | 89.9617 | 55 | 4.8159 | 8.9549 | 10 | 11.1909 | 0 | 11.1909 | 0 | 0 | 0 | 0 | 0 | 0 | 0 | 0 | 0 | 0 | 69.8159 | 0 | 2.6989 | 35.1841 | 0 | 0 | 0
4682 | 88.2793 | 0 | 88.2793 | 55 | 4.8812 | 8.9633 | 10 | 9.4348 | 0 | 9.4348 | 0 | 0 | 0 | 0 | 0 | 0 | 0 | 0 | 0 | 0 | 69.8812 | 0 | 2.6484 | 35.1188 | 0 | 0 | 0
4683 | 88.5116 | 0 | 88.5116 | 55 | 4.8426 | 8.9583 | 10 | 9.7107 | 0 | 9.7107 | 0 | 0 | 0 | 0 | 0 | 0 | 0 | 0 | 0 | 0 | 69.8426 | 0 | 2.6553 | 35.1574 | 0 | 0 | 0
4684 | 90.7156 | 0 | 90.7156 | 55 | 6.1896 | 9.1311 | 10 | 10.3949 | 0 | 10.3949 | 0 | 0 | 0 | 0 | 0 | 0 | 0 | 0 | 0 | 0 | 71.1896 | 0 | 2.7215 | 33.8104 | 0 | 1.4211e-14 | 0
4685 | 90.9244 | 0 | 90.9244 | 55 | 7.7402 | 9.33 | 10 | 8.8543 | 0 | 8.8543 | 0 | 0 | 0 | 0 | 0 | 0 | 0 | 0 | 0 | 0 | 72.7402 | 0 | 2.7277 | 32.2598 | 0 | 0 | 0
4686 | 90.3512 | 0 | 90.3512 | 55 | 6.704 | 9.1971 | 10 | 9.4501 | 0 | 9.4501 | 0 | 0 | 0 | 0 | 0 | 0 | 0 | 0 | 0 | 0 | 71.704 | 0 | 2.7105 | 33.296 | 0 | 0 | 0
4687 | 93.3256 | 0 | 93.3256 | 52.4671 | 2 | 8.2689 | 10 | 8.1623 | 12.4273 | 8.1623 | 12.4273 | 0 | 0 | 0 | 0 | 0 | 0 | 0 | 0 | 0 | 64.4671 | 0 | 2.7998 | 40.5329 | 0 | 0 | 0
4688 | 92.8091 | 0 | 92.8091 | 42.9 | 2 | 6.7517 | 7.739 | 8.3491 | 25.0693 | 8.3491 | 25.0693 | 0 | 0 | 0 | 0 | 0 | 0 | 0 | 0 | 0 | 52.639 | 0 | 2.7843 | 52.361 | 0 | 0 | 0
4689 | 91.5983 | 0 | 91.5983 | 42.9 | 2 | 7.1054e-15 | 4 | 8.9729 | 33.8317 | 8.9729 | 33.8317 | 0 | 0 | 0.1063 | 0 | 0 | 0 | 0.1063 | 0 | 0.095674 | 48.9 | 0 | 2.7479 | 61.647 | 0 | 0 | 0
4690 | 89.3958 | 0 | 89.3958 | 42.9 | 2 | 0 | 4 | 6.7432 | 40.9143 | 6.7432 | 40.9143 | 0 | 0 | 7.1618 | 0 | 0 | 0 | 7.1618 | 0 | 6.5413 | 48.9 | 0 | 2.6819 | 60.8449 | 0 | 0 | 0
4691 | 88.9638 | 0 | 88.9638 | 42.9 | 2 | 0 | 4 | 6.7333 | 45.8486 | 6.7333 | 45.8486 | 0 | 0 | 12 | 0 | 0.51806 | 0 | 12.5181 | 0 | 17.8189 | 48.9 | 0 | 2.6689 | 60.236 | 0 | 0 | 0
4692 | 89.9455 | 0 | 89.9455 | 42.9 | 2 | 7.1054e-15 | 4 | 6.522 | 49.2846 | 6.522 | 49.2846 | 0 | 0 | 12 | 0 | 2.7611 | 0 | 14.7611 | 0 | 31.1645 | 48.9 | 0 | 2.6984 | 59.981 | 0 | 0 | 0
4693 | 86.1458 | 0 | 86.1458 | 42.9 | 2 | 7.1054e-15 | 4 | 7.1341 | 49.2221 | 7.1341 | 49.2221 | 0 | 0 | 12 | 0 | 7.1103 | 0 | 19.1103 | 0 | 48.52 | 48.9 | 0 | 2.5844 | 59.4866 | 0 | 0 | 0
4694 | 86.6512 | 0 | 86.6512 | 42.9 | 2 | 0 | 4 | 6.9815 | 41.4143 | 6.9815 | 41.4143 | 0 | 0 | 10.0652 | 0 | 0.5794 | 0 | 10.6446 | 0 | 58.1129 | 48.9 | 0 | 2.5995 | 60.449 | 0 | 0 | 0
4695 | 87.5415 | 0 | 87.5415 | 42.9 | 2 | 0 | 4 | 6.5674 | 36.1402 | 6.5674 | 36.1402 | 0 | 0 | 0 | 0 | 4.0662 | 0 | 4.0662 | 0 | 61.8617 | 48.9 | 0 | 2.6262 | 73.1969 | 0 | 0 | 0
4696 | 91.5513 | 0 | 91.5513 | 42.9 | 2 | 6.7117 | 7.427 | 8.2459 | 24.2667 | 8.2459 | 24.2667 | 0 | 0 | 0 | 0 | 0 | 0 | 0 | 0 | 61.8617 | 52.327 | 0 | 2.7465 | 74.673 | 0 | 0 | 0
4697 | 96.0527 | 0 | 96.0527 | 50.1601 | 2 | 8.6496 | 10 | 7.9393 | 12.0285 | 7.9393 | 12.0285 | 0 | 0 | 0 | 5.2752 | 0 | 0 | 0 | 5.2752 | 56.0003 | 62.1601 | 0 | 2.8816 | 59.5646 | 0 | 0 | 0
4698 | 97.9472 | 0 | 97.9472 | 48.7404 | 2 | 10.082 | 10 | 9.2624 | 5.8803e-15 | 9.2624 | 5.8803e-15 | 0 | 0 | 0 | 12 | 0 | 5.8625 | 0 | 17.8625 | 36.3083 | 60.7404 | 0 | 2.9384 | 48.3972 | 0 | 0 | 0
4699 | 103.6399 | 0 | 103.6399 | 53.6006 | 2 | 10.8407 | 10 | 8.2811 | 0 | 8.2811 | 0 | 0 | 0 | 0 | 12 | 0 | 6.9174 | 0 | 18.9174 | 15.472 | 65.6006 | 0 | 3.1092 | 39.3994 | 0 | 1.4211e-14 | 0
4700 | 110.7759 | 0 | 110.7759 | 55 | 11.5208 | 11.3541 | 10 | 10.901 | 0 | 10.901 | 0 | 0 | 0 | 0 | 12 | 0 | 0 | 0 | 12 | 2.1386 | 76.5208 | 0 | 3.3233 | 28.4792 | 0 | 0 | 0
4701 | 103.6873 | 0 | 103.6873 | 55 | 14.949 | 10.5015 | 10 | 11.312 | 0 | 11.312 | 0 | 0 | 0 | 0 | 1.9248 | 0 | 0 | 0 | 1.9248 | 0 | 79.949 | 0 | 3.1106 | 25.051 | 0 | 0 | 0
4702 | 101.992 | 0 | 101.992 | 55 | 14.8895 | 10.247 | 10 | 11.8555 | 0 | 11.8555 | 0 | 0 | 0 | 0 | 0 | 0 | 0 | 0 | 0 | 0 | 79.8895 | 0 | 3.0598 | 25.1105 | 0 | 1.4211e-14 | 0
4703 | 97.0594 | 0 | 97.0594 | 55 | 11.5074 | 9.8132 | 10 | 10.7388 | 0 | 10.7388 | 0 | 0 | 0 | 0 | 0 | 0 | 0 | 0 | 0 | 0 | 76.5074 | 0 | 2.9118 | 28.4926 | 0 | 0 | 0
4704 | 93.6615 | 0 | 93.6615 | 55 | 4.4307 | 8.9055 | 10 | 15.3253 | 0 | 15.3253 | 0 | 0 | 0 | 0 | 0 | 0 | 0 | 0 | 0 | 0 | 69.4307 | 0 | 2.8098 | 35.5693 | 0 | 0 | 0
4705 | 93.973 | 0 | 93.973 | 55 | 7.3368 | 9.2783 | 10 | 12.3579 | 0 | 12.3579 | 0 | 0 | 0 | 0 | 0 | 0 | 0 | 0 | 0 | 0 | 72.3368 | 0 | 2.8192 | 32.6632 | 0 | 0 | 0
4706 | 94.3318 | 0 | 94.3318 | 55 | 6.8155 | 9.2114 | 10 | 13.3049 | 0 | 13.3049 | 0 | 0 | 0 | 0 | 0 | 0 | 0 | 0 | 0 | 0 | 71.8155 | 0 | 2.83 | 33.1845 | 0 | 0 | 0
4707 | 96.133 | 0 | 96.133 | 55 | 9.1544 | 9.5114 | 10 | 12.4673 | 0 | 12.4673 | 0 | 0 | 0 | 0 | 0 | 0 | 0 | 0 | 0 | 0 | 74.1544 | 0 | 2.884 | 30.8456 | 0 | 1.4211e-14 | 0
4708 | 94.0252 | 0 | 94.0252 | 55 | 7.5008 | 9.2993 | 10 | 12.2251 | 0 | 12.2251 | 0 | 0 | 0 | 0 | 0 | 0 | 0 | 0 | 0 | 0 | 72.5008 | 0 | 2.8208 | 32.4992 | 0 | 0 | 0
4709 | 95.8014 | 0 | 95.8014 | 55 | 10.5587 | 9.6915 | 10 | 10.5511 | 0 | 10.5511 | 0 | 0 | 0 | 0 | 0 | 0 | 0 | 0 | 0 | 0 | 75.5587 | 0 | 2.874 | 29.4413 | 0 | 0 | -1.4211e-14
4710 | 96.5016 | 0 | 96.5016 | 55 | 10.7765 | 9.7194 | 10 | 11.0057 | 0 | 11.0057 | 0 | 0 | 0 | 0 | 0 | 0 | 0 | 0 | 0 | 0 | 75.7765 | 0 | 2.895 | 29.2235 | 0 | 0 | 0
4711 | 94.9871 | 0 | 94.9871 | 53.755 | 2 | 8.434 | 10 | 9.2303 | 11.5677 | 9.2303 | 11.5677 | 0 | 0 | 0 | 0 | 0 | 0 | 0 | 0 | 0 | 65.755 | 0 | 2.8496 | 39.245 | 0 | 0 | 0
4712 | 95.9419 | 0 | 95.9419 | 42.9 | 2 | 6.9835 | 9.5462 | 10.403 | 24.1092 | 10.403 | 24.1092 | 0 | 0 | 0 | 0 | 0 | 0 | 0 | 0 | 0 | 54.4462 | 0 | 2.8783 | 50.5538 | 0 | 0 | 0
4713 | 94.9235 | 0 | 94.9235 | 42.9 | 2 | 0.78029 | 4 | 8.9033 | 36.3399 | 8.9033 | 36.3399 | 0 | 0 | 0 | 0 | 0 | 0 | 0 | 0 | 0 | 48.9 | 0 | 2.8477 | 60.9675 | 0 | 0 | 0
4714 | 96.4911 | 0 | 96.4911 | 42.9 | 2 | 0 | 4 | 7.3503 | 41.2505 | 7.3503 | 41.2505 | 0 | 0 | 1.0098 | 0 | 0 | 0 | 1.0098 | 0 | 0.90878 | 48.9 | 0 | 2.8947 | 61.5443 | 0 | 0 | 0
4715 | 94.4755 | 0 | 94.4755 | 42.9 | 2 | 0 | 4 | 8.2201 | 47.873 | 8.2201 | 47.873 | 0 | 0 | 10.5176 | 0 | 0 | 0 | 10.5176 | 0 | 10.3746 | 48.9 | 0 | 2.8343 | 60.4634 | 0 | 0 | 0
4716 | 91.9737 | 0 | 91.9737 | 42.9 | 2 | 0 | 4 | 8.3392 | 52.4394 | 8.3392 | 52.4394 | 0 | 0 | 12 | 0 | 5.7048 | 0 | 17.7048 | 0 | 26.4342 | 48.9 | 0 | 2.7592 | 59.6464 | 0 | 0 | 0
4717 | 91.4333 | 0 | 91.4333 | 42.9 | 2 | 7.1054e-15 | 4 | 8.9787 | 43.0358 | 8.9787 | 43.0358 | 0 | 0 | 9.4812 | 0 | 0 | 0 | 9.4812 | 0 | 34.9673 | 48.9 | 0 | 2.743 | 65.4304 | 0 | 0 | 0
4718 | 91.5141 | 0 | 91.5141 | 42.9 | 2 | 0 | 4 | 9.2643 | 41.6307 | 9.2643 | 41.6307 | 0 | 0 | 8.2809 | 0 | 0 | 0 | 8.2809 | 0 | 42.4201 | 48.9 | 0 | 2.7454 | 65.5668 | 0 | 0 | 0
4719 | 90.4235 | 0 | 90.4235 | 42.9 | 2 | 0 | 4 | 7.8965 | 35.5413 | 7.8965 | 35.5413 | 0 | 0 | 1.9144 | 0 | 0 | 0 | 1.9144 | 0 | 44.1431 | 48.9 | 0 | 2.7127 | 66.2906 | 0 | 0 | 0
4720 | 96.0353 | 0 | 96.0353 | 44.3844 | 2 | 7.2321 | 10 | 10.9346 | 21.4842 | 10.9346 | 21.4842 | 0 | 0 | 0 | 0 | 0 | 0 | 0 | 0 | 44.1431 | 56.3844 | 0 | 2.8811 | 65.4647 | 0 | 0 | -1.4211e-14
4721 | 99.3572 | 0 | 99.3572 | 55 | 2.7039 | 8.684 | 10 | 10.6895 | 12.2798 | 10.6895 | 12.2798 | 0 | 0 | 0 | 0 | 0 | 0 | 0 | 0 | 44.1431 | 67.7039 | 0 | 2.9807 | 54.1452 | 0 | 1.4211e-14 | 0
4722 | 102.4065 | 0 | 102.4065 | 54.3665 | 2 | 10.5035 | 10 | 10.0135 | 6.0796e-15 | 10.0135 | 6.0796e-15 | 0 | 0 | 0 | 12 | 0 | 3.523 | 0 | 15.523 | 26.9886 | 66.3665 | 0 | 3.0722 | 39.9597 | 0 | 0 | 0
4723 | 109.3074 | 0 | 109.3074 | 55 | 7.7257 | 11.0374 | 10 | 12.2181 | 0 | 12.2181 | 0 | 0 | 0 | 0 | 12 | 0 | 1.3261 | 0 | 13.3261 | 12.2168 | 72.7257 | 0 | 3.2792 | 32.2743 | 0 | 0 | 0
4724 | 112.5121 | 0 | 112.5121 | 55 | 13.4282 | 11.4698 | 10 | 11.619 | 0 | 11.619 | 0 | 0 | 0 | 0 | 10.9951 | 0 | 0 | 0 | 10.9951 | 0 | 78.4282 | 0 | 3.3754 | 26.5718 | 0 | 0 | 0
4725 | 111.2431 | 0 | 111.2431 | 55 | 23.0646 | 11.2956 | 10 | 11.8829 | 0 | 11.8829 | 0 | 0 | 0 | 0 | 0 | 0 | 0 | 0 | 0 | 0 | 88.0646 | 0 | 3.3373 | 16.9354 | 0 | 0 | 0
4726 | 107.4044 | 0 | 107.4044 | 55 | 19.8829 | 10.8875 | 10 | 11.634 | 0 | 11.634 | 0 | 0 | 0 | 0 | 0 | 0 | 0 | 0 | 0 | 0 | 84.8829 | 0 | 3.2221 | 20.1171 | 0 | 0 | -1.4211e-14
4727 | 103.5888 | 0 | 103.5888 | 55 | 16.7547 | 10.4862 | 10 | 11.3479 | 0 | 11.3479 | 0 | 0 | 0 | 0 | 0 | 0 | 0 | 0 | 0 | 0 | 81.7547 | 0 | 3.1077 | 23.2453 | 0 | 0 | 0
4728 | 92.6085 | 0 | 92.6085 | 55 | 9.4524 | 9.5496 | 10 | 8.6065 | 0 | 8.6065 | 0 | 0 | 0 | 0 | 0 | 0 | 0 | 0 | 0 | 0 | 74.4524 | 0 | 2.7783 | 30.5476 | 0 | 1.4211e-14 | 0
4729 | 95.1838 | 0 | 95.1838 | 55 | 12.3281 | 9.9185 | 10 | 7.9372 | 0 | 7.9372 | 0 | 0 | 0 | 0 | 0 | 0 | 0 | 0 | 0 | 0 | 77.3281 | 0 | 2.8555 | 27.6719 | 0 | 0 | 0
4730 | 94.0512 | 0 | 94.0512 | 55 | 12.2756 | 9.9117 | 10 | 6.8639 | 0 | 6.8639 | 0 | 0 | 0 | 0 | 0 | 0 | 0 | 0 | 0 | 0 | 77.2756 | 0 | 2.8215 | 27.7244 | 0 | 0 | 0
4731 | 95.1561 | 0 | 95.1561 | 55 | 12.1823 | 9.8998 | 10 | 8.074 | 0 | 8.074 | 0 | 0 | 0 | 0 | 0 | 0 | 0 | 0 | 0 | 0 | 77.1823 | 0 | 2.8547 | 27.8177 | 0 | 1.4211e-14 | 0
4732 | 94.451 | 0 | 94.451 | 55 | 11.1344 | 9.7654 | 10 | 8.5513 | 0 | 8.5513 | 0 | 0 | 0 | 0 | 0 | 0 | 0 | 0 | 0 | 0 | 76.1344 | 0 | 2.8335 | 28.8656 | 0 | 0 | 0
4733 | 95.1232 | 0 | 95.1232 | 55 | 12.9051 | 9.9925 | 10 | 7.2257 | 0 | 7.2257 | 0 | 0 | 0 | 0 | 0 | 0 | 0 | 0 | 0 | 0 | 77.9051 | 0 | 2.8537 | 27.0949 | 0 | 0 | 0
4734 | 98.0028 | 0 | 98.0028 | 55 | 15.0207 | 10.2638 | 10 | 7.7182 | 0 | 7.7182 | 0 | 0 | 0 | 0 | 0 | 0 | 0 | 0 | 0 | 0 | 80.0207 | 0 | 2.9401 | 24.9793 | 0 | 0 | -1.4211e-14
4735 | 95.6929 | 0 | 95.6929 | 55 | 5.0191 | 8.981 | 10 | 6.5613 | 10.1314 | 6.5613 | 10.1314 | 0 | 0 | 0 | 0 | 0 | 0 | 0 | 0 | 0 | 70.0191 | 0 | 2.8708 | 34.9809 | 0 | 0 | 0
4736 | 94.1011 | 0 | 94.1011 | 47.2069 | 2 | 7.5942 | 10 | 6.2873 | 21.0128 | 6.2873 | 21.0128 | 0 | 0 | 0 | 0 | 0 | 0 | 0 | 0 | 0 | 59.2069 | 0 | 2.823 | 45.7931 | 0 | 0 | 0
4737 | 94.3441 | 0 | 94.3441 | 43.1444 | 2 | 7.0731 | 10 | 5.8658 | 26.2609 | 5.8658 | 26.2609 | 0 | 0 | 0 | 0 | 0 | 0 | 0 | 0 | 0 | 55.1444 | 0 | 2.8303 | 49.8556 | 0 | 0 | 0
4738 | 93.6127 | 0 | 93.6127 | 42.9 | 2 | 4.7138 | 4 | 4.9084 | 35.0905 | 4.9084 | 35.0905 | 0 | 0 | 0 | 0 | 0 | 0 | 0 | 0 | 0 | 48.9 | 0 | 2.8084 | 57.4812 | 0 | 0 | 0
4739 | 95.2213 | 0 | 95.2213 | 42.9 | 2 | 4.9088 | 4 | 3.6821 | 37.7304 | 3.6821 | 37.7304 | 0 | 0 | 0 | 0 | 0 | 0 | 0 | 0 | 0 | 48.9 | 0 | 2.8566 | 57.3084 | 0 | 0 | 0
4740 | 91.9881 | 0 | 91.9881 | 42.9 | 2 | 0 | 4 | 5.7043 | 42.4322 | 5.7043 | 42.4322 | 0 | 0 | 5.0484 | 0 | 0 | 0 | 5.0484 | 0 | 4.5436 | 48.9 | 0 | 2.7596 | 61.0852 | 0 | 0 | 0
4741 | 90.5851 | 0 | 90.5851 | 42.9 | 2 | 7.1054e-15 | 4 | 6.4505 | 41.1946 | 6.4505 | 41.1946 | 0 | 0 | 5.9601 | 0 | 0 | 0 | 5.9601 | 0 | 9.9076 | 48.9 | 0 | 2.7176 | 60.9815 | 0 | 0 | 0
4742 | 91.1301 | 0 | 91.1301 | 42.9 | 2 | 1.0373 | 4 | 7.2917 | 33.9011 | 7.2917 | 33.9011 | 0 | 0 | 0 | 0 | 0 | 0 | 0 | 0 | 9.9076 | 48.9 | 0 | 2.7339 | 69.6566 | 0 | 0 | 0
4743 | 92.7443 | 0 | 92.7443 | 42.9 | 2 | 6.6812 | 7.1891 | 5.323 | 28.651 | 5.323 | 28.651 | 0 | 0 | 0 | 0 | 0 | 0 | 0 | 0 | 9.9076 | 52.0891 | 0 | 2.7823 | 61.8277 | 0 | 0 | 0
4744 | 93.744 | 0 | 93.744 | 46.1925 | 2 | 7.464 | 10 | 5.8081 | 22.2794 | 5.8081 | 22.2794 | 0 | 0 | 0 | 0 | 0 | 0 | 0 | 0 | 9.9076 | 58.1925 | 0 | 2.8123 | 55.7244 | 0 | 0 | 0
4745 | 97.8911 | 0 | 97.8911 | 50.8189 | 2 | 9.2012 | 10 | 6.2503 | 10.7039 | 6.2503 | 10.7039 | 0 | 0 | 0 | 8.9169 | 0 | 0 | 0 | 8.9169 | 0 | 62.8189 | 0 | 2.9367 | 42.1811 | 0 | 0 | 0
4746 | 103.7116 | 0 | 103.7116 | 55 | 21.0827 | 11.0414 | 10 | 6.5876 | 4.8757e-15 | 6.5876 | 4.8757e-15 | 0 | 0 | 0 | 0 | 0 | 0 | 0 | 0 | 0 | 86.0827 | 0 | 3.1113 | 18.9173 | 0 | 0 | 0
4747 | 107.5996 | 0 | 107.5996 | 55 | 24.8787 | 11.5283 | 10 | 6.1927 | 0 | 6.1927 | 0 | 0 | 0 | 0 | 0 | 0 | 0 | 0 | 0 | 0 | 89.8787 | 0 | 3.228 | 15.1213 | 0 | 0 | 0
4748 | 112.9791 | 0 | 112.9791 | 55 | 28.5149 | 11.9947 | 10 | 7.4695 | 0 | 7.4695 | 0 | 0 | 0 | 0 | 0 | 0 | 0 | 0 | 0 | 0 | 93.5149 | 0 | 3.3894 | 11.4851 | 0 | 1.4211e-14 | 0
4749 | 110.4989 | 0 | 110.4989 | 55 | 25.2979 | 11.582 | 10 | 8.619 | 0 | 8.619 | 0 | 0 | 0 | 0 | 0 | 0 | 0 | 0 | 0 | 0 | 90.2979 | 0 | 3.315 | 14.7021 | 0 | 0 | -1.4211e-14
4750 | 105.8537 | 0 | 105.8537 | 55 | 20.8699 | 11.0141 | 10 | 8.9698 | 0 | 8.9698 | 0 | 0 | 0 | 0 | 0 | 0 | 0 | 0 | 0 | 0 | 85.8699 | 0 | 3.1756 | 19.1301 | 0 | 0 | 0
4751 | 99.6219 | 0 | 99.6219 | 55 | 16.0099 | 10.3907 | 10 | 8.2212 | 0 | 8.2212 | 0 | 0 | 0 | 0 | 0 | 0 | 0 | 0 | 0 | 0 | 81.0099 | 0 | 2.9887 | 23.9901 | 0 | 0 | 0
4752 | 88.2921 | 0 | 88.2921 | 55 | 3.0398 | 8.7271 | 10 | 11.5252 | 0 | 11.5252 | 0 | 0 | 0 | 0 | 0 | 0 | 0 | 0 | 0 | 0 | 68.0398 | 0 | 2.6488 | 36.9602 | 0 | 0 | 0
4753 | 88.6687 | 0 | 88.6687 | 55 | 2.822 | 8.6992 | 10 | 12.1476 | 0 | 12.1476 | 0 | 0 | 0 | 0 | 0 | 0 | 0 | 0 | 0 | 0 | 67.822 | 0 | 2.6601 | 37.178 | 0 | 0 | 0
4754 | 86.8537 | 0 | 86.8537 | 55 | 2.5443 | 8.6635 | 10 | 10.6458 | 0 | 10.6458 | 0 | 0 | 0 | 0 | 0 | 0 | 0 | 0 | 0 | 0 | 67.5443 | 0 | 2.6056 | 37.4557 | 0 | 0 | 0
4755 | 86.8292 | 0 | 86.8292 | 55 | 2.2213 | 8.6221 | 10 | 10.9858 | 0 | 10.9858 | 0 | 0 | 0 | 0 | 0 | 0 | 0 | 0 | 0 | 0 | 67.2213 | 0 | 2.6049 | 37.7787 | 0 | 0 | 0
4756 | 90.7357 | 0 | 90.7357 | 55 | 5.232 | 9.0083 | 10 | 11.4955 | 0 | 11.4955 | 0 | 0 | 0 | 0 | 0 | 0 | 0 | 0 | 0 | 0 | 70.232 | 0 | 2.7221 | 34.768 | 0 | 0 | 0
4757 | 88.1737 | 0 | 88.1737 | 55 | 3.9963 | 8.8498 | 10 | 10.3276 | 0 | 10.3276 | 0 | 0 | 0 | 0 | 0 | 0 | 0 | 0 | 0 | 0 | 68.9963 | 0 | 2.6452 | 36.0037 | 0 | 0 | 0
4758 | 89.5109 | 0 | 89.5109 | 55 | 4.6215 | 8.93 | 10 | 10.9595 | 0 | 10.9595 | 0 | 0 | 0 | 0 | 0 | 0 | 0 | 0 | 0 | 0 | 69.6215 | 0 | 2.6853 | 35.3785 | 0 | 0 | 0
4759 | 90.5765 | 0 | 90.5765 | 49.2657 | 2 | 7.8582 | 10 | 9.717 | 11.7356 | 9.717 | 11.7356 | 0 | 0 | 0 | 0 | 0 | 0 | 0 | 0 | 0 | 61.2657 | 0 | 2.7173 | 43.7343 | 0 | 1.4211e-14 | 0
4760 | 87.3147 | 0 | 87.3147 | 42.9 | 2 | 3.1471 | 4 | 10.6549 | 24.6127 | 10.6549 | 24.6127 | 0 | 0 | 0 | 0 | 0 | 0 | 0 | 0 | 0 | 48.9 | 0 | 2.6194 | 58.8698 | 0 | 0 | 0
4761 | 89.0562 | 0 | 89.0562 | 42.9 | 2 | 0 | 4 | 7.3223 | 33.8782 | 7.3223 | 33.8782 | 0 | 0 | 1.0443 | 0 | 0 | 0 | 1.0443 | 0 | 0.93989 | 48.9 | 0 | 2.6717 | 61.5404 | 0 | 0 | 0
4762 | 86.19 | 0 | 86.19 | 42.9 | 2 | 7.1054e-15 | 4 | 8.3078 | 35.7022 | 8.3078 | 35.7022 | 0 | 0 | 6.72 | 0 | 0 | 0 | 6.72 | 0 | 6.9879 | 48.9 | 0 | 2.5857 | 60.8952 | 0 | 0 | 0
4763 | 86.5044 | 0 | 86.5044 | 42.9 | 2 | 0 | 4 | 7.1804 | 45.6545 | 7.1804 | 45.6545 | 0 | 0 | 12 | 0 | 3.2306 | 0 | 15.2306 | 0 | 20.7664 | 48.9 | 0 | 2.5951 | 59.9276 | 0 | 0 | 0
4764 | 86.7837 | 0 | 86.7837 | 42.9 | 2 | 7.1054e-15 | 4 | 7.5403 | 45.4214 | 7.5403 | 45.4214 | 0 | 0 | 12 | 0 | 3.0779 | 0 | 15.0779 | 0 | 34.404 | 48.9 | 0 | 2.6035 | 59.945 | 0 | 1.4211e-14 | 0
4765 | 83.3933 | 0 | 83.3933 | 42.9 | 2 | 0 | 4 | 7.3682 | 44.8231 | 7.3682 | 44.8231 | 0 | 0 | 12 | 0 | 5.698 | 0 | 17.698 | 0 | 50.4574 | 48.9 | 0 | 2.5018 | 59.6471 | 0 | 0 | 0
4766 | 84.8818 | 0 | 84.8818 | 42.9 | 2 | 0 | 4 | 8.0219 | 40.5494 | 8.0219 | 40.5494 | 0 | 0 | 9.569 | 0 | 3.0206 | 0 | 12.5896 | 0 | 61.8543 | 48.9 | 0 | 2.5465 | 60.2279 | 0 | 0 | 0
4767 | 83.0271 | 0 | 83.0271 | 42.9 | 2 | 0 | 4 | 8.1799 | 33.4041 | 8.1799 | 32.6131 | 0 | 0.79098 | 0 | 0 | 6.6659 | 0 | 6.6659 | 0 | 68 | 48.9 | 0 | 2.4908 | 72.8114 | 0 | 0 | -2.6645e-15
4768 | 86.4793 | 0 | 86.4793 | 42.9 | 2 | 3.4741 | 4 | 10.1396 | 23.9656 | 10.1396 | 23.9656 | 0 | 0 | 0 | 0 | 0 | 0 | 0 | 0 | 68 | 48.9 | 0 | 2.5944 | 80.58 | 0 | 0 | 0
4769 | 94.1751 | 0 | 94.1751 | 51.463 | 2 | 8.352 | 10 | 9.7517 | 10.9559 | 9.7517 | 10.9559 | 0 | 0 | 0 | 1.6525 | 0 | 0 | 0 | 1.6525 | 66.1639 | 63.463 | 0 | 2.8253 | 61.8845 | 0 | 0 | 0
4770 | 95.0995 | 0 | 95.0995 | 50.5215 | 2 | 9.4657 | 10 | 11.8359 | 5.6075e-15 | 11.8359 | 5.6075e-15 | 0 | 0 | 0 | 11.2765 | 0 | 0 | 0 | 11.2765 | 53.6345 | 62.5215 | 0 | 2.853 | 53.2021 | 0 | 0 | 0
4771 | 101.9602 | 0 | 101.9602 | 49.9017 | 2 | 10.4885 | 10 | 9.6991 | 0 | 9.6991 | 0 | 0 | 0 | 0 | 12 | 0 | 7.8709 | 0 | 19.8709 | 31.764 | 61.9017 | 0 | 3.0588 | 45.2275 | 0 | 0 | 0
4772 | 106.2543 | 0 | 106.2543 | 49.9341 | 2 | 10.7658 | 10 | 11.5544 | 0 | 11.5544 | 0 | 0 | 0 | 0 | 12 | 0 | 10 | 0 | 22 | 7.5841 | 61.9341 | 0 | 3.1876 | 43.0659 | 0 | 0 | 0
4773 | 100.6534 | 0 | 100.6534 | 55 | 8.0316 | 10.2446 | 10 | 10.538 | 0 | 10.538 | 0 | 0 | 0 | 0 | 6.271 | 0 | 0.56822 | 0 | 6.8392 | 0 | 73.0316 | 0 | 3.0196 | 31.9684 | 0 | 0 | 0
4774 | 100.201 | 0 | 100.201 | 55 | 15.182 | 10.2845 | 10 | 9.7345 | 0 | 9.7345 | 0 | 0 | 0 | 0 | 0 | 0 | 0 | 0 | 0 | 0 | 80.182 | 0 | 3.006 | 24.818 | 0 | 0 | 0
4775 | 94.5025 | 0 | 94.5025 | 55 | 9.4339 | 9.5472 | 10 | 10.5214 | 0 | 10.5214 | 0 | 0 | 0 | 0 | 0 | 0 | 0 | 0 | 0 | 0 | 74.4339 | 0 | 2.8351 | 30.5661 | 0 | 0 | 0
4776 | 91.7819 | 0 | 91.7819 | 55 | 9.7714 | 9.5905 | 10 | 7.4199 | 0 | 7.4199 | 0 | 0 | 0 | 0 | 0 | 0 | 0 | 0 | 0 | 0 | 74.7714 | 0 | 2.7535 | 30.2286 | 0 | 0 | 0
4777 | 93.6517 | 0 | 93.6517 | 55 | 10.2627 | 9.6535 | 10 | 8.7355 | 0 | 8.7355 | 0 | 0 | 0 | 0 | 0 | 0 | 0 | 0 | 0 | 0 | 75.2627 | 0 | 2.8096 | 29.7373 | 0 | 0 | 0
4778 | 93.1652 | 0 | 93.1652 | 55 | 9.5489 | 9.562 | 10 | 9.0543 | 0 | 9.0543 | 0 | 0 | 0 | 0 | 0 | 0 | 0 | 0 | 0 | 0 | 74.5489 | 0 | 2.795 | 30.4511 | 0 | 0 | 0
4779 | 92.0852 | 0 | 92.0852 | 55 | 8.2351 | 9.3935 | 10 | 9.4566 | 0 | 9.4566 | 0 | 0 | 0 | 0 | 0 | 0 | 0 | 0 | 0 | 0 | 73.2351 | 0 | 2.7626 | 31.7649 | 0 | 0 | 0
4780 | 94.0508 | 0 | 94.0508 | 55 | 11.187 | 9.7721 | 10 | 8.0917 | 0 | 8.0917 | 0 | 0 | 0 | 0 | 0 | 0 | 0 | 0 | 0 | 0 | 76.187 | 0 | 2.8215 | 28.813 | 0 | 0 | 0
4781 | 95.5119 | 0 | 95.5119 | 55 | 12.3897 | 9.9264 | 10 | 8.1958 | 0 | 8.1958 | 0 | 0 | 0 | 0 | 0 | 0 | 0 | 0 | 0 | 0 | 77.3897 | 0 | 2.8654 | 27.6103 | 0 | 0 | 0
4782 | 93.3814 | 0 | 93.3814 | 55 | 10.1286 | 9.6364 | 10 | 8.6164 | 0 | 8.6164 | 0 | 0 | 0 | 0 | 0 | 0 | 0 | 0 | 0 | 0 | 75.1286 | 0 | 2.8014 | 29.8714 | 0 | 0 | 0
4783 | 95.8698 | 0 | 95.8698 | 55 | 2.3996 | 8.645 | 10 | 7.2529 | 12.5724 | 7.2529 | 12.5724 | 0 | 0 | 0 | 0 | 0 | 0 | 0 | 0 | 0 | 67.3996 | 0 | 2.8761 | 37.6004 | 0 | 0 | 0
4784 | 95.1918 | 0 | 95.1918 | 44.6876 | 2 | 7.271 | 10 | 7.3643 | 23.8688 | 7.3643 | 23.8688 | 0 | 0 | 0 | 0 | 0 | 0 | 0 | 0 | 0 | 56.6876 | 0 | 2.8558 | 48.3124 | 0 | 0 | 0
4785 | 94.3922 | 0 | 94.3922 | 42.9 | 2 | 6.5234 | 5.9587 | 5.5866 | 31.4235 | 5.5866 | 31.4235 | 0 | 0 | 0 | 0 | 0 | 0 | 0 | 0 | 0 | 50.8587 | 0 | 2.8318 | 54.1413 | 0 | 0 | -1.4211e-14
4786 | 94.3765 | 0 | 94.3765 | 42.9 | 2 | 0 | 4 | 8.4093 | 40.7669 | 8.4093 | 40.7669 | 0 | 0 | 3.6997 | 0 | 0 | 0 | 3.6997 | 0 | 3.3298 | 48.9 | 0 | 2.8313 | 61.2385 | 0 | 0 | 0
4787 | 90.8068 | 0 | 90.8068 | 42.9 | 2 | 0 | 4 | 7.8337 | 45.8535 | 7.8337 | 45.8535 | 0 | 0 | 11.7803 | 0 | 0 | 0 | 11.7803 | 0 | 13.932 | 48.9 | 0 | 2.7242 | 60.3199 | 0 | 0 | 0
4788 | 89.8469 | 0 | 89.8469 | 42.9 | 2 | 0 | 4 | 6.4856 | 47.7558 | 6.4856 | 47.7558 | 0 | 0 | 12 | 0 | 1.2946 | 0 | 13.2946 | 0 | 25.9256 | 48.9 | 0 | 2.6954 | 60.1477 | 0 | 0 | 0
4789 | 93.1279 | 0 | 93.1279 | 42.9 | 2 | 1.4211e-14 | 4 | 7.7093 | 42.2627 | 7.7093 | 42.2627 | 0 | 0 | 5.744 | 0 | 0 | 0 | 5.744 | 0 | 31.0952 | 48.9 | 0 | 2.7938 | 62.1065 | 0 | 0 | 0
4790 | 92.0469 | 0 | 92.0469 | 42.9 | 2 | 0 | 4 | 7.1473 | 38.5074 | 7.1473 | 38.5074 | 0 | 0 | 2.5078 | 0 | 0 | 0 | 2.5078 | 0 | 33.3522 | 48.9 | 0 | 2.7614 | 62.4744 | 0 | 0 | 0
4791 | 90.6324 | 0 | 90.6324 | 42.9 | 2 | 1.7813 | 4 | 5.4541 | 34.497 | 5.4541 | 34.497 | 0 | 0 | 0 | 0 | 0 | 0 | 0 | 0 | 33.3522 | 48.9 | 0 | 2.719 | 73.1807 | 0 | 0 | 0
4792 | 95.8764 | 0 | 95.8764 | 46.2368 | 2 | 7.4697 | 10 | 6.5596 | 23.6104 | 6.5596 | 23.6104 | 0 | 0 | 0 | 0 | 0 | 0 | 0 | 0 | 33.3522 | 58.2368 | 0 | 2.8763 | 59.8636 | 0 | 0 | -1.4211e-14
4793 | 96.2682 | 0 | 96.2682 | 49.4941 | 2 | 8.8217 | 10 | 7.692 | 10.9772 | 7.692 | 10.9772 | 0 | 0 | 0 | 7.2832 | 0 | 0 | 0 | 7.2832 | 25.2597 | 61.4941 | 0 | 2.888 | 49.323 | 0 | 0 | 0
4794 | 102.3825 | 0 | 102.3825 | 55 | 4.2715 | 10.5654 | 10 | 9.4452 | 5.3223e-15 | 9.4452 | 5.3223e-15 | 0 | 0 | 0 | 12 | 0 | 1.1004 | 0 | 13.1004 | 10.7329 | 69.2715 | 0 | 3.0715 | 35.7285 | 0 | 0 | 0
4795 | 106.8117 | 0 | 106.8117 | 55 | 12.7607 | 11.2129 | 10 | 8.1786 | 0 | 8.1786 | 0 | 0 | 0 | 0 | 9.6596 | 0 | 0 | 0 | 9.6596 | 0 | 77.7607 | 0 | 3.2044 | 27.2393 | 0 | 0 | -1.4211e-14
4796 | 112.3549 | 0 | 112.3549 | 55 | 27.7488 | 11.8964 | 10 | 7.7097 | 0 | 7.7097 | 0 | 0 | 0 | 0 | 0 | 0 | 0 | 0 | 0 | 0 | 92.7488 | 0 | 3.3706 | 12.2512 | 0 | 0 | 0
4797 | 106.1412 | 0 | 106.1412 | 55 | 22.8569 | 11.2689 | 10 | 7.0154 | 0 | 7.0154 | 0 | 0 | 0 | 0 | 0 | 0 | 0 | 0 | 0 | 0 | 87.8569 | 0 | 3.1842 | 17.1431 | 0 | 0 | 0
4798 | 103.1956 | 0 | 103.1956 | 55 | 18.2961 | 10.6839 | 10 | 9.2156 | 0 | 9.2156 | 0 | 0 | 0 | 0 | 0 | 0 | 0 | 0 | 0 | 0 | 83.2961 | 0 | 3.0959 | 21.7039 | 0 | 0 | 0
4799 | 98.278 | 0 | 98.278 | 55 | 14.5947 | 10.2092 | 10 | 8.4741 | 0 | 8.4741 | 0 | 0 | 0 | 0 | 0 | 0 | 0 | 0 | 0 | 0 | 79.5947 | 0 | 2.9483 | 25.4053 | 0 | 0 | 0
4800 | 86.5082 | 0 | 86.5082 | 55 | 4.0887 | 8.8616 | 10 | 8.5579 | 0 | 8.5579 | 0 | 0 | 0 | 0 | 0 | 0 | 0 | 0 | 0 | 0 | 69.0887 | 0 | 2.5952 | 35.9113 | 0 | 0 | 0
4801 | 90.4068 | 0 | 90.4068 | 55 | 3.9183 | 8.8398 | 10 | 12.6488 | 0 | 12.6488 | 0 | 0 | 0 | 0 | 0 | 0 | 0 | 0 | 0 | 0 | 68.9183 | 0 | 2.7122 | 36.0817 | 0 | 0 | 0
4802 | 89.7802 | 0 | 89.7802 | 55 | 5.8313 | 9.0852 | 10 | 9.8637 | 0 | 9.8637 | 0 | 0 | 0 | 0 | 0 | 0 | 0 | 0 | 0 | 0 | 70.8313 | 0 | 2.6934 | 34.1687 | 0 | 0 | 0
4803 | 89.2222 | 0 | 89.2222 | 55 | 5.7962 | 9.0807 | 10 | 9.3454 | 0 | 9.3454 | 0 | 0 | 0 | 0 | 0 | 0 | 0 | 0 | 0 | 0 | 70.7962 | 0 | 2.6767 | 34.2038 | 0 | 0 | 0
4804 | 91.8736 | 0 | 91.8736 | 55 | 9.1803 | 9.5147 | 10 | 8.1786 | 0 | 8.1786 | 0 | 0 | 0 | 0 | 0 | 0 | 0 | 0 | 0 | 0 | 74.1803 | 0 | 2.7562 | 30.8197 | 0 | 0 | 0
4805 | 90.4639 | 0 | 90.4639 | 55 | 7.3621 | 9.2815 | 10 | 8.8203 | 0 | 8.8203 | 0 | 0 | 0 | 0 | 0 | 0 | 0 | 0 | 0 | 0 | 72.3621 | 0 | 2.7139 | 32.6379 | 0 | 0 | 0
4806 | 91.2888 | 0 | 91.2888 | 55 | 9.8498 | 9.6006 | 10 | 6.8384 | 0 | 6.8384 | 0 | 0 | 0 | 0 | 0 | 0 | 0 | 0 | 0 | 0 | 74.8498 | 0 | 2.7387 | 30.1502 | 0 | 0 | 0
4807 | 92.6419 | 0 | 92.6419 | 51.8777 | 2 | 8.1932 | 10 | 8.4334 | 12.1376 | 8.4334 | 12.1376 | 0 | 0 | 0 | 0 | 0 | 0 | 0 | 0 | 0 | 63.8777 | 0 | 2.7793 | 41.1223 | 0 | 1.4211e-14 | 0
4808 | 89.3462 | 0 | 89.3462 | 42.9 | 2 | 6.7877 | 8.0195 | 6.0722 | 23.5668 | 6.0722 | 23.5668 | 0 | 0 | 0 | 0 | 0 | 0 | 0 | 0 | 0 | 52.9195 | 0 | 2.6804 | 52.0805 | 0 | 0 | -1.4211e-14
4809 | 91.3243 | 0 | 91.3243 | 42.9 | 2 | 1.8213 | 4 | 7.2196 | 33.3834 | 7.2196 | 33.3834 | 0 | 0 | 0 | 0 | 0 | 0 | 0 | 0 | 0 | 48.9 | 0 | 2.7397 | 60.0448 | 0 | 0 | 0
4810 | 90.8399 | 0 | 90.8399 | 42.9 | 2 | 0 | 4 | 8.0127 | 42.7163 | 8.0127 | 42.7163 | 0 | 0 | 8.7892 | 0 | 0 | 0 | 8.7892 | 0 | 7.9103 | 48.9 | 0 | 2.7252 | 60.6599 | 0 | 0 | 0
4811 | 86.5784 | 0 | 86.5784 | 42.9 | 2 | 0 | 4 | 4.8484 | 44.9841 | 4.8484 | 44.9841 | 0 | 0 | 12 | 0 | 0.15406 | 0 | 12.1541 | 0 | 18.8523 | 48.9 | 0 | 2.5974 | 60.2774 | 0 | 0 | 0
4812 | 89.752 | 0 | 89.752 | 42.9 | 2 | 7.1054e-15 | 4 | 7.9471 | 51.4821 | 7.9471 | 51.4821 | 0 | 0 | 12 | 0 | 6.5771 | 0 | 18.5771 | 0 | 35.7162 | 48.9 | 0 | 2.6926 | 59.5472 | 0 | 0 | 0
4813 | 88.3202 | 0 | 88.3202 | 42.9 | 2 | 0 | 4 | 8.6186 | 42.9865 | 8.6186 | 42.9865 | 0 | 0 | 12 | 0 | 0.18486 | 0 | 12.1849 | 0 | 46.6866 | 48.9 | 0 | 2.6496 | 60.2739 | 0 | 0 | 0
4814 | 86.7679 | 0 | 86.7679 | 42.9 | 2 | 0 | 4 | 6.3701 | 40.0775 | 6.3701 | 40.0775 | 0 | 0 | 8.5441 | 0 | 0.035569 | 0 | 8.5797 | 0 | 54.4091 | 48.9 | 0 | 2.603 | 60.6837 | 0 | 0 | 0
4815 | 86.088 | 0 | 86.088 | 42.9 | 2 | 7.1054e-15 | 4 | 8.2515 | 38.5372 | 8.2515 | 38.5372 | 0 | 0 | 0 | 0 | 9.6007 | 0 | 9.6007 | 0 | 63.2605 | 48.9 | 0 | 2.5826 | 72.5677 | 0 | 0 | 0
4816 | 91.3519 | 0 | 91.3519 | 42.9 | 2 | 6.7699 | 7.8806 | 7.3925 | 24.409 | 7.3925 | 24.409 | 0 | 0 | 0 | 0 | 0 | 0 | 0 | 0 | 63.2605 | 52.7806 | 0 | 2.7406 | 74.2194 | 0 | 0 | 0
4817 | 95.9718 | 0 | 95.9718 | 48.2232 | 2 | 8.6539 | 10 | 7.5465 | 12.3026 | 7.5465 | 12.3026 | 0 | 0 | 0 | 7.2456 | 0 | 0 | 0 | 7.2456 | 55.2098 | 60.2232 | 0 | 2.8792 | 59.5312 | 0 | 0 | 0
4818 | 98.8753 | 0 | 98.8753 | 47.014 | 2 | 10.3912 | 10 | 7.47 | 6.0418e-15 | 7.47 | 6.0418e-15 | 0 | 0 | 0 | 12 | 0 | 10 | 0 | 22 | 31.0299 | 59.014 | 0 | 2.9663 | 45.986 | 0 | 0 | 0
4819 | 101.9553 | 0 | 101.9553 | 55 | 2.2928 | 10.6924 | 10 | 7.9006 | 0 | 7.9006 | 0 | 0 | 0 | 0 | 12 | 0 | 4.0694 | 0 | 16.0694 | 13.2826 | 67.2928 | 0 | 3.0587 | 37.7072 | 0 | 0 | -1.4211e-14
4820 | 107.2996 | 0 | 107.2996 | 55 | 10.8424 | 11.2612 | 10 | 8.2416 | 0 | 8.2416 | 0 | 0 | 0 | 0 | 11.9544 | 0 | 0 | 0 | 11.9544 | 0 | 75.8424 | 0 | 3.219 | 29.1576 | 0 | 0 | 0
4821 | 103.2952 | 0 | 103.2952 | 55 | 19.1172 | 10.7893 | 10 | 8.3888 | 0 | 8.3888 | 0 | 0 | 0 | 0 | 0 | 0 | 0 | 0 | 0 | 0 | 84.1172 | 0 | 3.0989 | 20.8828 | 0 | 0 | 0
4822 | 100.6817 | 0 | 100.6817 | 55 | 14.2299 | 10.1624 | 10 | 11.2894 | 0 | 11.2894 | 0 | 0 | 0 | 0 | 0 | 0 | 0 | 0 | 0 | 0 | 79.2299 | 0 | 3.0205 | 25.7701 | 0 | 0 | -1.4211e-14
4823 | 94.6141 | 0 | 94.6141 | 55 | 8.1891 | 9.3876 | 10 | 12.0375 | 0 | 12.0375 | 0 | 0 | 0 | 0 | 0 | 0 | 0 | 0 | 0 | 0 | 73.1891 | 0 | 2.8384 | 31.8109 | 0 | 0 | 0
4824 | 88.1364 | 0 | 88.1364 | 55 | 2.546 | 8.6638 | 10 | 11.9266 | 0 | 11.9266 | 0 | 0 | 0 | 0 | 0 | 0 | 0 | 0 | 0 | 0 | 67.546 | 0 | 2.6441 | 37.454 | 0 | 0 | 0
4825 | 90.768 | 0 | 90.768 | 55 | 5.4035 | 9.0303 | 10 | 11.3342 | 0 | 11.3342 | 0 | 0 | 0 | 0 | 0 | 0 | 0 | 0 | 0 | 0 | 70.4035 | 0 | 2.723 | 34.5965 | 0 | 0 | 0
4826 | 90.2664 | 0 | 90.2664 | 55 | 2.3488 | 8.6385 | 10 | 14.2791 | 0 | 14.2791 | 0 | 0 | 0 | 0 | 0 | 0 | 0 | 0 | 0 | 0 | 67.3488 | 0 | 2.708 | 37.6512 | 0 | 0 | -1.4211e-14
4827 | 92.0198 | 0 | 92.0198 | 55 | 6.9825 | 9.2328 | 10 | 10.8045 | 0 | 10.8045 | 0 | 0 | 0 | 0 | 0 | 0 | 0 | 0 | 0 | 0 | 71.9825 | 0 | 2.7606 | 33.0175 | 0 | 0 | 0
4828 | 92.7036 | 0 | 92.7036 | 55 | 8.6608 | 9.4481 | 10 | 9.5947 | 0 | 9.5947 | 0 | 0 | 0 | 0 | 0 | 0 | 0 | 0 | 0 | 0 | 73.6608 | 0 | 2.7811 | 31.3392 | 0 | 0 | 0
4829 | 93.4167 | 0 | 93.4167 | 55 | 8.8055 | 9.4666 | 10 | 10.1445 | 0 | 10.1445 | 0 | 0 | 0 | 0 | 0 | 0 | 0 | 0 | 0 | 0 | 73.8055 | 0 | 2.8025 | 31.1945 | 0 | 0 | 0
4830 | 90.9351 | 0 | 90.9351 | 55 | 7.5515 | 9.3058 | 10 | 9.0779 | 0 | 9.0779 | 0 | 0 | 0 | 0 | 0 | 0 | 0 | 0 | 0 | 0 | 72.5515 | 0 | 2.7281 | 32.4485 | 0 | 0 | 0
4831 | 91.1785 | 0 | 91.1785 | 49.1954 | 2 | 7.8492 | 10 | 9.0825 | 13.0514 | 9.0825 | 13.0514 | 0 | 0 | 0 | 0 | 0 | 0 | 0 | 0 | 0 | 61.1954 | 0 | 2.7354 | 43.8046 | 0 | 0 | 0
4832 | 92.2839 | 0 | 92.2839 | 42.9 | 2 | 6.7489 | 7.717 | 8.6771 | 24.2408 | 8.6771 | 24.2408 | 0 | 0 | 0 | 0 | 0 | 0 | 0 | 0 | 0 | 52.617 | 0 | 2.7685 | 52.383 | 0 | 0 | 0
4833 | 89.6149 | 0 | 89.6149 | 42.9 | 2 | 7.1054e-15 | 4 | 9.796 | 32.1695 | 9.796 | 32.1695 | 0 | 0 | 1.2506 | 0 | 0 | 0 | 1.2506 | 0 | 1.1256 | 48.9 | 0 | 2.6884 | 61.5169 | 0 | 0 | 0
4834 | 92.0977 | 0 | 92.0977 | 42.9 | 2 | 7.1054e-15 | 4 | 10.8389 | 41.3303 | 10.8389 | 41.3303 | 0 | 0 | 8.9715 | 0 | 0 | 0 | 8.9715 | 0 | 9.1999 | 48.9 | 0 | 2.7629 | 60.6392 | 0 | 0 | 0
4835 | 91.5786 | 0 | 91.5786 | 42.9 | 2 | 7.1054e-15 | 4 | 9.2943 | 46.8788 | 9.2943 | 46.8788 | 0 | 0 | 12 | 0 | 1.4945 | 0 | 13.4945 | 0 | 21.3778 | 48.9 | 0 | 2.7474 | 60.125 | 0 | 0 | 0
4836 | 88.1653 | 0 | 88.1653 | 42.9 | 2 | 1.4211e-14 | 4 | 9.6611 | 46.0211 | 9.6611 | 46.0211 | 0 | 0 | 12 | 0 | 4.4169 | 0 | 16.4169 | 0 | 36.25 | 48.9 | 0 | 2.645 | 59.7928 | 0 | 0 | 0
4837 | 89.0391 | 0 | 89.0391 | 42.9 | 2 | 0 | 4 | 10.1658 | 49.5209 | 10.1658 | 49.5209 | 0 | 0 | 12 | 0 | 7.5476 | 0 | 19.5476 | 0 | 54.0086 | 48.9 | 0 | 2.6712 | 59.4369 | 0 | 0 | 0
4838 | 89.7043 | 0 | 89.7043 | 42.9 | 2 | 0 | 4 | 7.2574 | 40.3086 | 7.2574 | 40.3086 | 0 | 0 | 6.7617 | 0 | 0 | 0 | 6.7617 | 0 | 60.0941 | 48.9 | 0 | 2.6911 | 70.8904 | 0 | 0 | 0
4839 | 89.2478 | 0 | 89.2478 | 42.9 | 2 | 3.2953 | 4 | 8.0172 | 29.0353 | 8.0172 | 29.0353 | 0 | 0 | 0 | 0 | 0 | 0 | 0 | 0 | 60.0941 | 48.9 | 0 | 2.6774 | 80.7384 | 0 | 0 | -1.4211e-14
4840 | 92.7158 | 0 | 92.7158 | 42.9 | 2 | 6.4669 | 5.5187 | 9.5828 | 26.2473 | 9.5828 | 26.2473 | 0 | 0 | 0 | 0 | 0 | 0 | 0 | 0 | 60.0941 | 50.4187 | 0 | 2.7815 | 76.5813 | 0 | 0 | 0
4841 | 97.5715 | 0 | 97.5715 | 44.7206 | 2 | 8.4261 | 10 | 11.5164 | 11.9359 | 11.5164 | 11.9359 | 0 | 0 | 0 | 8.9725 | 0 | 0 | 0 | 8.9725 | 50.1246 | 56.7206 | 0 | 2.9271 | 61.3069 | 0 | 0 | 0
4842 | 99.4578 | 0 | 99.4578 | 43.7122 | 2 | 9.9677 | 10 | 11.7779 | 5.6632e-15 | 11.7779 | 5.6632e-15 | 0 | 0 | 0 | 12 | 0 | 10 | 0 | 22 | 25.9447 | 55.7122 | 0 | 2.9837 | 49.2878 | 0 | 0 | 0
4843 | 106.4108 | 0 | 106.4108 | 55 | 7.1307 | 10.9757 | 10 | 9.8642 | 0 | 9.8642 | 0 | 0 | 0 | 0 | 12 | 0 | 1.4402 | 0 | 13.4402 | 11.0492 | 72.1307 | 0 | 3.1923 | 32.8693 | 0 | 0 | 0
4844 | 110.2463 | 0 | 110.2463 | 55 | 13.4312 | 11.3355 | 10 | 10.5353 | 0 | 10.5353 | 0 | 0 | 0 | 0 | 9.9443 | 0 | 0 | 0 | 9.9443 | -1.7764e-15 | 78.4312 | 0 | 3.3074 | 26.5688 | 0 | 0 | 0
4845 | 106.3561 | 0 | 106.3561 | 55 | 20.7009 | 10.9924 | 10 | 9.6628 | 0 | 9.6628 | 0 | 0 | 0 | 0 | -1.5987e-15 | 0 | 0 | 0 | -1.5987e-15 | 0 | 85.7009 | 0 | 3.1907 | 19.2991 | 0 | 1.4211e-14 | 0
4846 | 100.314 | 0 | 100.314 | 55 | 13.4466 | 10.0619 | 10 | 11.8055 | 0 | 11.8055 | 0 | 0 | 0 | 0 | 0 | 0 | 0 | 0 | 0 | 0 | 78.4466 | 0 | 3.0094 | 26.5534 | 0 | 0 | 0
4847 | 96.1993 | 0 | 96.1993 | 55 | 9.3656 | 9.5385 | 10 | 12.2951 | 0 | 12.2951 | 0 | 0 | 0 | 0 | 0 | 0 | 0 | 0 | 0 | 0 | 74.3656 | 0 | 2.886 | 30.6344 | 0 | 0 | 0
4848 | 86.6494 | 0 | 86.6494 | 52.1801 | 2 | 8.232 | 10 | 14.2374 | 0 | 14.2374 | 0 | 0 | 0 | 0 | 0 | 0 | 0 | 0 | 0 | 0 | 64.1801 | 0 | 2.5995 | 40.8199 | 0 | 0 | 0
4849 | 90.9161 | 0 | 90.9161 | 55 | 2.0096 | 8.595 | 10 | 15.3116 | 0 | 15.3116 | 0 | 0 | 0 | 0 | 0 | 0 | 0 | 0 | 0 | 0 | 67.0096 | 0 | 2.7275 | 37.9904 | 0 | 0 | 0
4850 | 90.3426 | 0 | 90.3426 | 55 | 2.9239 | 8.7122 | 10 | 13.7066 | 0 | 13.7066 | 0 | 0 | 0 | 0 | 0 | 0 | 0 | 0 | 0 | 0 | 67.9239 | 0 | 2.7103 | 37.0761 | 0 | 0 | 0
4851 | 89.9375 | 0 | 89.9375 | 55 | 2.1138 | 8.6083 | 10 | 14.2154 | 0 | 14.2154 | 0 | 0 | 0 | 0 | 0 | 0 | 0 | 0 | 0 | 0 | 67.1138 | 0 | 2.6981 | 37.8862 | 0 | 0 | 0
4852 | 90.8398 | 0 | 90.8398 | 55 | 3.6591 | 8.8065 | 10 | 13.3742 | 0 | 13.3742 | 0 | 0 | 0 | 0 | 0 | 0 | 0 | 0 | 0 | 0 | 68.6591 | 0 | 2.7252 | 36.3409 | 0 | 0 | 0
4853 | 89.9741 | 0 | 89.9741 | 55 | 2.5203 | 8.6605 | 10 | 13.7933 | 0 | 13.7933 | 0 | 0 | 0 | 0 | 0 | 0 | 0 | 0 | 0 | 0 | 67.5203 | 0 | 2.6992 | 37.4797 | 0 | 0 | 0
4854 | 93.0503 | 0 | 93.0503 | 55 | 6.2381 | 9.1373 | 10 | 12.6749 | 0 | 12.6749 | 0 | 0 | 0 | 0 | 0 | 0 | 0 | 0 | 0 | 0 | 71.2381 | 0 | 2.7915 | 33.7619 | 0 | 0 | 0
4855 | 91.8404 | 0 | 91.8404 | 47.2961 | 2 | 7.6056 | 10 | 12.0441 | 12.8946 | 12.0441 | 12.8946 | 0 | 0 | 0 | 0 | 0 | 0 | 0 | 0 | 0 | 59.2961 | 0 | 2.7552 | 45.7039 | 0 | 0 | 0
4856 | 90.4365 | 0 | 90.4365 | 42.9 | 2 | 2.7405 | 4 | 12.6947 | 26.1013 | 12.6947 | 26.1013 | 0 | 0 | 0 | 0 | 0 | 0 | 0 | 0 | 0 | 48.9 | 0 | 2.7131 | 59.2302 | 0 | 0 | 0
4857 | 89.9881 | 0 | 89.9881 | 42.9 | 2 | 0 | 4 | 11.9374 | 37.1626 | 11.9374 | 37.1626 | 0 | 0 | 8.0119 | 0 | 0 | 0 | 8.0119 | 0 | 7.2108 | 48.9 | 0 | 2.6996 | 60.7483 | 0 | 0 | 0
4858 | 91.0638 | 0 | 91.0638 | 42.9 | 2 | 0 | 4 | 12.5308 | 44.6408 | 12.5308 | 44.6408 | 0 | 0 | 12 | 0 | 3.0079 | 0 | 15.0079 | 0 | 20.7839 | 48.9 | 0 | 2.7319 | 59.953 | 0 | 0 | 0
4859 | 90.1052 | 0 | 90.1052 | 42.9 | 2 | 7.1054e-15 | 4 | 11.9429 | 50.6731 | 11.9429 | 50.6731 | 0 | 0 | 12 | 0 | 9.4108 | 0 | 21.4108 | 0 | 40.2602 | 48.9 | 0 | 2.7032 | 59.2251 | 0 | 0 | 0
4860 | 88.0347 | 0 | 88.0347 | 42.9 | 2 | 7.1054e-15 | 4 | 11.9513 | 53.9141 | 11.9513 | 48.4577 | 0 | 5.4564 | 12 | 0 | 9.2744 | 0 | 21.2744 | 0 | 59.6108 | 48.9 | 0 | 2.641 | 58.6203 | 0 | 3.5527e-15 | 0
4861 | 87.125 | 0 | 87.125 | 42.9 | 2 | 1.4211e-14 | 4 | 11.8161 | 46.2284 | 11.8161 | 35.7303 | 0 | 10.4981 | 9.3214 | 0 | 0 | 0 | 9.3214 | 0 | 68 | 48.9 | 0 | 2.6138 | 69.406 | 0 | 1.4211e-14 | 0
4862 | 87.9043 | 0 | 87.9043 | 42.9 | 2 | 1.4211e-14 | 4 | 9.5961 | 41.3768 | 9.5961 | 29.4082 | 0 | 11.9687 | 0 | 0 | 0 | 0 | 0 | 0 | 68 | 48.9 | 0 | 2.6371 | 82.2985 | 0 | 0 | 0
4863 | 86.1054 | 0 | 86.1054 | 42.9 | 2 | 0 | 4 | 9.9706 | 36.8252 | 9.9706 | 27.2348 | 0 | 9.5904 | 0 | 0 | 0 | 0 | 0 | 0 | 68 | 48.9 | 0 | 2.5832 | 82.5688 | 0 | 0 | 0
4864 | 91.3141 | 0 | 91.3141 | 42.9 | 2 | 4.7586 | 4 | 13.385 | 24.2705 | 13.385 | 24.2705 | 0 | 0 | 0 | 0 | 0 | 0 | 0 | 0 | 68 | 48.9 | 0 | 2.7394 | 79.4415 | 0 | 0 | 0
4865 | 96.7016 | 0 | 96.7016 | 46.7956 | 2 | 7.9244 | 10 | 12.565 | 14.431 | 12.565 | 14.431 | 0 | 0 | 0 | 2.9857 | 0 | 0 | 0 | 2.9857 | 64.6826 | 58.7956 | 0 | 2.901 | 65.2187 | 0 | 0 | 0
4866 | 98.6675 | 0 | 98.6675 | 45.1108 | 2 | 9.8073 | 10 | 12.399 | 5.7076e-15 | 12.399 | 5.7076e-15 | 0 | 0 | 0 | 12 | 0 | 7.3505 | 0 | 19.3505 | 43.3765 | 57.1108 | 0 | 2.96 | 50.5387 | 0 | 0 | 0
4867 | 102.7755 | 0 | 102.7755 | 45.3147 | 2 | 10.1733 | 10 | 13.2875 | 0 | 13.2875 | 0 | 0 | 0 | 0 | 12 | 0 | 10 | 0 | 22 | 19.1966 | 57.3147 | 0 | 3.0833 | 47.6853 | 0 | 0 | 0
4868 | 108.1326 | 0 | 108.1326 | 55 | 4.6672 | 10.6146 | 10 | 14.7622 | 0 | 14.7622 | 0 | 0 | 0 | 0 | 12 | 0 | 1.0886 | 0 | 13.0886 | 4.6826 | 69.6672 | 0 | 3.244 | 35.3328 | 0 | 0 | 0
4869 | 104.6038 | 0 | 104.6038 | 55 | 9.5288 | 10.1 | 10 | 15.7607 | 0 | 15.7607 | 0 | 0 | 0 | 0 | 4.2143 | 0 | 0 | 0 | 4.2143 | -8.8818e-16 | 74.5288 | 0 | 3.1381 | 30.4712 | 0 | 0 | 0
4870 | 102.7387 | 0 | 102.7387 | 55 | 13.0345 | 10.0091 | 10 | 14.6951 | 0 | 14.6951 | 0 | 0 | 0 | 0 | -7.9936e-16 | 0 | 0 | 0 | -7.9936e-16 | 0 | 78.0345 | 0 | 3.0822 | 26.9655 | 0 | 0 | 0
4871 | 97.8593 | 0 | 97.8593 | 55 | 7.4818 | 9.2969 | 10 | 16.0806 | 0 | 16.0806 | 0 | 0 | 0 | 0 | 0 | 0 | 0 | 0 | 0 | 0 | 72.4818 | 0 | 2.9358 | 32.5182 | 0 | 0 | 0
4872 | 90.3377 | 0 | 90.3377 | 55 | 2.1684 | 8.6153 | 10 | 14.5539 | 0 | 14.5539 | 0 | 0 | 0 | 0 | 0 | 0 | 0 | 0 | 0 | 0 | 67.1684 | 0 | 2.7101 | 37.8316 | 0 | 0 | 0
4873 | 90.2713 | 0 | 90.2713 | 55 | 2.1127 | 8.6082 | 10 | 14.5504 | 0 | 14.5504 | 0 | 0 | 0 | 0 | 0 | 0 | 0 | 0 | 0 | 0 | 67.1127 | 0 | 2.7081 | 37.8873 | 0 | 0 | 0
4874 | 90.2866 | 0 | 90.2866 | 55 | 2.6758 | 8.6804 | 10 | 13.9304 | 0 | 13.9304 | 0 | 0 | 0 | 0 | 0 | 0 | 0 | 0 | 0 | 0 | 67.6758 | 0 | 2.7086 | 37.3242 | 0 | 0 | 0
4875 | 91.9046 | 0 | 91.9046 | 55 | 5.2774 | 9.0141 | 10 | 12.6131 | 0 | 12.6131 | 0 | 0 | 0 | 0 | 0 | 0 | 0 | 0 | 0 | 0 | 70.2774 | 0 | 2.7571 | 34.7226 | 0 | 0 | 0
4876 | 94.8328 | 0 | 94.8328 | 55 | 7.0832 | 9.2457 | 10 | 13.5038 | 0 | 13.5038 | 0 | 0 | 0 | 0 | 0 | 0 | 0 | 0 | 0 | 0 | 72.0832 | 0 | 2.845 | 32.9168 | 0 | 0 | 0
4877 | 92.683 | 0 | 92.683 | 55 | 6.2421 | 9.1378 | 10 | 12.3031 | 0 | 12.3031 | 0 | 0 | 0 | 0 | 0 | 0 | 0 | 0 | 0 | 0 | 71.2421 | 0 | 2.7805 | 33.7579 | 0 | 0 | 0
4878 | 93.4241 | 0 | 93.4241 | 55 | 7.2915 | 9.2724 | 10 | 11.8602 | 0 | 11.8602 | 0 | 0 | 0 | 0 | 0 | 0 | 0 | 0 | 0 | 0 | 72.2915 | 0 | 2.8027 | 32.7085 | 0 | 0 | 0
4879 | 92.2243 | 0 | 92.2243 | 45.782 | 2 | 7.4114 | 10 | 14.5686 | 12.4624 | 14.5686 | 12.4624 | 0 | 0 | 0 | 0 | 0 | 0 | 0 | 0 | 0 | 57.782 | 0 | 2.7667 | 47.218 | 0 | 0 | 0
4880 | 94.1615 | 0 | 94.1615 | 42.9 | 2 | 6.7133 | 7.4394 | 10.6282 | 24.4805 | 10.6282 | 24.4805 | 0 | 0 | 0 | 0 | 0 | 0 | 0 | 0 | 0 | 52.3394 | 0 | 2.8248 | 52.6606 | 0 | 0 | 0
4881 | 93.0624 | 0 | 93.0624 | 42.9 | 2 | 0 | 4 | 10.6761 | 36.093 | 10.6761 | 36.093 | 0 | 0 | 2.6067 | 0 | 0 | 0 | 2.6067 | 0 | 2.346 | 48.9 | 0 | 2.7919 | 61.3628 | 0 | 0 | 0
4882 | 90.9292 | 0 | 90.9292 | 42.9 | 2 | 0 | 4 | 11.9514 | 40.9785 | 11.9514 | 40.9785 | 0 | 0 | 10.9007 | 0 | 0 | 0 | 10.9007 | 0 | 12.1567 | 48.9 | 0 | 2.7279 | 60.4199 | 0 | 0 | 0
4883 | 91.5936 | 0 | 91.5936 | 42.9 | 2 | 0 | 4 | 11.7696 | 41.3373 | 11.7696 | 41.3373 | 0 | 0 | 10.4133 | 0 | 0 | 0 | 10.4133 | 0 | 21.5286 | 48.9 | 0 | 2.7478 | 60.4753 | 0 | 0 | 0
4884 | 92.9256 | 0 | 92.9256 | 42.9 | 2 | 7.1054e-15 | 4 | 10.2355 | 48.0789 | 10.2355 | 48.0789 | 0 | 0 | 12 | 0 | 2.2888 | 0 | 14.2888 | 0 | 34.4388 | 48.9 | 0 | 2.7878 | 60.0347 | 0 | 1.4211e-14 | 0
4885 | 91.3325 | 0 | 91.3325 | 42.9 | 2 | 7.1054e-15 | 4 | 10.4132 | 44.0135 | 10.4132 | 44.0135 | 0 | 0 | 11.9942 | 0 | 0 | 0 | 11.9942 | 0 | 45.2335 | 48.9 | 0 | 2.74 | 62.241 | 0 | 0 | 0
4886 | 87.7808 | 0 | 87.7808 | 42.9 | 2 | 7.1054e-15 | 4 | 11.8808 | 43.8373 | 11.8808 | 42.4185 | 0 | 1.4188 | 5.4185 | 0 | 10 | 0 | 15.4185 | 0 | 59.3297 | 48.9 | 0 | 2.6334 | 59.745 | 0 | 3.5527e-15 | 0
4887 | 89.8582 | 0 | 89.8582 | 42.9 | 2 | 0 | 4 | 11.5024 | 33.7197 | 11.5024 | 33.7197 | 0 | 0 | 0 | 0 | 4.2639 | 0 | 4.2639 | 0 | 63.2608 | 48.9 | 0 | 2.6957 | 73.1744 | 0 | 0 | 0
4888 | 93.1809 | 0 | 93.1809 | 42.9 | 2 | 6.6066 | 6.6077 | 11.3568 | 23.7097 | 11.3568 | 23.7097 | 0 | 0 | 0 | 0 | 0 | 0 | 0 | 0 | 63.2608 | 51.5077 | 0 | 2.7954 | 75.4923 | 0 | 0 | 0
4889 | 96.5109 | 0 | 96.5109 | 43.5636 | 2 | 8.4649 | 10 | 11.0921 | 10.9584 | 11.0921 | 10.9584 | 0 | 0 | 0 | 10.4318 | 0 | 0 | 0 | 10.4318 | 51.6699 | 55.5636 | 0 | 2.8953 | 61.0045 | 0 | 0 | 0
4890 | 100.635 | 0 | 100.635 | 43.5081 | 2 | 9.9415 | 10 | 13.1854 | 5.4139e-15 | 13.1854 | 5.4139e-15 | 0 | 0 | 0 | 12 | 0 | 10 | 0 | 22 | 27.49 | 55.5081 | 0 | 3.0191 | 49.4919 | 0 | 0 | 0
4891 | 107.1396 | 0 | 107.1396 | 54.984 | 2 | 10.6529 | 10 | 13.433 | 0 | 13.433 | 0 | 0 | 0 | 0 | 12 | 0 | 4.0698 | 0 | 16.0698 | 9.7424 | 66.984 | 0 | 3.2142 | 38.016 | 0 | 0 | 0
4892 | 109.4272 | 0 | 109.4272 | 55 | 11.7 | 10.9626 | 10 | 12.9965 | 0 | 12.9965 | 0 | 0 | 0 | 0 | 8.7682 | 0 | 0 | 0 | 8.7682 | 0 | 76.7 | 0 | 3.2828 | 28.3 | 0 | 0 | 0
4893 | 105.037 | 0 | 105.037 | 55 | 16.5737 | 10.463 | 10 | 13.0003 | 0 | 13.0003 | 0 | 0 | 0 | 0 | 0 | 0 | 0 | 0 | 0 | 0 | 81.5737 | 0 | 3.1511 | 23.4263 | 0 | 0 | 0
4894 | 102.1785 | 0 | 102.1785 | 55 | 14.9896 | 10.2598 | 10 | 11.9291 | 0 | 11.9291 | 0 | 0 | 0 | 0 | 0 | 0 | 0 | 0 | 0 | 0 | 79.9896 | 0 | 3.0654 | 25.0104 | 0 | 0 | 0
4895 | 97.4276 | 0 | 97.4276 | 55 | 8.1582 | 9.3836 | 10 | 14.8858 | 0 | 14.8858 | 0 | 0 | 0 | 0 | 0 | 0 | 0 | 0 | 0 | 0 | 73.1582 | 0 | 2.9228 | 31.8418 | 0 | 0 | 0
4896 | 90.687 | 0 | 90.687 | 55 | 2.0597 | 8.6014 | 10 | 15.0258 | 0 | 15.0258 | 0 | 0 | 0 | 0 | 0 | 0 | 0 | 0 | 0 | 0 | 67.0597 | 0 | 2.7206 | 37.9403 | 0 | 0 | 0
4897 | 90.0882 | 0 | 90.0882 | 55 | 2.0392 | 8.5988 | 10 | 14.4502 | 0 | 14.4502 | 0 | 0 | 0 | 0 | 0 | 0 | 0 | 0 | 0 | 0 | 67.0392 | 0 | 2.7026 | 37.9608 | 0 | 0 | 0
4898 | 90.4854 | 0 | 90.4854 | 54.2585 | 2 | 8.4986 | 10 | 15.7284 | 0 | 15.7284 | 0 | 0 | 0 | 0 | 0 | 0 | 0 | 0 | 0 | 0 | 66.2585 | 0 | 2.7146 | 38.7415 | 0 | 0 | 0
4899 | 91.0602 | 0 | 91.0602 | 55 | 3.9534 | 8.8443 | 10 | 13.2625 | 0 | 13.2625 | 0 | 0 | 0 | 0 | 0 | 0 | 0 | 0 | 0 | 0 | 68.9534 | 0 | 2.7318 | 36.0466 | 0 | 0 | 0
4900 | 94.8558 | 0 | 94.8558 | 55 | 7.0407 | 9.2403 | 10 | 13.5747 | 0 | 13.5747 | 0 | 0 | 0 | 0 | 0 | 0 | 0 | 0 | 0 | 0 | 72.0407 | 0 | 2.8457 | 32.9593 | 0 | 0 | 0
4901 | 94.8551 | 0 | 94.8551 | 55 | 6.0155 | 9.1088 | 10 | 14.7309 | 0 | 14.7309 | 0 | 0 | 0 | 0 | 0 | 0 | 0 | 0 | 0 | 0 | 71.0155 | 0 | 2.8457 | 33.9845 | 0 | 0 | 0
4902 | 92.9057 | 0 | 92.9057 | 55 | 3.3261 | 8.7638 | 10 | 15.8158 | 0 | 15.8158 | 0 | 0 | 0 | 0 | 0 | 0 | 0 | 0 | 0 | 0 | 68.3261 | 0 | 2.7872 | 36.6739 | 0 | 0 | 0
4903 | 93.1809 | 0 | 93.1809 | 44.0666 | 2 | 7.1914 | 10 | 15.2911 | 14.6319 | 15.2911 | 14.6319 | 0 | 0 | 0 | 0 | 0 | 0 | 0 | 0 | 0 | 56.0666 | 0 | 2.7954 | 48.9334 | 0 | 1.4211e-14 | 0
4904 | 92.8031 | 0 | 92.8031 | 42.9 | 2 | 2.239 | 4 | 13.7222 | 27.9418 | 13.7222 | 27.9418 | 0 | 0 | 0 | 0 | 0 | 0 | 0 | 0 | 0 | 48.9 | 0 | 2.7841 | 59.6746 | 0 | 0 | 0
4905 | 91.8404 | 0 | 91.8404 | 42.9 | 2 | 1.4211e-14 | 4 | 15.0852 | 40.3311 | 15.0852 | 40.3311 | 0 | 0 | 12 | 0 | 0.47591 | 0 | 12.4759 | 0 | 11.2388 | 48.9 | 0 | 2.7552 | 60.2408 | 0 | 0 | 0
4906 | 92.7866 | 0 | 92.7866 | 42.9 | 2 | 0 | 4 | 13.0954 | 48.7916 | 13.0954 | 48.7916 | 0 | 0 | 12 | 0 | 6.0004 | 0 | 18.0004 | 0 | 27.5708 | 48.9 | 0 | 2.7836 | 59.6128 | 0 | 0 | 0
4907 | 92.149 | 0 | 92.149 | 42.9 | 2 | 0 | 4 | 13.3059 | 52.7363 | 13.3059 | 51.9431 | 0 | 0.79319 | 12 | 0 | 10 | 0 | 22 | 0 | 47.5904 | 48.9 | 0 | 2.7645 | 59.0679 | 0 | 0 | 0
4908 | 90.1129 | 0 | 90.1129 | 42.9 | 2 | 0 | 4 | 12.346 | 53.8441 | 12.346 | 46.0837 | 0 | 7.7604 | 12 | 0 | 5.2168 | 0 | 17.2168 | 0 | 63.2 | 48.9 | 0 | 2.7034 | 58.8196 | 0 | 3.5527e-15 | 0
4909 | 88.4953 | 0 | 88.4953 | 42.9 | 2 | 1.4211e-14 | 4 | 11.6358 | 49.0478 | 11.6358 | 33.2929 | 0 | 15.755 | 5.3333 | 0 | 0 | 0 | 5.3333 | 0 | 68 | 48.9 | 0 | 2.6549 | 69.2617 | 0 | 1.2434e-14 | 0
4910 | 88.2189 | 0 | 88.2189 | 42.9 | 2 | 0 | 4 | 12.367 | 43.5497 | 12.367 | 26.9519 | 0 | 16.5979 | 0 | 0 | 0 | 0 | 0 | 0 | 68 | 48.9 | 0 | 2.6466 | 81.7722 | 0 | 0 | 0
4911 | 88.0809 | 0 | 88.0809 | 42.9 | 2 | 0 | 4 | 14.5984 | 38.814 | 14.5984 | 24.5825 | 0 | 14.2316 | 0 | 0 | 0 | 0 | 0 | 0 | 68 | 48.9 | 0 | 2.6424 | 82.0412 | 0 | 0 | 0
4912 | 92.2884 | 0 | 92.2884 | 42.9 | 2 | 2.0279 | 4 | 12.8414 | 28.5191 | 12.8414 | 28.5191 | 0 | 0 | 0 | 0 | 0 | 0 | 0 | 0 | 68 | 48.9 | 0 | 2.7687 | 81.8618 | 0 | 0 | 0
4913 | 96.1771 | 0 | 96.1771 | 49.3328 | 2 | 7.8668 | 10 | 14.5058 | 12.4718 | 14.5058 | 12.4718 | 0 | 0 | 0 | 0 | 0 | 0 | 0 | 0 | 68 | 61.3328 | 0 | 2.8853 | 65.6672 | 0 | 0 | 0
4914 | 100.6391 | 0 | 100.6391 | 49.9977 | 2 | 9.7559 | 10 | 14.8225 | 6.7076e-15 | 14.8225 | 6.7076e-15 | 0 | 0 | 0 | 12 | 0 | 2.063 | 0 | 14.063 | 52.429 | 61.9977 | 0 | 3.0192 | 50.9393 | 0 | 0 | 0
4915 | 105.2424 | 0 | 105.2424 | 49.6281 | 2 | 10.419 | 10 | 13.5933 | 0 | 13.5933 | 0 | 0 | 0 | 0 | 12 | 0 | 7.6021 | 0 | 19.6021 | 30.8501 | 61.6281 | 0 | 3.1573 | 45.7698 | 0 | 0 | 0
4916 | 110.3039 | 0 | 110.3039 | 51.1138 | 2 | 10.7598 | 10 | 15.6563 | 0 | 15.6563 | 0 | 0 | 0 | 0 | 12 | 0 | 8.774 | 0 | 20.774 | 8 | 63.1138 | 0 | 3.3091 | 41.8862 | 0 | 0 | -1.4211e-14
4917 | 105.8915 | 0 | 105.8915 | 55 | 9.0167 | 10.4172 | 10 | 14.2576 | 0 | 14.2576 | 0 | 0 | 0 | 0 | 7.2 | 0 | 0 | 0 | 7.2 | 0 | 74.0167 | 0 | 3.1767 | 30.9833 | 0 | 0 | 0
4918 | 101.7025 | 0 | 101.7025 | 55 | 11.6862 | 9.8361 | 10 | 15.1802 | 0 | 15.1802 | 0 | 0 | 0 | 0 | 0 | 0 | 0 | 0 | 0 | 0 | 76.6862 | 0 | 3.0511 | 28.3138 | 0 | 0 | 0
4919 | 98.8865 | 0 | 98.8865 | 55 | 8.9773 | 9.4887 | 10 | 15.4205 | 0 | 15.4205 | 0 | 0 | 0 | 0 | 0 | 0 | 0 | 0 | 0 | 0 | 73.9773 | 0 | 2.9666 | 31.0227 | 0 | 0 | 0
4920 | 90.3649 | 0 | 90.3649 | 55 | 4.4102 | 8.9029 | 10 | 12.0518 | 0 | 12.0518 | 0 | 0 | 0 | 0 | 0 | 0 | 0 | 0 | 0 | 0 | 69.4102 | 0 | 2.7109 | 35.5898 | 0 | 0 | -1.4211e-14
4921 | 94.4061 | 0 | 94.4061 | 55 | 7.4738 | 9.2958 | 10 | 12.6365 | 0 | 12.6365 | 0 | 0 | 0 | 0 | 0 | 0 | 0 | 0 | 0 | 0 | 72.4738 | 0 | 2.8322 | 32.5262 | 0 | 0 | 0
4922 | 91.6752 | 0 | 91.6752 | 55 | 6.1709 | 9.1287 | 10 | 11.3755 | 0 | 11.3755 | 0 | 0 | 0 | 0 | 0 | 0 | 0 | 0 | 0 | 0 | 71.1709 | 0 | 2.7503 | 33.8291 | 0 | 0 | 0
4923 | 96.5455 | 0 | 96.5455 | 55 | 11.5157 | 9.8143 | 10 | 10.2155 | 0 | 10.2155 | 0 | 0 | 0 | 0 | 0 | 0 | 0 | 0 | 0 | 0 | 76.5157 | 0 | 2.8964 | 28.4843 | 0 | 0 | 0
4924 | 95.6952 | 0 | 95.6952 | 55 | 10.0583 | 9.6273 | 10 | 11.0096 | 0 | 11.0096 | 0 | 0 | 0 | 0 | 0 | 0 | 0 | 0 | 0 | 0 | 75.0583 | 0 | 2.8709 | 29.9417 | 0 | 0 | -1.4211e-14
4925 | 96.0833 | 0 | 96.0833 | 55 | 9.7129 | 9.583 | 10 | 11.7874 | 0 | 11.7874 | 0 | 0 | 0 | 0 | 0 | 0 | 0 | 0 | 0 | 0 | 74.7129 | 0 | 2.8825 | 30.2871 | 0 | 0 | 0
4926 | 97.1841 | 0 | 97.1841 | 55 | 14.6642 | 10.2181 | 10 | 7.3018 | 0 | 7.3018 | 0 | 0 | 0 | 0 | 0 | 0 | 0 | 0 | 0 | 0 | 79.6642 | 0 | 2.9155 | 25.3358 | 0 | 0 | 0
4927 | 93.6593 | 0 | 93.6593 | 51.0529 | 2 | 8.0875 | 10 | 11.0559 | 11.463 | 11.0559 | 11.463 | 0 | 0 | 0 | 0 | 0 | 0 | 0 | 0 | 0 | 63.0529 | 0 | 2.8098 | 41.9471 | 0 | 0 | 0
4928 | 94.1213 | 0 | 94.1213 | 44.6985 | 2 | 7.2724 | 10 | 9.0668 | 21.0837 | 9.0668 | 21.0837 | 0 | 0 | 0 | 0 | 0 | 0 | 0 | 0 | 0 | 56.6985 | 0 | 2.8236 | 48.3015 | 0 | 0 | 0
4929 | 95.6113 | 0 | 95.6113 | 42.9 | 2 | 6.6645 | 7.0586 | 6.8457 | 30.1426 | 6.8457 | 30.1426 | 0 | 0 | 0 | 0 | 0 | 0 | 0 | 0 | 0 | 51.9586 | 0 | 2.8683 | 53.0414 | 0 | 0 | 0
4930 | 92.3739 | 0 | 92.3739 | 42.9 | 2 | 1.4211e-14 | 4 | 8.38 | 39.4776 | 8.38 | 39.4776 | 0 | 0 | 4.3837 | 0 | 0 | 0 | 4.3837 | 0 | 3.9453 | 48.9 | 0 | 2.7712 | 61.1608 | 0 | 0 | 0
4931 | 93.9021 | 0 | 93.9021 | 42.9 | 2 | 0 | 4 | 7.6065 | 43.7707 | 7.6065 | 43.7707 | 0 | 0 | 6.3751 | 0 | 0 | 0 | 6.3751 | 0 | 9.6829 | 48.9 | 0 | 2.8171 | 60.9344 | 0 | 0 | 0
4932 | 94.2199 | 0 | 94.2199 | 42.9 | 2 | 0 | 4 | 8.5936 | 42.083 | 8.5936 | 42.083 | 0 | 0 | 5.3567 | 0 | 0 | 0 | 5.3567 | 0 | 14.5039 | 48.9 | 0 | 2.8266 | 61.0501 | 0 | 0 | 0
4933 | 90.7605 | 0 | 90.7605 | 42.9 | 2 | 0 | 4 | 6.6407 | 45.4138 | 6.6407 | 45.4138 | 0 | 0 | 10.194 | 0 | 0 | 0 | 10.194 | 0 | 23.6785 | 48.9 | 0 | 2.7228 | 60.5002 | 0 | 0 | 0
4934 | 91.8419 | 0 | 91.8419 | 42.9 | 2 | 0 | 4 | 7.6914 | 39.6834 | 7.6914 | 39.6834 | 0 | 0 | 4.433 | 0 | 0 | 0 | 4.433 | 0 | 27.6682 | 48.9 | 0 | 2.7553 | 61.1551 | 0 | 0 | 0
4935 | 92.2243 | 0 | 92.2243 | 42.9 | 2 | 3.2979 | 4 | 9.9404 | 30.086 | 9.9404 | 30.086 | 0 | 0 | 0 | 0 | 0 | 0 | 0 | 0 | 27.6682 | 48.9 | 0 | 2.7667 | 70.7361 | 0 | 0 | 0
4936 | 96.3278 | 0 | 96.3278 | 44.9827 | 2 | 7.3089 | 10 | 9.3482 | 22.6881 | 9.3482 | 22.6881 | 0 | 0 | 0 | 0 | 0 | 0 | 0 | 0 | 27.6682 | 56.9827 | 0 | 2.8898 | 60.0173 | 0 | 0 | -1.4211e-14
4937 | 99.9731 | 0 | 99.9731 | 45.8355 | 2 | 8.9574 | 10 | 8.8344 | 12.3458 | 8.8344 | 12.3458 | 0 | 0 | 0 | 12 | 0 | 0 | 0 | 12 | 14.3349 | 57.8355 | 0 | 2.9992 | 47.1645 | 0 | 0 | 0
4938 | 101.5061 | 0 | 101.5061 | 55 | 5.3035 | 10.5566 | 10 | 8.6459 | 5.5388e-15 | 8.6459 | 5.5388e-15 | 0 | 0 | 0 | 12 | 0 | 0 | 0 | 12 | 1.0016 | 70.3035 | 0 | 3.0452 | 34.6965 | 0 | 0 | 0
4939 | 106.2439 | 0 | 106.2439 | 55 | 20.3023 | 11.0569 | 10 | 8.9834 | 0 | 8.9834 | 0 | 0 | 0 | 0 | 0.90141 | 0 | 0 | 0 | 0.90141 | 0 | 85.3023 | 0 | 3.1873 | 19.6977 | 0 | 0 | 0
4940 | 112.5087 | 0 | 112.5087 | 55 | 25.5773 | 11.6179 | 10 | 10.3135 | 0 | 10.3135 | 0 | 0 | 0 | 0 | 0 | 0 | 0 | 0 | 0 | 0 | 90.5773 | 0 | 3.3753 | 14.4227 | 0 | 1.4211e-14 | 0
4941 | 109.9834 | 0 | 109.9834 | 55 | 23.7366 | 11.3818 | 10 | 9.8649 | 0 | 9.8649 | 0 | 0 | 0 | 0 | 0 | 0 | 0 | 0 | 0 | 0 | 88.7366 | 0 | 3.2995 | 16.2634 | 0 | 0 | -1.4211e-14
4942 | 102.9696 | 0 | 102.9696 | 55 | 17.3097 | 10.5574 | 10 | 10.1025 | 0 | 10.1025 | 0 | 0 | 0 | 0 | 0 | 0 | 0 | 0 | 0 | 0 | 82.3097 | 0 | 3.0891 | 22.6903 | 0 | 0 | -1.4211e-14
4943 | 101.6964 | 0 | 101.6964 | 55 | 15.1449 | 10.2798 | 10 | 11.2717 | 0 | 11.2717 | 0 | 0 | 0 | 0 | 0 | 0 | 0 | 0 | 0 | 0 | 80.1449 | 0 | 3.0509 | 24.8551 | 0 | 0 | -1.4211e-14
4944 | 87.7471 | 0 | 87.7471 | 54.0222 | 2 | 8.4683 | 10 | 13.2566 | 0 | 13.2566 | 0 | 0 | 0 | 0 | 0 | 0 | 0 | 0 | 0 | 0 | 66.0222 | 0 | 2.6324 | 38.9778 | 0 | 0 | 0
4945 | 88.9641 | 0 | 88.9641 | 55 | 2.6238 | 8.6738 | 10 | 12.6666 | 0 | 12.6666 | 0 | 0 | 0 | 0 | 0 | 0 | 0 | 0 | 0 | 0 | 67.6238 | 0 | 2.6689 | 37.3762 | 0 | 0 | 0
4946 | 90.4976 | 0 | 90.4976 | 54.1909 | 2 | 8.4899 | 10 | 15.8168 | 0 | 15.8168 | 0 | 0 | 0 | 0 | 0 | 0 | 0 | 0 | 0 | 0 | 66.1909 | 0 | 2.7149 | 38.8091 | 0 | 0 | 0
4947 | 90.2355 | 0 | 90.2355 | 55 | 4.3883 | 8.9001 | 10 | 11.9471 | 0 | 11.9471 | 0 | 0 | 0 | 0 | 0 | 0 | 0 | 0 | 0 | 0 | 69.3883 | 0 | 2.7071 | 35.6117 | 0 | 0 | 0
4948 | 90.3116 | 0 | 90.3116 | 55 | 2.7328 | 8.6877 | 10 | 13.8911 | 0 | 13.8911 | 0 | 0 | 0 | 0 | 0 | 0 | 0 | 0 | 0 | 0 | 67.7328 | 0 | 2.7093 | 37.2672 | 0 | 0 | 0
4949 | 90.7197 | 0 | 90.7197 | 55 | 5.2539 | 9.0111 | 10 | 11.4547 | 0 | 11.4547 | 0 | 0 | 0 | 0 | 0 | 0 | 0 | 0 | 0 | 0 | 70.2539 | 0 | 2.7216 | 34.7461 | 0 | 0 | 0
4950 | 92.3009 | 0 | 92.3009 | 55 | 5.6281 | 9.0591 | 10 | 12.6137 | 0 | 12.6137 | 0 | 0 | 0 | 0 | 0 | 0 | 0 | 0 | 0 | 0 | 70.6281 | 0 | 2.769 | 34.3719 | 0 | 0 | 0
4951 | 93.5987 | 0 | 93.5987 | 49.0032 | 2 | 7.8246 | 10 | 11.1998 | 13.5712 | 11.1998 | 13.5712 | 0 | 0 | 0 | 0 | 0 | 0 | 0 | 0 | 0 | 61.0032 | 0 | 2.808 | 43.9968 | 0 | 0 | 0
4952 | 90.1203 | 0 | 90.1203 | 42.9 | 2 | 3.9267 | 4 | 11.1531 | 26.1405 | 11.1531 | 26.1405 | 0 | 0 | 0 | 0 | 0 | 0 | 0 | 0 | 0 | 48.9 | 0 | 2.7036 | 58.1788 | 0 | 0 | 0
4953 | 89.3078 | 0 | 89.3078 | 42.9 | 2 | 7.1054e-15 | 4 | 11.8896 | 38.0146 | 11.8896 | 38.0146 | 0 | 0 | 9.4964 | 0 | 0 | 0 | 9.4964 | 0 | 8.5467 | 48.9 | 0 | 2.6792 | 60.5795 | 0 | 0 | 0
4954 | 90.08 | 0 | 90.08 | 42.9 | 2 | 0 | 4 | 9.9676 | 44.5864 | 9.9676 | 44.5864 | 0 | 0 | 12 | 0 | 1.374 | 0 | 13.374 | 0 | 20.6135 | 48.9 | 0 | 2.7024 | 60.1387 | 0 | 0 | 0
4955 | 88.5246 | 0 | 88.5246 | 42.9 | 2 | 0 | 4 | 10.2528 | 52.3795 | 10.2528 | 51.3718 | 0 | 1.0077 | 12 | 0 | 10 | 0 | 22 | 0 | 40.6331 | 48.9 | 0 | 2.6557 | 59.0435 | 0 | 1.4211e-14 | 0
4956 | 87.9947 | 0 | 87.9947 | 42.9 | 2 | 0 | 4 | 10.5249 | 55 | 10.5249 | 50.5699 | 0 | 4.4301 | 12 | 0 | 10 | 0 | 22 | 0 | 60.6526 | 48.9 | 0 | 2.6398 | 58.6544 | 0 | 0 | 0
4957 | 86.1478 | 0 | 86.1478 | 42.9 | 2 | 7.1054e-15 | 4 | 11.6531 | 49.8179 | 11.6531 | 33.7506 | 0 | 16.0673 | 7.837 | 0 | 0.31902 | 0 | 8.156 | 0 | 68 | 48.9 | 0 | 2.5844 | 58.9053 | 0 | 1.4211e-14 | 0
4958 | 89.0909 | 0 | 89.0909 | 42.9 | 2 | 0 | 4 | 9.9672 | 43.7145 | 9.9672 | 30.2237 | 0 | 13.4908 | 0 | 0 | 0 | 0 | 0 | 0 | 68 | 48.9 | 0 | 2.6727 | 82.1254 | 0 | 0 | 0
4959 | 86.5743 | 0 | 86.5743 | 42.9 | 2 | 0 | 4 | 9.5751 | 36.817 | 9.5751 | 28.0992 | 0 | 8.7178 | 0 | 0 | 0 | 0 | 0 | 0 | 68 | 48.9 | 0 | 2.5972 | 82.668 | 0 | 0 | 0
4960 | 90.017 | 0 | 90.017 | 42.9 | 2 | 1.6605 | 4 | 10.8079 | 28.6486 | 10.8079 | 28.6486 | 0 | 0 | 0 | 0 | 0 | 0 | 0 | 0 | 68 | 48.9 | 0 | 2.7005 | 82.1874 | 0 | 0 | 0
4961 | 97.2488 | 0 | 97.2488 | 47.5863 | 2 | 8.0735 | 10 | 12.2322 | 13.9987 | 12.2322 | 13.9987 | 0 | 0 | 0 | 3.3581 | 0 | 0 | 0 | 3.3581 | 64.2688 | 59.5863 | 0 | 2.9175 | 64.0557 | 0 | 0 | 0
4962 | 98.1798 | 0 | 98.1798 | 46.176 | 2 | 9.6408 | 10 | 13.3756 | 6.1526e-15 | 13.3756 | 6.1526e-15 | 0 | 0 | 0 | 12 | 0 | 4.9874 | 0 | 16.9874 | 45.5258 | 58.176 | 0 | 2.9454 | 51.8366 | 0 | 0 | 0
4963 | 104.2417 | 0 | 104.2417 | 46.926 | 2 | 10.3799 | 10 | 12.9358 | 0 | 12.9358 | 0 | 0 | 0 | 0 | 12 | 0 | 10 | 0 | 22 | 21.346 | 58.926 | 0 | 3.1273 | 46.074 | 0 | 0 | 0
4964 | 107.1593 | 0 | 107.1593 | 55 | 4.682 | 10.9196 | 10 | 11.106 | 0 | 11.106 | 0 | 0 | 0 | 0 | 12 | 0 | 3.4517 | 0 | 15.4517 | 4.2688 | 69.682 | 0 | 3.2148 | 35.318 | 0 | 0 | 0
4965 | 106.4741 | 0 | 106.4741 | 55 | 14.2356 | 10.6559 | 10 | 12.7407 | 0 | 12.7407 | 0 | 0 | 0 | 0 | 3.8419 | 0 | 0 | 0 | 3.8419 | 0 | 79.2356 | 0 | 3.1942 | 25.7644 | 0 | 0 | 0
4966 | 101.1485 | 0 | 101.1485 | 55 | 12.1945 | 9.9013 | 10 | 14.0526 | 0 | 14.0526 | 0 | 0 | 0 | 0 | 0 | 0 | 0 | 0 | 0 | 0 | 77.1945 | 0 | 3.0345 | 27.8055 | 0 | 0 | -1.4211e-14
4967 | 98.061 | 0 | 98.061 | 55 | 9.452 | 9.5496 | 10 | 14.0594 | 0 | 14.0594 | 0 | 0 | 0 | 0 | 0 | 0 | 0 | 0 | 0 | 0 | 74.452 | 0 | 2.9418 | 30.548 | 0 | 0 | 0
4968 | 87.6312 | 0 | 87.6312 | 55 | 2.0868 | 8.6049 | 10 | 11.9396 | 0 | 11.9396 | 0 | 0 | 0 | 0 | 0 | 0 | 0 | 0 | 0 | 0 | 67.0868 | 0 | 2.6289 | 37.9132 | 0 | 0 | 0
4969 | 88.7091 | 0 | 88.7091 | 53.8214 | 2 | 8.4426 | 10 | 14.4451 | 0 | 14.4451 | 0 | 0 | 0 | 0 | 0 | 0 | 0 | 0 | 0 | 0 | 65.8214 | 0 | 2.6613 | 39.1786 | 0 | 1.4211e-14 | 0
4970 | 89.3299 | 0 | 89.3299 | 54.4693 | 2 | 8.5257 | 10 | 14.3349 | 0 | 14.3349 | 0 | 0 | 0 | 0 | 0 | 0 | 0 | 0 | 0 | 0 | 66.4693 | 0 | 2.6799 | 38.5307 | 0 | 0 | 0
4971 | 91.8621 | 0 | 91.8621 | 55 | 5.9069 | 9.0949 | 10 | 11.8603 | 0 | 11.8603 | 0 | 0 | 0 | 0 | 0 | 0 | 0 | 0 | 0 | 0 | 70.9069 | 0 | 2.7559 | 34.0931 | 0 | 0 | 0
4972 | 93.721 | 0 | 93.721 | 55 | 7.8223 | 9.3405 | 10 | 11.5582 | 0 | 11.5582 | 0 | 0 | 0 | 0 | 0 | 0 | 0 | 0 | 0 | 0 | 72.8223 | 0 | 2.8116 | 32.1777 | 0 | 0 | 0
4973 | 94.0229 | 0 | 94.0229 | 55 | 8.1567 | 9.3834 | 10 | 11.4828 | 0 | 11.4828 | 0 | 0 | 0 | 0 | 0 | 0 | 0 | 0 | 0 | 0 | 73.1567 | 0 | 2.8207 | 31.8433 | 0 | 0 | 0
4974 | 93.8687 | 0 | 93.8687 | 55 | 8.5194 | 9.4299 | 10 | 10.9194 | 0 | 10.9194 | 0 | 0 | 0 | 0 | 0 | 0 | 0 | 0 | 0 | 0 | 73.5194 | 0 | 2.8161 | 31.4806 | 0 | 0 | 0
4975 | 90.7327 | 0 | 90.7327 | 48.5396 | 2 | 7.7651 | 10 | 10.0838 | 12.3442 | 10.0838 | 12.3442 | 0 | 0 | 0 | 0 | 0 | 0 | 0 | 0 | 0 | 60.5396 | 0 | 2.722 | 44.4604 | 0 | 0 | 0
4976 | 90.4125 | 0 | 90.4125 | 42.9 | 2 | 6.6314 | 6.8009 | 9.2894 | 22.7908 | 9.2894 | 22.7908 | 0 | 0 | 0 | 0 | 0 | 0 | 0 | 0 | 0 | 51.7009 | 0 | 2.7124 | 53.2991 | 0 | 0 | 0
4977 | 93.2303 | 0 | 93.2303 | 42.9 | 2 | 0 | 4 | 12.5981 | 36.2955 | 12.5981 | 36.2955 | 0 | 0 | 4.5633 | 0 | 0 | 0 | 4.5633 | 0 | 4.107 | 48.9 | 0 | 2.7969 | 61.1403 | 0 | 0 | 0
4978 | 90.2157 | 0 | 90.2157 | 42.9 | 2 | 0 | 4 | 8.5958 | 38.5202 | 8.5958 | 38.5202 | 0 | 0 | 5.8003 | 0 | 0 | 0 | 5.8003 | 0 | 9.3272 | 48.9 | 0 | 2.7065 | 60.9997 | 0 | 0 | 0
4979 | 88.8281 | 0 | 88.8281 | 42.9 | 2 | 7.1054e-15 | 4 | 7.8688 | 47.1924 | 7.8688 | 47.1924 | 0 | 0 | 12 | 0 | 3.1331 | 0 | 15.1331 | 0 | 23.0158 | 48.9 | 0 | 2.6648 | 59.9387 | 0 | 0 | 0
4980 | 91.5454 | 0 | 91.5454 | 42.9 | 2 | 0 | 4 | 10.9987 | 48.3442 | 10.9987 | 48.3442 | 0 | 0 | 12 | 0 | 4.6975 | 0 | 16.6975 | 0 | 38.1466 | 48.9 | 0 | 2.7464 | 59.7609 | 0 | 0 | 0
4981 | 90.5881 | 0 | 90.5881 | 42.9 | 2 | 7.1054e-15 | 4 | 9.3152 | 44.4893 | 9.3152 | 44.4893 | 0 | 0 | 12 | 0 | 0.11634 | 0 | 12.1163 | 0 | 49.0539 | 48.9 | 0 | 2.7176 | 60.2817 | 0 | 0 | 0
4982 | 89.3501 | 0 | 89.3501 | 42.9 | 2 | 0 | 4 | 9.6643 | 38.1176 | 9.6643 | 38.1176 | 0 | 0 | 6.9697 | 0 | 0.36208 | 0 | 7.3318 | 0 | 55.6605 | 48.9 | 0 | 2.6805 | 60.8256 | 0 | 0 | 0
4983 | 89.2796 | 0 | 89.2796 | 42.9 | 2 | 0 | 4 | 8.7731 | 33.746 | 8.7731 | 33.746 | 0 | 0 | 0 | 0 | 2.1394 | 0 | 2.1394 | 0 | 57.633 | 48.9 | 0 | 2.6784 | 73.4159 | 0 | 0 | 0
4984 | 92.4683 | 0 | 92.4683 | 42.9 | 2 | 6.6008 | 6.5623 | 10.8038 | 23.6015 | 10.8038 | 23.6015 | 0 | 0 | 0 | 0 | 0 | 0 | 0 | 0 | 57.633 | 51.4623 | 0 | 2.774 | 74.4189 | 0 | 1.4211e-14 | 0
4985 | 97.9159 | 0 | 97.9159 | 48.0606 | 2 | 8.502 | 10 | 9.9748 | 13.1544 | 9.9748 | 13.1544 | 0 | 0 | 0 | 6.2241 | 0 | 0 | 0 | 6.2241 | 50.7173 | 60.0606 | 0 | 2.9375 | 59.5964 | 0 | 0 | 0
4986 | 101.0885 | 0 | 101.0885 | 46.9002 | 2 | 10.2331 | 10 | 11.074 | 5.4824e-15 | 11.074 | 5.4824e-15 | 0 | 0 | 0 | 12 | 0 | 8.8812 | 0 | 20.8812 | 27.751 | 58.9002 | 0 | 3.0327 | 46.0998 | 0 | 1.4211e-14 | 0
4987 | 106.1957 | 0 | 106.1957 | 55 | 6.0887 | 10.6573 | 10 | 12.4497 | 0 | 12.4497 | 0 | 0 | 0 | 0 | 12 | 0 | 0 | 0 | 12 | 14.4176 | 71.0887 | 0 | 3.1859 | 33.9113 | 0 | 1.4211e-14 | 0
4988 | 108.7194 | 0 | 108.7194 | 55 | 8.7631 | 11.0004 | 10 | 11.9559 | 0 | 11.9559 | 0 | 0 | 0 | 0 | 12 | 0 | 0 | 0 | 12 | 1.0843 | 73.7631 | 0 | 3.2616 | 31.2369 | 0 | 0 | 0
4989 | 104.7217 | 0 | 104.7217 | 55 | 15.5191 | 10.4529 | 10 | 12.7737 | 0 | 12.7737 | 0 | 0 | 0 | 0 | 0.97587 | 0 | 0 | 0 | 0.97587 | 0 | 80.5191 | 0 | 3.1417 | 24.4809 | 0 | 0 | 0
4990 | 101.6309 | 0 | 101.6309 | 55 | 14.7424 | 10.2281 | 10 | 11.6604 | 0 | 11.6604 | 0 | 0 | 0 | 0 | 0 | 0 | 0 | 0 | 0 | 0 | 79.7424 | 0 | 3.0489 | 25.2576 | 0 | 1.4211e-14 | 0
4991 | 99.0772 | 0 | 99.0772 | 55 | 9.9741 | 9.6165 | 10 | 14.4866 | 0 | 14.4866 | 0 | 0 | 0 | 0 | 0 | 0 | 0 | 0 | 0 | 0 | 74.9741 | 0 | 2.9723 | 30.0259 | 0 | 0 | 0
4992 | 92.3673 | 0 | 92.3673 | 55 | 7.2807 | 9.2711 | 10 | 10.8156 | 0 | 10.8156 | 0 | 0 | 0 | 0 | 0 | 0 | 0 | 0 | 0 | 0 | 72.2807 | 0 | 2.771 | 32.7193 | 0 | 0 | 0
4993 | 91.2842 | 0 | 91.2842 | 55 | 4.976 | 8.9754 | 10 | 12.3328 | 0 | 12.3328 | 0 | 0 | 0 | 0 | 0 | 0 | 0 | 0 | 0 | 0 | 69.976 | 0 | 2.7385 | 35.024 | 0 | 0 | 0
4994 | 93.1698 | 0 | 93.1698 | 55 | 6.7771 | 9.2065 | 10 | 12.1862 | 0 | 12.1862 | 0 | 0 | 0 | 0 | 0 | 0 | 0 | 0 | 0 | 0 | 71.7771 | 0 | 2.7951 | 33.2229 | 0 | 0 | 0
4995 | 90.6897 | 0 | 90.6897 | 55 | 7.7395 | 9.3299 | 10 | 8.6203 | 0 | 8.6203 | 0 | 0 | 0 | 0 | 0 | 0 | 0 | 0 | 0 | 0 | 72.7395 | 0 | 2.7207 | 32.2605 | 0 | 0 | 0
4996 | 91.3553 | 0 | 91.3553 | 55 | 6.3959 | 9.1576 | 10 | 10.8018 | 0 | 10.8018 | 0 | 0 | 0 | 0 | 0 | 0 | 0 | 0 | 0 | 0 | 71.3959 | 0 | 2.7407 | 33.6041 | 0 | 0 | 0
4997 | 94.5734 | 0 | 94.5734 | 55 | 11.122 | 9.7638 | 10 | 8.6876 | 0 | 8.6876 | 0 | 0 | 0 | 0 | 0 | 0 | 0 | 0 | 0 | 0 | 76.122 | 0 | 2.8372 | 28.878 | 0 | 0 | 0
4998 | 94.6891 | 0 | 94.6891 | 55 | 9.8114 | 9.5957 | 10 | 10.282 | 0 | 10.282 | 0 | 0 | 0 | 0 | 0 | 0 | 0 | 0 | 0 | 0 | 74.8114 | 0 | 2.8407 | 30.1886 | 0 | 0 | 0
4999 | 94.3497 | 0 | 94.3497 | 52.6095 | 2 | 8.2871 | 10 | 7.5684 | 13.8847 | 7.5684 | 13.8847 | 0 | 0 | 0 | 0 | 0 | 0 | 0 | 0 | 0 | 64.6095 | 0 | 2.8305 | 40.3905 | 0 | 0 | 0
5000 | 91.8535 | 0 | 91.8535 | 42.9 | 2 | 6.4768 | 5.5959 | 8.8195 | 26.0612 | 8.8195 | 26.0612 | 0 | 0 | 0 | 0 | 0 | 0 | 0 | 0 | 0 | 50.4959 | 0 | 2.7556 | 54.5041 | 0 | 0 | 0
5001 | 90.2427 | 0 | 90.2427 | 42.9 | 2 | 7.1054e-15 | 4 | 8.1013 | 36.7062 | 8.1013 | 36.7062 | 0 | 0 | 3.4648 | 0 | 0 | 0 | 3.4648 | 0 | 3.1183 | 48.9 | 0 | 2.7073 | 61.2652 | 0 | 0 | 0
5002 | 91.7524 | 0 | 91.7524 | 42.9 | 2 | 0 | 4 | 6.2619 | 45.5586 | 6.2619 | 45.5586 | 0 | 0 | 8.9681 | 0 | 0 | 0 | 8.9681 | 0 | 11.1897 | 48.9 | 0 | 2.7526 | 60.6396 | 0 | 0 | 0
5003 | 92.5608 | 0 | 92.5608 | 42.9 | 2 | 0 | 4 | 7.8149 | 47.7164 | 7.8149 | 47.7164 | 0 | 0 | 11.8705 | 0 | 0 | 0 | 11.8705 | 0 | 21.8731 | 48.9 | 0 | 2.7768 | 60.3096 | 0 | 0 | 0
5004 | 88.8882 | 0 | 88.8882 | 42.9 | 2 | 0 | 4 | 7.3074 | 51.1239 | 7.3074 | 51.1239 | 0 | 0 | 12 | 0 | 6.4431 | 0 | 18.4431 | 0 | 38.6134 | 48.9 | 0 | 2.6666 | 59.5624 | 0 | 0 | 0
5005 | 89.7963 | 0 | 89.7963 | 42.9 | 2 | 0 | 4 | 7.2864 | 49.6593 | 7.2864 | 49.6593 | 0 | 0 | 12 | 0 | 4.0494 | 0 | 16.0494 | 0 | 53.1467 | 48.9 | 0 | 2.6939 | 59.8346 | 0 | 0 | 0
5006 | 87.8025 | 0 | 87.8025 | 42.9 | 2 | 0 | 4 | 8.1681 | 43.6888 | 8.1681 | 43.6888 | 0 | 0 | 5.0299 | 0 | 7.9246 | 0 | 12.9545 | 0 | 64.9797 | 48.9 | 0 | 2.6341 | 60.1864 | 0 | 0 | 0
5007 | 89.6171 | 0 | 89.6171 | 42.9 | 2 | 0 | 4 | 8.3576 | 38.5723 | 8.3576 | 35.6355 | 0 | 2.9369 | 0 | 0 | 3.276 | 0 | 3.276 | 0 | 68 | 48.9 | 0 | 2.6885 | 72.9528 | 0 | 0 | -4.885e-15
5008 | 91.42 | 0 | 91.42 | 42.9 | 2 | 6.1739 | 4 | 8.5721 | 27.774 | 8.5721 | 27.774 | 0 | 0 | 0 | 0 | 0 | 0 | 0 | 0 | 68 | 48.9 | 0 | 2.7426 | 78.1871 | 0 | 0 | 0
5009 | 98.3251 | 0 | 98.3251 | 46.779 | 2 | 8.491 | 10 | 10.3795 | 13.2556 | 10.3795 | 13.2556 | 0 | 0 | 0 | 7.42 | 0 | 0 | 0 | 7.42 | 59.7555 | 58.779 | 0 | 2.9498 | 60.801 | 0 | 0 | 0
5010 | 102.8914 | 0 | 102.8914 | 49.1692 | 2 | 10.6677 | 10 | 9.0546 | 6.5747e-15 | 9.0546 | 6.5747e-15 | 0 | 0 | 0 | 12 | 0 | 10 | 0 | 22 | 35.5757 | 61.1692 | 0 | 3.0867 | 43.8308 | 0 | 0 | 0
5011 | 104.5977 | 0 | 104.5977 | 49.9327 | 2 | 10.5654 | 10 | 11.6605 | 0 | 11.6605 | 0 | 0 | 0 | 0 | 12 | 0 | 8.4391 | 0 | 20.4391 | 13.0888 | 61.9327 | 0 | 3.1379 | 43.0673 | 0 | 0 | 0
5012 | 110.0518 | 0 | 110.0518 | 55 | 10.0201 | 11.1334 | 10 | 12.1184 | 0 | 12.1184 | 0 | 0 | 0 | 0 | 11.78 | 0 | 0 | 0 | 11.78 | 0 | 75.0201 | 0 | 3.3016 | 29.9799 | 0 | 0 | 0
5013 | 106.4276 | 0 | 106.4276 | 55 | 19.6834 | 10.8619 | 10 | 10.8823 | 0 | 10.8823 | 0 | 0 | 0 | 0 | 0 | 0 | 0 | 0 | 0 | 0 | 84.6834 | 0 | 3.1928 | 20.3166 | 0 | 1.4211e-14 | 0
5014 | 104.4883 | 0 | 104.4883 | 55 | 18.2039 | 10.6721 | 10 | 10.6122 | 0 | 10.6122 | 0 | 0 | 0 | 0 | 0 | 0 | 0 | 0 | 0 | 0 | 83.2039 | 0 | 3.1346 | 21.7961 | 0 | 0 | 0
5015 | 97.2039 | 0 | 97.2039 | 55 | 10.9549 | 9.7423 | 10 | 11.5067 | 0 | 11.5067 | 0 | 0 | 0 | 0 | 0 | 0 | 0 | 0 | 0 | 0 | 75.9549 | 0 | 2.9161 | 29.0451 | 0 | 0 | 0
5016 | 88.9302 | 0 | 88.9302 | 55 | 4.946 | 8.9716 | 10 | 10.0126 | 0 | 10.0126 | 0 | 0 | 0 | 0 | 0 | 0 | 0 | 0 | 0 | 0 | 69.946 | 0 | 2.6679 | 35.054 | 0 | 0 | 0
5017 | 92.1548 | 0 | 92.1548 | 55 | 6.4603 | 9.1658 | 10 | 11.5286 | 0 | 11.5286 | 0 | 0 | 0 | 0 | 0 | 0 | 0 | 0 | 0 | 0 | 71.4603 | 0 | 2.7646 | 33.5397 | 0 | 0 | 0
5018 | 91.7988 | 0 | 91.7988 | 55 | 6.2938 | 9.1445 | 10 | 11.3605 | 0 | 11.3605 | 0 | 0 | 0 | 0 | 0 | 0 | 0 | 0 | 0 | 0 | 71.2938 | 0 | 2.754 | 33.7062 | 0 | 0 | 0
5019 | 93.3708 | 0 | 93.3708 | 55 | 7.5076 | 9.3002 | 10 | 11.563 | 0 | 11.563 | 0 | 0 | 0 | 0 | 0 | 0 | 0 | 0 | 0 | 0 | 72.5076 | 0 | 2.8011 | 32.4924 | 0 | 0 | 0
5020 | 91.3266 | 0 | 91.3266 | 55 | 6.3959 | 9.1576 | 10 | 10.7732 | 0 | 10.7732 | 0 | 0 | 0 | 0 | 0 | 0 | 0 | 0 | 0 | 0 | 71.3959 | 0 | 2.7398 | 33.6041 | 0 | 0 | 0
5021 | 91.3087 | 0 | 91.3087 | 55 | 5.9264 | 9.0973 | 10 | 11.285 | 0 | 11.285 | 0 | 0 | 0 | 0 | 0 | 0 | 0 | 0 | 0 | 0 | 70.9264 | 0 | 2.7393 | 34.0736 | 0 | 0 | 0
5022 | 91.6987 | 0 | 91.6987 | 55 | 7.5161 | 9.3013 | 10 | 9.8813 | 0 | 9.8813 | 0 | 0 | 0 | 0 | 0 | 0 | 0 | 0 | 0 | 0 | 72.5161 | 0 | 2.751 | 32.4839 | 0 | 0 | 0
5023 | 91.9086 | 0 | 91.9086 | 49.2432 | 2 | 7.8553 | 10 | 8.8305 | 13.9795 | 8.8305 | 13.9795 | 0 | 0 | 0 | 0 | 0 | 0 | 0 | 0 | 0 | 61.2432 | 0 | 2.7573 | 43.7568 | 0 | 1.4211e-14 | 0
5024 | 94.4425 | 0 | 94.4425 | 42.9 | 2 | 6.6401 | 6.8685 | 7.1595 | 28.8745 | 7.1595 | 28.8745 | 0 | 0 | 0 | 0 | 0 | 0 | 0 | 0 | 0 | 51.7685 | 0 | 2.8333 | 53.2315 | 0 | 1.4211e-14 | 0
5025 | 90.5685 | 0 | 90.5685 | 42.9 | 2 | 0 | 4 | 9.3947 | 39.9737 | 9.3947 | 39.9737 | 0 | 0 | 7.7 | 0 | 0 | 0 | 7.7 | 0 | 6.93 | 48.9 | 0 | 2.7171 | 60.7837 | 0 | 0 | 0
5026 | 92.1025 | 0 | 92.1025 | 42.9 | 2 | 7.1054e-15 | 4 | 9.9726 | 48.3177 | 9.9726 | 48.3177 | 0 | 0 | 12 | 0 | 3.0878 | 0 | 15.0878 | 0 | 20.5768 | 48.9 | 0 | 2.7631 | 59.9439 | 0 | 0 | 0
5027 | 92.7259 | 0 | 92.7259 | 42.9 | 2 | 0 | 4 | 8.891 | 52.1519 | 8.891 | 52.1519 | 0 | 0 | 12 | 0 | 5.2171 | 0 | 17.2171 | 0 | 36.1867 | 48.9 | 0 | 2.7818 | 59.7018 | 0 | 0 | 0
5028 | 88.6578 | 0 | 88.6578 | 42.9 | 2 | 0 | 4 | 9.1004 | 49.7343 | 9.1004 | 49.7343 | 0 | 0 | 12 | 0 | 7.0769 | 0 | 19.0769 | 0 | 53.5113 | 48.9 | 0 | 2.6597 | 59.4904 | 0 | 0 | 0
5029 | 88.5143 | 0 | 88.5143 | 42.9 | 2 | 1.4211e-14 | 4 | 9.499 | 55 | 9.499 | 46.06 | 0 | 8.94 | 9.6334 | 0 | 6.3113 | 0 | 15.9446 | 0 | 68 | 48.9 | 0 | 2.6554 | 58.8301 | 0 | 1.954e-14 | 0
5030 | 87.8074 | 0 | 87.8074 | 42.9 | 2 | 7.1054e-15 | 4 | 10.1134 | 45.8925 | 10.1134 | 28.7939 | 0 | 17.0985 | 0 | 0 | 0 | 0 | 0 | 0 | 68 | 48.9 | 0 | 2.6342 | 81.7153 | 0 | 0 | 0
5031 | 89.6777 | 0 | 89.6777 | 42.9 | 2 | 0 | 4 | 8.9143 | 40.1769 | 8.9143 | 31.8635 | 0 | 8.3134 | 0 | 0 | 0 | 0 | 0 | 0 | 68 | 48.9 | 0 | 2.6903 | 82.714 | 0 | 0 | 0
5032 | 90.8795 | 0 | 90.8795 | 42.9 | 2 | 6.2925 | 4.1585 | 9.398 | 26.1305 | 9.398 | 26.1305 | 0 | 0 | 0 | 0 | 0 | 0 | 0 | 0 | 68 | 49.0585 | 0 | 2.7264 | 77.9415 | 0 | 0 | 0
5033 | 97.022 | 0 | 97.022 | 51.8855 | 2 | 8.6312 | 10 | 8.1515 | 12.9473 | 8.1515 | 12.9473 | 0 | 0 | 0 | 3.4065 | 0 | 0 | 0 | 3.4065 | 64.215 | 63.8855 | 0 | 2.9107 | 59.708 | 0 | 0 | 0
5034 | 101.1807 | 0 | 101.1807 | 50.2487 | 2 | 10.3332 | 10 | 10.2857 | 6.4206e-15 | 10.2857 | 6.4206e-15 | 0 | 0 | 0 | 12 | 0 | 6.3131 | 0 | 18.3131 | 44.0342 | 62.2487 | 0 | 3.0354 | 46.4382 | 0 | 0 | 0
5035 | 105.2948 | 0 | 105.2948 | 50.0701 | 2 | 10.7019 | 10 | 11.1571 | 0 | 11.1571 | 0 | 0 | 0 | 0 | 12 | 0 | 9.3657 | 0 | 21.3657 | 20.5423 | 62.0701 | 0 | 3.1588 | 43.5641 | 0 | 0 | -1.4211e-14
5036 | 108.6536 | 0 | 108.6536 | 55 | 6.425 | 11.0545 | 10 | 11.4138 | 0 | 11.4138 | 0 | 0 | 0 | 0 | 12 | 0 | 2.7603 | 0 | 14.7603 | 4.215 | 71.425 | 0 | 3.2596 | 33.575 | 0 | 0 | 0
5037 | 106.7284 | 0 | 106.7284 | 55 | 14.8087 | 10.7232 | 10 | 12.403 | 0 | 12.403 | 0 | 0 | 0 | 0 | 3.7935 | 0 | 0 | 0 | 3.7935 | 0 | 79.8087 | 0 | 3.2019 | 25.1913 | 0 | 0 | -1.4211e-14
5038 | 102.0305 | 0 | 102.0305 | 55 | 16.1634 | 10.4104 | 10 | 10.4567 | 0 | 10.4567 | 0 | 0 | 0 | 0 | 0 | 0 | 0 | 0 | 0 | 0 | 81.1634 | 0 | 3.0609 | 23.8366 | 0 | 0 | 0
5039 | 97.848 | 0 | 97.848 | 55 | 9.6164 | 9.5707 | 10 | 13.6609 | 0 | 13.6609 | 0 | 0 | 0 | 0 | 0 | 0 | 0 | 0 | 0 | 0 | 74.6164 | 0 | 2.9354 | 30.3836 | 0 | 0 | 0
5040 | 91.6891 | 0 | 91.6891 | 55 | 7.3155 | 9.2755 | 10 | 10.098 | 0 | 10.098 | 0 | 0 | 0 | 0 | 0 | 0 | 0 | 0 | 0 | 0 | 72.3155 | 0 | 2.7507 | 32.6845 | 0 | 0 | 0
5041 | 92.4198 | 0 | 92.4198 | 55 | 8.4696 | 9.4236 | 10 | 9.5267 | 0 | 9.5267 | 0 | 0 | 0 | 0 | 0 | 0 | 0 | 0 | 0 | 0 | 73.4696 | 0 | 2.7726 | 31.5304 | 0 | 0 | 0
5042 | 94.7643 | 0 | 94.7643 | 55 | 8.4274 | 9.4181 | 10 | 11.9187 | 0 | 11.9187 | 0 | 0 | 0 | 0 | 0 | 0 | 0 | 0 | 0 | 0 | 73.4274 | 0 | 2.8429 | 31.5726 | 0 | 0 | 0
5043 | 92.7625 | 0 | 92.7625 | 55 | 8.2461 | 9.3949 | 10 | 10.1215 | 0 | 10.1215 | 0 | 0 | 0 | 0 | 0 | 0 | 0 | 0 | 0 | 0 | 73.2461 | 0 | 2.7829 | 31.7539 | 0 | 0 | 0
5044 | 96.579 | 0 | 96.579 | 55 | 11.4937 | 9.8114 | 10 | 10.2738 | 0 | 10.2738 | 0 | 0 | 0 | 0 | 0 | 0 | 0 | 0 | 0 | 0 | 76.4937 | 0 | 2.8974 | 28.5063 | 0 | 0 | 0
5045 | 97.3214 | 0 | 97.3214 | 55 | 11.7838 | 9.8486 | 10 | 10.689 | 0 | 10.689 | 0 | 0 | 0 | 0 | 0 | 0 | 0 | 0 | 0 | 0 | 76.7838 | 0 | 2.9196 | 28.2162 | 0 | 1.4211e-14 | 0
5046 | 94.5207 | 0 | 94.5207 | 55 | 8.3269 | 9.4053 | 10 | 11.7885 | 0 | 11.7885 | 0 | 0 | 0 | 0 | 0 | 0 | 0 | 0 | 0 | 0 | 73.3269 | 0 | 2.8356 | 31.6731 | 0 | 0 | 0
5047 | 95.8088 | 0 | 95.8088 | 53.9695 | 2 | 8.4616 | 10 | 9.7857 | 11.5921 | 9.7857 | 11.5921 | 0 | 0 | 0 | 0 | 0 | 0 | 0 | 0 | 0 | 65.9695 | 0 | 2.8743 | 39.0305 | 0 | 0 | 0
5048 | 95.4584 | 0 | 95.4584 | 46.0981 | 2 | 7.4519 | 10 | 9.0983 | 20.81 | 9.0983 | 20.81 | 0 | 0 | 0 | 0 | 0 | 0 | 0 | 0 | 0 | 58.0981 | 0 | 2.8638 | 46.9019 | 0 | 0 | 0
5049 | 95.3297 | 0 | 95.3297 | 42.9 | 2 | 6.4006 | 5.0013 | 7.5 | 31.5278 | 7.5 | 31.5278 | 0 | 0 | 0 | 0 | 0 | 0 | 0 | 0 | 0 | 49.9013 | 0 | 2.8599 | 55.0987 | 0 | 0 | -1.4211e-14
5050 | 93.985 | 0 | 93.985 | 42.9 | 2 | 3.6528 | 4 | 7.7432 | 33.689 | 7.7432 | 33.689 | 0 | 0 | 0 | 0 | 0 | 0 | 0 | 0 | 0 | 48.9 | 0 | 2.8195 | 58.4216 | 0 | 0 | 0
5051 | 93.4936 | 0 | 93.4936 | 42.9 | 2 | 0 | 4 | 7.7876 | 45.7959 | 7.7876 | 45.7959 | 0 | 0 | 8.9899 | 0 | 0 | 0 | 8.9899 | 0 | 8.0909 | 48.9 | 0 | 2.8048 | 60.6371 | 0 | 0 | 0
5052 | 93.0324 | 0 | 93.0324 | 42.9 | 2 | 7.1054e-15 | 4 | 8.3156 | 39.5088 | 8.3156 | 39.5088 | 0 | 0 | 3.6921 | 0 | 0 | 0 | 3.6921 | 0 | 11.4138 | 48.9 | 0 | 2.791 | 61.2394 | 0 | 0 | 0
5053 | 91.2027 | 0 | 91.2027 | 42.9 | 2 | 0 | 4 | 9.2958 | 42.8548 | 9.2958 | 42.8548 | 0 | 0 | 9.8479 | 0 | 0 | 0 | 9.8479 | 0 | 20.2769 | 48.9 | 0 | 2.7361 | 60.5396 | 0 | 0 | 0
5054 | 88.8671 | 0 | 88.8671 | 42.9 | 2 | 7.1054e-15 | 4 | 9.6253 | 39.3586 | 9.6253 | 39.3586 | 0 | 0 | 9.0169 | 0 | 0 | 0 | 9.0169 | 0 | 28.392 | 48.9 | 0 | 2.666 | 60.634 | 0 | 0 | 0
5055 | 92.0781 | 0 | 92.0781 | 42.9 | 2 | 0.22986 | 4 | 9.8311 | 33.1172 | 9.8311 | 33.1172 | 0 | 0 | 0 | 0 | 0 | 0 | 0 | 0 | 28.392 | 48.9 | 0 | 2.7623 | 73.4554 | 0 | 0 | 0
5056 | 94.9569 | 0 | 94.9569 | 45.1317 | 2 | 7.328 | 10 | 9.5472 | 20.95 | 9.5472 | 20.95 | 0 | 0 | 0 | 0 | 0 | 0 | 0 | 0 | 28.392 | 57.1317 | 0 | 2.8487 | 59.8683 | 0 | 0 | 0
5057 | 97.6709 | 0 | 97.6709 | 45.2103 | 2 | 8.8091 | 10 | 9.158 | 11.0244 | 9.158 | 11.0244 | 0 | 0 | 0 | 11.4691 | 0 | 0 | 0 | 11.4691 | 15.6486 | 57.2103 | 0 | 2.9301 | 48.3206 | 0 | 0 | -1.4211e-14
5058 | 102.5475 | 0 | 102.5475 | 55 | 7.6042 | 10.8517 | 10 | 7.0916 | 5.5473e-15 | 7.0916 | 5.5473e-15 | 0 | 0 | 0 | 12 | 0 | 0 | 0 | 12 | 2.3153 | 72.6042 | 0 | 3.0764 | 32.3958 | 0 | 0 | 0
5059 | 109.5887 | 0 | 109.5887 | 55 | 19.518 | 11.1079 | 10 | 11.879 | 0 | 11.879 | 0 | 0 | 0 | 0 | 2.0838 | 0 | 0 | 0 | 2.0838 | -4.4409e-16 | 84.518 | 0 | 3.2877 | 20.482 | 0 | 0 | 0
5060 | 112.0171 | 0 | 112.0171 | 55 | 25.9729 | 11.6686 | 10 | 9.3756 | 0 | 9.3756 | 0 | 0 | 0 | 0 | -3.9968e-16 | 0 | 0 | 0 | -3.9968e-16 | 0 | 90.9729 | 0 | 3.3605 | 14.0271 | 0 | 0 | -1.4211e-14
5061 | 109.8289 | 0 | 109.8289 | 55 | 23.1194 | 11.3026 | 10 | 10.4069 | 0 | 10.4069 | 0 | 0 | 0 | 0 | 0 | 0 | 0 | 0 | 0 | 0 | 88.1194 | 0 | 3.2949 | 16.8806 | 0 | 0 | -1.4211e-14
5062 | 104.053 | 0 | 104.053 | 55 | 16.209 | 10.4162 | 10 | 12.4278 | 0 | 12.4278 | 0 | 0 | 0 | 0 | 0 | 0 | 0 | 0 | 0 | 0 | 81.209 | 0 | 3.1216 | 23.791 | 0 | 0 | 0
5063 | 100.1626 | 0 | 100.1626 | 55 | 13.238 | 10.0352 | 10 | 11.8895 | 0 | 11.8895 | 0 | 0 | 0 | 0 | 0 | 0 | 0 | 0 | 0 | 0 | 78.238 | 0 | 3.0049 | 26.762 | 0 | 1.4211e-14 | 0
5064 | 86.8508 | 0 | 86.8508 | 54.6276 | 2 | 8.546 | 10 | 11.6772 | 0 | 11.6772 | 0 | 0 | 0 | 0 | 0 | 0 | 0 | 0 | 0 | 0 | 66.6276 | 0 | 2.6055 | 38.3724 | 0 | 0 | 0
5065 | 86.0608 | 0 | 86.0608 | 53.9667 | 2 | 8.4612 | 10 | 11.6328 | 0 | 11.6328 | 0 | 0 | 0 | 0 | 0 | 0 | 0 | 0 | 0 | 0 | 65.9667 | 0 | 2.5818 | 39.0333 | 0 | 0 | 0
5066 | 89.4781 | 0 | 89.4781 | 55 | 4.2811 | 8.8863 | 10 | 11.3107 | 0 | 11.3107 | 0 | 0 | 0 | 0 | 0 | 0 | 0 | 0 | 0 | 0 | 69.2811 | 0 | 2.6843 | 35.7189 | 0 | 0 | 0
5067 | 87.109 | 0 | 87.109 | 55 | 2.7424 | 8.689 | 10 | 10.6777 | 0 | 10.6777 | 0 | 0 | 0 | 0 | 0 | 0 | 0 | 0 | 0 | 0 | 67.7424 | 0 | 2.6133 | 37.2576 | 0 | 0 | 0
5068 | 86.5388 | 0 | 86.5388 | 55 | 3.6433 | 8.8045 | 10 | 9.0911 | 0 | 9.0911 | 0 | 0 | 0 | 0 | 0 | 0 | 0 | 0 | 0 | 0 | 68.6433 | 0 | 2.5962 | 36.3567 | 0 | 0 | 0
5069 | 86.6324 | 0 | 86.6324 | 55 | 3.2921 | 8.7595 | 10 | 9.5808 | 0 | 9.5808 | 0 | 0 | 0 | 0 | 0 | 0 | 0 | 0 | 0 | 0 | 68.2921 | 0 | 2.599 | 36.7079 | 0 | 0 | 0
5070 | 88.2534 | 0 | 88.2534 | 55 | 5.6542 | 9.0624 | 10 | 8.5367 | 0 | 8.5367 | 0 | 0 | 0 | 0 | 0 | 0 | 0 | 0 | 0 | 0 | 70.6542 | 0 | 2.6476 | 34.3458 | 0 | 0 | 0
5071 | 90.5871 | 0 | 90.5871 | 47.3811 | 2 | 7.6165 | 10 | 8.9735 | 14.616 | 8.9735 | 14.616 | 0 | 0 | 0 | 0 | 0 | 0 | 0 | 0 | 0 | 59.3811 | 0 | 2.7176 | 45.6189 | 0 | 0 | 0
5072 | 86.7832 | 0 | 86.7832 | 42.9 | 2 | 2.0912 | 4 | 8.8733 | 26.9188 | 8.8733 | 26.9188 | 0 | 0 | 0 | 0 | 0 | 0 | 0 | 0 | 0 | 48.9 | 0 | 2.6035 | 59.8057 | 0 | 0 | 0
5073 | 87.4382 | 0 | 87.4382 | 42.9 | 2 | 7.1054e-15 | 4 | 8.083 | 39.2948 | 8.083 | 39.2948 | 0 | 0 | 8.8396 | 0 | 0 | 0 | 8.8396 | 0 | 7.9556 | 48.9 | 0 | 2.6231 | 60.6542 | 0 | 0 | 0
5074 | 89.4787 | 0 | 89.4787 | 42.9 | 2 | 0 | 4 | 7.6626 | 55 | 7.6626 | 54.9161 | 0 | 0.083939 | 12 | 0 | 10 | 0 | 22 | 0 | 27.9752 | 48.9 | 0 | 2.6844 | 59.1485 | 0 | 0 | 0
5075 | 88.0989 | 0 | 88.0989 | 42.9 | 2 | 7.1054e-15 | 4 | 6.9095 | 48.6123 | 6.9095 | 48.6123 | 0 | 0 | 12 | 0 | 4.3229 | 0 | 16.3229 | 0 | 42.7607 | 48.9 | 0 | 2.643 | 59.8035 | 0 | 0 | 0
5076 | 86.9727 | 0 | 86.9727 | 42.9 | 2 | 7.1054e-15 | 4 | 6.0257 | 52.3928 | 6.0257 | 51.4171 | 0 | 0.97566 | 12 | 0 | 7.3701 | 0 | 19.3701 | 0 | 60.3556 | 48.9 | 0 | 2.6092 | 59.3461 | 0 | 3.5527e-15 | 0
5077 | 83.3805 | 0 | 83.3805 | 42.9 | 2 | 7.1054e-15 | 4 | 4.9373 | 50.8751 | 4.9373 | 38.037 | 0 | 12.8381 | 8.4938 | 0 | 0 | 0 | 8.4938 | 0 | 68 | 48.9 | 0 | 2.5014 | 69.234 | 0 | 0 | -1.7764e-15
5078 | 85.6779 | 0 | 85.6779 | 42.9 | 2 | 0 | 4 | 8.0507 | 47.404 | 8.0507 | 28.7272 | 0 | 18.6768 | 0 | 0 | 0 | 0 | 0 | 0 | 68 | 48.9 | 0 | 2.5703 | 81.5359 | 0 | 0 | 0
5079 | 85.9809 | 0 | 85.9809 | 42.9 | 2 | 7.1054e-15 | 4 | 8.1188 | 40.4961 | 8.1188 | 28.9622 | 0 | 11.534 | 0 | 0 | 0 | 0 | 0 | 0 | 68 | 48.9 | 0 | 2.5794 | 82.3479 | 0 | 0 | 0
5080 | 88.0103 | 0 | 88.0103 | 42.9 | 2 | 3.3803 | 4 | 9.4438 | 26.2862 | 9.4438 | 26.2862 | 0 | 0 | 0 | 0 | 0 | 0 | 0 | 0 | 68 | 48.9 | 0 | 2.6403 | 80.6631 | 0 | 0 | -1.4211e-14
5081 | 93.2736 | 0 | 93.2736 | 47.0642 | 2 | 8.1353 | 10 | 8.2502 | 13.4625 | 8.2502 | 13.4625 | 0 | 0 | 0 | 4.3615 | 0 | 0 | 0 | 4.3615 | 63.1539 | 59.0642 | 0 | 2.7982 | 63.5743 | 0 | 0 | -1.4211e-14
5082 | 94.7306 | 0 | 94.7306 | 45.4965 | 2 | 9.8268 | 10 | 8.2903 | 7.0111e-15 | 8.2903 | 7.0111e-15 | 0 | 0 | 0 | 12 | 0 | 7.117 | 0 | 19.117 | 42.1011 | 57.4965 | 0 | 2.8419 | 50.3865 | 0 | 0 | 0
5083 | 101.4332 | 0 | 101.4332 | 48.7466 | 2 | 10.6135 | 10 | 8.0731 | 0 | 8.0731 | 0 | 0 | 0 | 0 | 12 | 0 | 10 | 0 | 22 | 17.9212 | 60.7466 | 0 | 3.043 | 44.2534 | 0 | 0 | 0
5084 | 108.2068 | 0 | 108.2068 | 55 | 9.7753 | 11.2998 | 10 | 8.8096 | 0 | 8.8096 | 0 | 0 | 0 | 0 | 12 | 0 | 1.3221 | 0 | 13.3221 | 3.1539 | 74.7753 | 0 | 3.2462 | 30.2247 | 0 | 0 | 0
5085 | 102.2947 | 0 | 102.2947 | 55 | 13.4727 | 10.4294 | 10 | 10.5541 | 0 | 10.5541 | 0 | 0 | 0 | 0 | 2.8385 | 0 | 0 | 0 | 2.8385 | 0 | 78.4727 | 0 | 3.0688 | 26.5273 | 0 | 0 | 0
5086 | 96.5707 | 0 | 96.5707 | 55 | 11.2168 | 9.7759 | 10 | 10.578 | 0 | 10.578 | 0 | 0 | 0 | 0 | 0 | 0 | 0 | 0 | 0 | 0 | 76.2168 | 0 | 2.8971 | 28.7832 | 0 | 0 | 0
5087 | 93.6213 | 0 | 93.6213 | 55 | 8.9782 | 9.4888 | 10 | 10.1543 | 0 | 10.1543 | 0 | 0 | 0 | 0 | 0 | 0 | 0 | 0 | 0 | 0 | 73.9782 | 0 | 2.8086 | 31.0218 | 0 | 0 | 0
5088 | 89.3367 | 0 | 89.3367 | 55 | 2.6671 | 9.3038 | 10 | 12.3657 | 0 | 12.3657 | 0 | 0 | 0 | 0 | 0 | 0 | 0 | 0 | 0 | 0 | 67.6671 | 0 | 2.6801 | 37.3329 | 0 | 0 | 0
5089 | 90.6183 | 0 | 90.6183 | 55 | 4.5404 | 9.5614 | 10 | 11.5165 | 0 | 11.5165 | 0 | 0 | 0 | 0 | 0 | 0 | 0 | 0 | 0 | 0 | 69.5404 | 0 | 2.7185 | 35.4596 | 0 | 0 | 0
5090 | 93.8247 | 0 | 93.8247 | 55 | 9.0378 | 10.1798 | 10 | 9.6071 | 0 | 9.6071 | 0 | 0 | 0 | 0 | 0 | 0 | 0 | 0 | 0 | 0 | 74.0378 | 0 | 2.8147 | 30.9622 | 0 | 0 | 0
5091 | 94.5003 | 0 | 94.5003 | 55 | 8.2095 | 10.0659 | 10 | 11.2249 | 0 | 11.2249 | 0 | 0 | 0 | 0 | 0 | 0 | 0 | 0 | 0 | 0 | 73.2095 | 0 | 2.835 | 31.7905 | 0 | 0 | 0
5092 | 91.226 | 0 | 91.226 | 55 | 6.6389 | 9.85 | 10 | 9.7371 | 0 | 9.7371 | 0 | 0 | 0 | 0 | 0 | 0 | 0 | 0 | 0 | 0 | 71.6389 | 0 | 2.7368 | 33.3611 | 0 | 0 | 0
5093 | 92.2582 | 0 | 92.2582 | 55 | 7.9269 | 10.0271 | 10 | 9.3042 | 0 | 9.3042 | 0 | 0 | 0 | 0 | 0 | 0 | 0 | 0 | 0 | 0 | 72.9269 | 0 | 2.7677 | 32.0731 | 0 | 0 | 0
5094 | 93.2668 | 0 | 93.2668 | 55 | 8.8918 | 10.1597 | 10 | 9.2153 | 0 | 9.2153 | 0 | 0 | 0 | 0 | 0 | 0 | 0 | 0 | 0 | 0 | 73.8918 | 0 | 2.798 | 31.1082 | 0 | 0 | 0
5095 | 94.6658 | 0 | 94.6658 | 50.2767 | 2 | 8.5627 | 10 | 9.3603 | 14.466 | 9.3603 | 14.466 | 0 | 0 | 0 | 0 | 0 | 0 | 0 | 0 | 0 | 62.2767 | 0 | 2.84 | 42.7233 | 0 | 0 | 0
5096 | 90.8929 | 0 | 90.8929 | 42.9 | 2 | 2.6476 | 4 | 10.4421 | 28.9032 | 10.4421 | 28.9032 | 0 | 0 | 0 | 0 | 0 | 0 | 0 | 0 | 0 | 48.9 | 0 | 2.7268 | 59.6832 | 0 | 0 | 0
5097 | 91.6805 | 0 | 91.6805 | 42.9 | 2 | 0 | 4 | 8.7181 | 36.3643 | 8.7181 | 36.3643 | 0 | 0 | 2.3019 | 0 | 0 | 0 | 2.3019 | 0 | 2.0717 | 48.9 | 0 | 2.7504 | 61.7325 | 0 | 0 | 0
5098 | 91.6824 | 0 | 91.6824 | 42.9 | 2 | 0 | 4 | 8.0895 | 44.6306 | 8.0895 | 44.6306 | 0 | 0 | 9.9378 | 0 | 0 | 0 | 9.9378 | 0 | 11.0157 | 48.9 | 0 | 2.7505 | 60.8096 | 0 | 0 | 0
5099 | 92.7198 | 0 | 92.7198 | 42.9 | 2 | 7.1054e-15 | 4 | 6.7883 | 47.3464 | 6.7883 | 47.3464 | 0 | 0 | 10.3149 | 0 | 0 | 0 | 10.3149 | 0 | 20.2991 | 48.9 | 0 | 2.7816 | 60.764 | 0 | 0 | 0
5100 | 92.3242 | 0 | 92.3242 | 42.9 | 2 | 0 | 4 | 5.2803 | 55 | 5.2803 | 55 | 0 | 0 | 12 | 0 | 4.8561 | 0 | 16.8561 | 0 | 35.5762 | 48.9 | 0 | 2.7697 | 59.9733 | 0 | 0 | 0
5101 | 87.6342 | 0 | 87.6342 | 42.9 | 2 | 7.1054e-15 | 4 | 7.9083 | 51.6656 | 7.9083 | 51.6656 | 0 | 0 | 12 | 0 | 8.8397 | 0 | 20.8397 | 0 | 54.526 | 48.9 | 0 | 2.629 | 59.4918 | 0 | 0 | 0
5102 | 88.4626 | 0 | 88.4626 | 42.9 | 2 | 0 | 4 | 6.7187 | 53.0305 | 6.7187 | 47.6199 | 0 | 5.4106 | 6.7788 | 0 | 7.9973 | 0 | 14.7761 | 0 | 68 | 48.9 | 0 | 2.6539 | 59.5707 | 0 | 3.5527e-15 | 0
5103 | 89.1821 | 0 | 89.1821 | 42.9 | 2 | 0 | 4 | 8.6636 | 39.9391 | 8.6636 | 31.6185 | 0 | 8.3206 | 0 | 0 | 0 | 0 | 0 | 0 | 68 | 48.9 | 0 | 2.6755 | 83.005 | 0 | 0 | 0
5104 | 91.461 | 0 | 91.461 | 42.9 | 2 | 3.9399 | 4 | 8.1671 | 30.454 | 8.1671 | 30.454 | 0 | 0 | 0 | 0 | 0 | 0 | 0 | 0 | 68 | 48.9 | 0 | 2.7438 | 80.5471 | 0 | 0 | 0
5105 | 98.3363 | 0 | 98.3363 | 48.1178 | 2 | 9.009 | 10 | 9.3636 | 14.4412 | 9.3636 | 14.4412 | 0 | 0 | 0 | 5.4048 | 0 | 0 | 0 | 5.4048 | 61.9947 | 60.1178 | 0 | 2.9501 | 61.4774 | 0 | 0 | 0
5106 | 103.0232 | 0 | 103.0232 | 48.7492 | 2 | 11.3776 | 10 | 8.8964 | 6.7175e-15 | 8.8964 | 6.7175e-15 | 0 | 0 | 0 | 12 | 0 | 10 | 0 | 22 | 37.8148 | 60.7492 | 0 | 3.0907 | 44.2508 | 0 | 0 | 0
5107 | 107.4699 | 0 | 107.4699 | 51.7736 | 2 | 11.5788 | 10 | 11.6784 | 0 | 11.6784 | 0 | 0 | 0 | 0 | 12 | 0 | 8.4391 | 0 | 20.4391 | 15.328 | 63.7736 | 0 | 3.2241 | 41.2264 | 0 | 0 | 0
5108 | 111.8494 | 0 | 111.8494 | 55 | 11.5057 | 12.169 | 10 | 11.1746 | 0 | 11.1746 | 0 | 0 | 0 | 0 | 12 | 0 | 0 | 0 | 12 | 1.9947 | 76.5057 | 0 | 3.3555 | 28.4943 | 0 | 0 | -1.4211e-14
5109 | 108.3904 | 0 | 108.3904 | 55 | 19.7945 | 11.9056 | 10 | 9.8951 | 0 | 9.8951 | 0 | 0 | 0 | 0 | 1.7952 | 0 | 0 | 0 | 1.7952 | 0 | 84.7945 | 0 | 3.2517 | 20.2055 | 0 | 0 | 0
5110 | 102.5792 | 0 | 102.5792 | 55 | 16.635 | 11.2244 | 10 | 9.7198 | 0 | 9.7198 | 0 | 0 | 0 | 0 | 0 | 0 | 0 | 0 | 0 | 0 | 81.635 | 0 | 3.0774 | 23.365 | 0 | 0 | -1.4211e-14
5111 | 98.6012 | 0 | 98.6012 | 55 | 12.8564 | 10.7048 | 10 | 10.0399 | 0 | 10.0399 | 0 | 0 | 0 | 0 | 0 | 0 | 0 | 0 | 0 | 0 | 77.8564 | 0 | 2.958 | 27.1436 | 0 | 0 | 0
5112 | 89.7544 | 0 | 89.7544 | 55 | 2.5406 | 9.2865 | 10 | 12.9274 | 0 | 12.9274 | 0 | 0 | 0 | 0 | 0 | 0 | 0 | 0 | 0 | 0 | 67.5406 | 0 | 2.6926 | 37.4594 | 0 | 0 | 0
5113 | 88.5243 | 0 | 88.5243 | 55 | 3.4099 | 9.406 | 10 | 10.7084 | 0 | 10.7084 | 0 | 0 | 0 | 0 | 0 | 0 | 0 | 0 | 0 | 0 | 68.4099 | 0 | 2.6557 | 36.5901 | 0 | 0 | 0
5114 | 91.0559 | 0 | 91.0559 | 55 | 3.0436 | 9.3556 | 10 | 13.6567 | 0 | 13.6567 | 0 | 0 | 0 | 0 | 0 | 0 | 0 | 0 | 0 | 0 | 68.0436 | 0 | 2.7317 | 36.9564 | 0 | 0 | 0
5115 | 89.4008 | 0 | 89.4008 | 55 | 2.2677 | 9.2489 | 10 | 12.8842 | 0 | 12.8842 | 0 | 0 | 0 | 0 | 0 | 0 | 0 | 0 | 0 | 0 | 67.2677 | 0 | 2.682 | 37.7323 | 0 | 0 | 0
5116 | 89.3024 | 0 | 89.3024 | 55 | 2.6221 | 9.2977 | 10 | 12.3827 | 0 | 12.3827 | 0 | 0 | 0 | 0 | 0 | 0 | 0 | 0 | 0 | 0 | 67.6221 | 0 | 2.6791 | 37.3779 | 0 | 0 | 0
5117 | 91.4133 | 0 | 91.4133 | 55 | 4.617 | 9.572 | 10 | 12.2244 | 0 | 12.2244 | 0 | 0 | 0 | 0 | 0 | 0 | 0 | 0 | 0 | 0 | 69.617 | 0 | 2.7424 | 35.383 | 0 | 0 | 0
5118 | 91.8056 | 0 | 91.8056 | 55 | 5.0449 | 9.6308 | 10 | 12.1299 | 0 | 12.1299 | 0 | 0 | 0 | 0 | 0 | 0 | 0 | 0 | 0 | 0 | 70.0449 | 0 | 2.7542 | 34.9551 | 0 | 0 | 0
5119 | 91.1305 | 0 | 91.1305 | 49.5754 | 2 | 8.4663 | 10 | 11.2762 | 9.8126 | 11.2762 | 9.8126 | 0 | 0 | 0 | 0 | 0 | 0 | 0 | 0 | 0 | 61.5754 | 0 | 2.7339 | 43.4246 | 0 | 0 | 0
5120 | 92.9868 | 0 | 92.9868 | 42.9 | 2 | 7.1485 | 7.0914 | 10.9531 | 22.8938 | 10.9531 | 22.8938 | 0 | 0 | 0 | 0 | 0 | 0 | 0 | 0 | 0 | 51.9914 | 0 | 2.7896 | 53.0086 | 0 | 0 | 0
5121 | 91.4932 | 0 | 91.4932 | 42.9 | 2 | 3.5505 | 4 | 9.0704 | 29.9723 | 9.0704 | 29.9723 | 0 | 0 | 0 | 0 | 0 | 0 | 0 | 0 | 0 | 48.9 | 0 | 2.7448 | 58.8894 | 0 | 0 | 0
5122 | 89.6471 | 0 | 89.6471 | 42.9 | 2 | 0 | 4 | 11.598 | 38.9422 | 11.598 | 38.9422 | 0 | 0 | 9.7931 | 0 | 0 | 0 | 9.7931 | 0 | 8.8138 | 48.9 | 0 | 2.6894 | 60.827 | 0 | 0 | 0
5123 | 89.2064 | 0 | 89.2064 | 42.9 | 2 | 0 | 4 | 8.6992 | 42.659 | 8.6992 | 42.659 | 0 | 0 | 11.0519 | 0 | 0 | 0 | 11.0519 | 0 | 18.7605 | 48.9 | 0 | 2.6762 | 60.6749 | 0 | 0 | 0
5124 | 88.8967 | 0 | 88.8967 | 42.9 | 2 | 7.1054e-15 | 4 | 9.4547 | 44.8515 | 9.4547 | 44.8515 | 0 | 0 | 12 | 0 | 2.3094 | 0 | 14.3094 | 0 | 31.6897 | 48.9 | 0 | 2.6669 | 60.2811 | 0 | 1.4211e-14 | 0
5125 | 89.979 | 0 | 89.979 | 42.9 | 2 | 0 | 4 | 9.4669 | 45.9923 | 9.4669 | 45.9923 | 0 | 0 | 12 | 0 | 2.3802 | 0 | 14.3802 | 0 | 44.6841 | 48.9 | 0 | 2.6994 | 60.2726 | 0 | 0 | 0
5126 | 88.5901 | 0 | 88.5901 | 42.9 | 2 | 1.4211e-14 | 4 | 10.2006 | 40.2509 | 10.2006 | 40.2509 | 0 | 0 | 8.4884 | 0 | 2.2729 | 0 | 10.7613 | 0 | 54.4191 | 48.9 | 0 | 2.6577 | 60.71 | 0 | 0 | 0
5127 | 86.3686 | 0 | 86.3686 | 42.9 | 2 | 0 | 4 | 9.9189 | 30.6573 | 9.9189 | 30.6573 | 0 | 0 | 0 | 0 | 3.1076 | 0 | 3.1076 | 0 | 57.2842 | 48.9 | 0 | 2.5911 | 73.6351 | 0 | 0 | 0
5128 | 90.2699 | 0 | 90.2699 | 42.9 | 2 | 7.0143 | 6.1154 | 10.556 | 21.6842 | 10.556 | 21.6842 | 0 | 0 | 0 | 0 | 0 | 0 | 0 | 0 | 57.2842 | 51.0154 | 0 | 2.7081 | 74.5443 | 0 | 1.4211e-14 | 0
5129 | 96.236 | 0 | 96.236 | 42.9 | 2 | 8.8002 | 6.6647 | 10.5478 | 12.8838 | 10.5478 | 12.8838 | 0 | 0 | 0 | 12 | 0 | 0.4395 | 0 | 12.4395 | 43.4742 | 51.5647 | 0 | 2.8871 | 61.5555 | 0 | 1.4211e-14 | 0
5130 | 97.9743 | 0 | 97.9743 | 45.2813 | 2 | 10.6423 | 10 | 9.9306 | 5.3996e-15 | 9.9306 | 5.3996e-15 | 0 | 0 | 0 | 12 | 0 | 8.1201 | 0 | 20.1201 | 21.3333 | 57.2813 | 0 | 2.9392 | 47.7187 | 0 | 0 | 0
5131 | 102.3059 | 0 | 102.3059 | 53.9805 | 2 | 10.7219 | 10 | 13.6035 | 0 | 13.6035 | 0 | 0 | 0 | 0 | 12 | 0 | 0 | 0 | 12 | 8 | 65.9805 | 0 | 3.0692 | 39.0195 | 0 | 0 | 0
5132 | 108.7644 | 0 | 108.7644 | 55 | 10.7163 | 11.4005 | 10 | 14.4475 | 0 | 14.4475 | 0 | 0 | 0 | 0 | 7.2 | 0 | 0 | 0 | 7.2 | 0 | 75.7163 | 0 | 3.2629 | 29.2837 | 0 | 0 | 0
5133 | 103.0744 | 0 | 103.0744 | 55 | 16.4253 | 11.1955 | 10 | 10.4536 | 0 | 10.4536 | 0 | 0 | 0 | 0 | 0 | 0 | 0 | 0 | 0 | 0 | 81.4253 | 0 | 3.0922 | 23.5747 | 0 | 0 | -1.4211e-14
5134 | 102.5393 | 0 | 102.5393 | 55 | 13.7681 | 10.8302 | 10 | 12.941 | 0 | 12.941 | 0 | 0 | 0 | 0 | 0 | 0 | 0 | 0 | 0 | 0 | 78.7681 | 0 | 3.0762 | 26.2319 | 0 | 0 | 0
5135 | 97.6745 | 0 | 97.6745 | 55 | 9.4672 | 10.2388 | 10 | 12.9684 | 0 | 12.9684 | 0 | 0 | 0 | 0 | 0 | 0 | 0 | 0 | 0 | 0 | 74.4672 | 0 | 2.9302 | 30.5328 | 0 | 1.4211e-14 | 0
5136 | 87.1967 | 0 | 87.1967 | 50.1842 | 2 | 8.55 | 10 | 16.4625 | 0 | 16.4625 | 0 | 0 | 0 | 0 | 0 | 0 | 0 | 0 | 0 | 0 | 62.1842 | 0 | 2.6159 | 42.8158 | 0 | 0 | 0
5137 | 85.6913 | 0 | 85.6913 | 48.7437 | 2 | 8.3519 | 10 | 16.5956 | 0 | 16.5956 | 0 | 0 | 0 | 0 | 0 | 0 | 0 | 0 | 0 | 0 | 60.7437 | 0 | 2.5707 | 44.2563 | 0 | 0 | 0
5138 | 87.8553 | 0 | 87.8553 | 50.5073 | 2 | 8.5944 | 10 | 16.7537 | 0 | 16.7537 | 0 | 0 | 0 | 0 | 0 | 0 | 0 | 0 | 0 | 0 | 62.5073 | 0 | 2.6357 | 42.4927 | 0 | 0 | 0
5139 | 90.3556 | 0 | 90.3556 | 52.9 | 2 | 8.9234 | 10 | 16.5323 | 0 | 16.5323 | 0 | 0 | 0 | 0 | 0 | 0 | 0 | 0 | 0 | 0 | 64.9 | 0 | 2.7107 | 40.1 | 0 | 0 | 0
5140 | 89.0378 | 0 | 89.0378 | 52.2051 | 2 | 8.8279 | 10 | 16.0049 | 0 | 16.0049 | 0 | 0 | 0 | 0 | 0 | 0 | 0 | 0 | 0 | 0 | 64.2051 | 0 | 2.6711 | 40.7949 | 0 | 0 | 0
5141 | 87.5942 | 0 | 87.5942 | 51.4594 | 2 | 8.7253 | 10 | 15.4095 | 0 | 15.4095 | 0 | 0 | 0 | 0 | 0 | 0 | 0 | 0 | 0 | 0 | 63.4594 | 0 | 2.6278 | 41.5406 | 0 | 0 | 0
5142 | 90.0454 | 0 | 90.0454 | 54.0884 | 2 | 9.0868 | 10 | 14.8702 | 0 | 14.8702 | 0 | 0 | 0 | 0 | 0 | 0 | 0 | 0 | 0 | 0 | 66.0884 | 0 | 2.7014 | 38.9116 | 0 | 0 | 0
5143 | 89.1394 | 0 | 89.1394 | 42.9 | 2 | 7.2338 | 7.7118 | 15.7394 | 13.5544 | 15.7394 | 13.5544 | 0 | 0 | 0 | 0 | 0 | 0 | 0 | 0 | 0 | 52.6118 | 0 | 2.6742 | 52.3882 | 0 | 0 | 0
5144 | 91.2378 | 0 | 91.2378 | 42.9 | 2 | 2.2131 | 4 | 13.4691 | 26.6557 | 13.4691 | 26.6557 | 0 | 0 | 0 | 0 | 0 | 0 | 0 | 0 | 0 | 48.9 | 0 | 2.7371 | 60.0652 | 0 | 0 | 0
5145 | 90.4743 | 0 | 90.4743 | 42.9 | 2 | 0 | 4 | 13.5436 | 40.435 | 13.5436 | 40.435 | 0 | 0 | 12 | 0 | 0.40427 | 0 | 12.4043 | 0 | 11.1727 | 48.9 | 0 | 2.7142 | 60.5114 | 0 | 0 | 0
5146 | 86.0599 | 0 | 86.0599 | 42.9 | 2 | 7.1054e-15 | 4 | 13.8226 | 48.1771 | 13.8226 | 45.3373 | 0 | 2.8398 | 12 | 0 | 10 | 0 | 22 | 0 | 31.1923 | 48.9 | 0 | 2.5818 | 59.0083 | 0 | 0 | 0
5147 | 87.3658 | 0 | 87.3658 | 42.9 | 2 | 0 | 4 | 13.1755 | 52.1678 | 13.1755 | 47.2903 | 0 | 4.8775 | 12 | 0 | 10 | 0 | 22 | 0 | 51.2118 | 48.9 | 0 | 2.621 | 58.762 | 0 | 0 | 0
5148 | 87.0245 | 0 | 87.0245 | 42.9 | 2 | 0 | 4 | 13.4438 | 54.8911 | 13.4438 | 37.9695 | 0 | 16.9217 | 12 | 0 | 1.2888 | 0 | 13.2888 | 0 | 63.2 | 48.9 | 0 | 2.6107 | 58.3591 | 0 | 1.7764e-15 | 0
5149 | 87.9811 | 0 | 87.9811 | 42.9 | 2 | 0 | 4 | 13.4491 | 53.4817 | 13.4491 | 30.9654 | 0 | 22.5164 | 5.3333 | 0 | 0 | 0 | 5.3333 | 0 | 68 | 48.9 | 0 | 2.6394 | 68.6445 | 0 | 1.2434e-14 | 0
5150 | 87.186 | 0 | 87.186 | 42.9 | 2 | 7.1054e-15 | 4 | 13.268 | 46.1039 | 13.268 | 25.0181 | 0 | 21.0858 | 0 | 0 | 0 | 0 | 0 | 0 | 68 | 48.9 | 0 | 2.6156 | 81.462 | 0 | 0 | 0
5151 | 82.2564 | 0 | 82.2564 | 42.9 | 2 | 0 | 4 | 14.1646 | 40.2084 | 14.1646 | 19.1918 | 0 | 21.0167 | 0 | 0 | 0 | 0 | 0 | 0 | 68 | 48.9 | 0 | 2.4677 | 81.4704 | 0 | 0 | 0
5152 | 87.7233 | 0 | 87.7233 | 42.9 | 2 | 0 | 4 | 15.0261 | 28.8549 | 15.0261 | 23.7972 | 0 | 5.0577 | 0 | 0 | 0 | 0 | 0 | 0 | 68 | 48.9 | 0 | 2.6317 | 83.3994 | 0 | 0 | 0
5153 | 94.6711 | 0 | 94.6711 | 42.9 | 2 | 7.9632 | 9.0701 | 14.951 | 13.8407 | 14.951 | 13.8407 | 0 | 0 | 0 | 3.9461 | 0 | 0 | 0 | 3.9461 | 63.6155 | 53.9701 | 0 | 2.8401 | 69.0838 | 0 | 0 | 0
5154 | 97.8593 | 0 | 97.8593 | 42.9 | 2 | 9.8849 | 7.126 | 16.0816 | 6.0881e-15 | 16.0816 | 6.0881e-15 | 0 | 0 | 0 | 12 | 0 | 7.8668 | 0 | 19.8668 | 41.7493 | 52.026 | 0 | 2.9358 | 55.1072 | 0 | 1.4211e-14 | 0
5155 | 102.1678 | 0 | 102.1678 | 42.9 | 2 | 10.5133 | 9.5633 | 15.1913 | 0 | 15.1913 | 0 | 0 | 0 | 0 | 12 | 0 | 10 | 0 | 22 | 17.5695 | 54.4633 | 0 | 3.065 | 50.5367 | 0 | 0 | 0
5156 | 107.9088 | 0 | 107.9088 | 55 | 4.2613 | 11.2517 | 10 | 14.8235 | 0 | 14.8235 | 0 | 0 | 0 | 0 | 12 | 0 | 0.57226 | 0 | 12.5723 | 3.6155 | 69.2613 | 0 | 3.2373 | 35.7387 | 0 | 0 | 0
5157 | 102.8877 | 0 | 102.8877 | 55 | 7.4812 | 10.4132 | 10 | 16.7394 | 0 | 16.7394 | 0 | 0 | 0 | 0 | 3.2539 | 0 | 0 | 0 | 3.2539 | 0 | 72.4812 | 0 | 3.0866 | 32.5188 | 0 | 0 | 0
5158 | 100.1511 | 0 | 100.1511 | 55 | 7.9502 | 10.0302 | 10 | 17.1707 | 0 | 17.1707 | 0 | 0 | 0 | 0 | 0 | 0 | 0 | 0 | 0 | 0 | 72.9502 | 0 | 3.0045 | 32.0498 | 0 | 1.4211e-14 | 0
5159 | 94.4665 | 0 | 94.4665 | 55 | 3.2632 | 9.3858 | 10 | 16.8175 | 0 | 16.8175 | 0 | 0 | 0 | 0 | 0 | 0 | 0 | 0 | 0 | 0 | 68.2632 | 0 | 2.834 | 36.7368 | 0 | 0 | 0
5160 | 87.6209 | 0 | 87.6209 | 48.957 | 2 | 8.3812 | 10 | 18.2827 | 0 | 18.2827 | 0 | 0 | 0 | 0 | 0 | 0 | 0 | 0 | 0 | 0 | 60.957 | 0 | 2.6286 | 44.043 | 0 | 0 | 0
5161 | 87.2303 | 0 | 87.2303 | 49.799 | 2 | 8.497 | 10 | 16.9343 | 0 | 16.9343 | 0 | 0 | 0 | 0 | 0 | 0 | 0 | 0 | 0 | 0 | 61.799 | 0 | 2.6169 | 43.201 | 0 | 0 | 0
5162 | 86.2352 | 0 | 86.2352 | 48.1008 | 2 | 8.2635 | 10 | 17.8709 | 0 | 17.8709 | 0 | 0 | 0 | 0 | 0 | 0 | 0 | 0 | 0 | 0 | 60.1008 | 0 | 2.5871 | 44.8992 | 0 | 0 | 0
5163 | 89.8086 | 0 | 89.8086 | 51.4798 | 2 | 8.7281 | 10 | 17.6007 | 0 | 17.6007 | 0 | 0 | 0 | 0 | 0 | 0 | 0 | 0 | 0 | 0 | 63.4798 | 0 | 2.6943 | 41.5202 | 0 | 0 | 0
5164 | 88.0795 | 0 | 88.0795 | 51.7906 | 2 | 8.7709 | 10 | 15.518 | 0 | 15.518 | 0 | 0 | 0 | 0 | 0 | 0 | 0 | 0 | 0 | 0 | 63.7906 | 0 | 2.6424 | 41.2094 | 0 | 0 | 0
5165 | 89.8365 | 0 | 89.8365 | 52.4439 | 2 | 8.8607 | 10 | 16.5319 | 0 | 16.5319 | 0 | 0 | 0 | 0 | 0 | 0 | 0 | 0 | 0 | 0 | 64.4439 | 0 | 2.6951 | 40.5561 | 0 | 0 | 0
5166 | 90.9104 | 0 | 90.9104 | 53.2642 | 2 | 8.9735 | 10 | 16.6728 | 0 | 16.6728 | 0 | 0 | 0 | 0 | 0 | 0 | 0 | 0 | 0 | 0 | 65.2642 | 0 | 2.7273 | 39.7358 | 0 | 0 | 0
5167 | 89.2881 | 0 | 89.2881 | 42.9 | 2 | 7.3296 | 8.4086 | 15.2842 | 13.3657 | 15.2842 | 13.3657 | 0 | 0 | 0 | 0 | 0 | 0 | 0 | 0 | 0 | 53.3086 | 0 | 2.6786 | 51.6914 | 0 | 0 | 0
5168 | 88.7297 | 0 | 88.7297 | 42.9 | 2 | 2.4328 | 4 | 15.7563 | 21.6407 | 15.7563 | 21.6407 | 0 | 0 | 0 | 0 | 0 | 0 | 0 | 0 | 0 | 48.9 | 0 | 2.6619 | 59.8721 | 0 | 0 | 0
5169 | 90.2639 | 0 | 90.2639 | 42.9 | 2 | 0 | 4 | 14.3537 | 29.2668 | 14.3537 | 29.2668 | 0 | 0 | 2.2567 | 0 | 0 | 0 | 2.2567 | 0 | 2.031 | 48.9 | 0 | 2.7079 | 61.738 | 0 | 0 | 0
5170 | 86.616 | 0 | 86.616 | 42.9 | 2 | 0 | 4 | 15.0999 | 38.3657 | 15.0999 | 38.3657 | 0 | 0 | 12 | 0 | 3.7496 | 0 | 15.7496 | 0 | 16.288 | 48.9 | 0 | 2.5985 | 60.107 | 0 | 0 | 0
5171 | 85.5188 | 0 | 85.5188 | 42.9 | 2 | 0 | 4 | 15.4132 | 41.8921 | 15.4132 | 41.8921 | 0 | 0 | 12 | 0 | 8.6865 | 0 | 20.6865 | 0 | 35.0966 | 48.9 | 0 | 2.5656 | 59.5103 | 0 | 0 | 0
5172 | 88.661 | 0 | 88.661 | 42.9 | 2 | 7.1054e-15 | 4 | 13.7804 | 43.5931 | 13.7804 | 43.5931 | 0 | 0 | 12 | 0 | 5.6125 | 0 | 17.6125 | 0 | 51.0711 | 48.9 | 0 | 2.6598 | 59.8819 | 0 | 0 | 0
5173 | 85.2111 | 0 | 85.2111 | 42.9 | 2 | 0 | 4 | 12.504 | 37.5116 | 12.504 | 37.5116 | 0 | 0 | 12 | 0 | 1.7045 | 0 | 13.7045 | 0 | 63.4426 | 48.9 | 0 | 2.5563 | 60.3542 | 0 | 0 | 0
5174 | 83.1147 | 0 | 83.1147 | 42.9 | 2 | 0 | 4 | 14.6863 | 34.9704 | 14.6863 | 24.5448 | 0 | 10.4255 | 3.0766 | 0 | 1.9399 | 0 | 5.0165 | 0 | 68 | 48.9 | 0 | 2.4934 | 60.1442 | 0 | 0 | -7.1054e-15
5175 | 86.0352 | 0 | 86.0352 | 42.9 | 2 | 0 | 4 | 13.9926 | 31.3838 | 13.9926 | 23.1426 | 0 | 8.2413 | 0 | 0 | 0 | 0 | 0 | 0 | 68 | 48.9 | 0 | 2.5811 | 83.0146 | 0 | 0 | 0
5176 | 88.742 | 0 | 88.742 | 42.9 | 2 | 2.1133 | 4 | 14.0345 | 23.6942 | 14.0345 | 23.6942 | 0 | 0 | 0 | 0 | 0 | 0 | 0 | 0 | 68 | 48.9 | 0 | 2.6623 | 82.153 | 0 | 0 | 0
5177 | 92.2431 | 0 | 92.2431 | 42.9 | 2 | 7.8983 | 7.2939 | 14.9819 | 11.9183 | 14.9819 | 11.9183 | 0 | 0 | 0 | 5.2506 | 0 | 0 | 0 | 5.2506 | 62.166 | 52.1939 | 0 | 2.7673 | 69.5554 | 0 | 0 | 0
5178 | 95.6047 | 0 | 95.6047 | 42.9 | 2 | 9.6682 | 5.382 | 15.6198 | 5.6438e-15 | 15.6198 | 5.6438e-15 | 0 | 0 | 0 | 12 | 0 | 8.0347 | 0 | 20.0347 | 40.1177 | 50.282 | 0 | 2.8681 | 56.6833 | 0 | 0 | 0
5179 | 103.0901 | 0 | 103.0901 | 42.9 | 2 | 10.524 | 9.6416 | 16.0245 | 0 | 16.0245 | 0 | 0 | 0 | 0 | 12 | 0 | 10 | 0 | 22 | 15.9379 | 54.5416 | 0 | 3.0927 | 50.4584 | 0 | 0 | 0
5180 | 107.2602 | 0 | 107.2602 | 55 | 2.7018 | 11.0142 | 10 | 16.1399 | 0 | 16.1399 | 0 | 0 | 0 | 0 | 12 | 0 | 0.40436 | 0 | 12.4044 | 2.166 | 67.7018 | 0 | 3.2178 | 37.2982 | 0 | 0 | 0
5181 | 101.3652 | 0 | 101.3652 | 55 | 7.7643 | 10.2727 | 10 | 16.3788 | 0 | 16.3788 | 0 | 0 | 0 | 0 | 1.9494 | 0 | 0 | 0 | 1.9494 | 0 | 72.7643 | 0 | 3.041 | 32.2357 | 0 | 0 | 0
5182 | 100.6682 | 0 | 100.6682 | 55 | 9.7332 | 10.2754 | 10 | 15.6596 | 0 | 15.6596 | 0 | 0 | 0 | 0 | 0 | 0 | 0 | 0 | 0 | 0 | 74.7332 | 0 | 3.02 | 30.2668 | 0 | 0 | 0
5183 | 96.2649 | 0 | 96.2649 | 55 | 4.3023 | 9.5287 | 10 | 17.4339 | 0 | 17.4339 | 0 | 0 | 0 | 0 | 0 | 0 | 0 | 0 | 0 | 0 | 69.3023 | 0 | 2.8879 | 35.6977 | 0 | 0 | 0
5184 | 82.2803 | 0 | 82.2803 | 45.5698 | 2 | 7.9155 | 10 | 16.795 | 0 | 16.795 | 0 | 0 | 0 | 0 | 0 | 0 | 0 | 0 | 0 | 0 | 57.5698 | 0 | 2.4684 | 47.4302 | 0 | 0 | -1.4211e-14
5185 | 84.09 | 0 | 84.09 | 47.3461 | 2 | 8.1598 | 10 | 16.5841 | 0 | 16.5841 | 0 | 0 | 0 | 0 | 0 | 0 | 0 | 0 | 0 | 0 | 59.3461 | 0 | 2.5227 | 45.6539 | 0 | 0 | 0
5186 | 86.4005 | 0 | 86.4005 | 48.3715 | 2 | 8.3008 | 10 | 17.7282 | 0 | 17.7282 | 0 | 0 | 0 | 0 | 0 | 0 | 0 | 0 | 0 | 0 | 60.3715 | 0 | 2.592 | 44.6285 | 0 | 0 | 0
5187 | 86.4437 | 0 | 86.4437 | 47.7959 | 2 | 8.2216 | 10 | 18.4263 | 0 | 18.4263 | 0 | 0 | 0 | 0 | 0 | 0 | 0 | 0 | 0 | 0 | 59.7959 | 0 | 2.5933 | 45.2041 | 0 | 0 | 0
5188 | 86.3842 | 0 | 86.3842 | 50.463 | 2 | 8.5883 | 10 | 15.3329 | 0 | 15.3329 | 0 | 0 | 0 | 0 | 0 | 0 | 0 | 0 | 0 | 0 | 62.463 | 0 | 2.5915 | 42.537 | 0 | 0 | 0
5189 | 88.989 | 0 | 88.989 | 50.7091 | 2 | 8.6222 | 10 | 17.6577 | 0 | 17.6577 | 0 | 0 | 0 | 0 | 0 | 0 | 0 | 0 | 0 | 0 | 62.7091 | 0 | 2.6697 | 42.2909 | 0 | 0 | 0
5190 | 85.1809 | 0 | 85.1809 | 48.341 | 2 | 8.2966 | 10 | 16.5433 | 0 | 16.5433 | 0 | 0 | 0 | 0 | 0 | 0 | 0 | 0 | 0 | 0 | 60.341 | 0 | 2.5554 | 44.659 | 0 | 0 | 0
5191 | 88.978 | 0 | 88.978 | 42.9 | 2 | 7.3643 | 8.6607 | 15.8597 | 12.1933 | 15.8597 | 12.1933 | 0 | 0 | 0 | 0 | 0 | 0 | 0 | 0 | 0 | 53.5607 | 0 | 2.6693 | 51.4393 | 0 | 0 | 0
5192 | 84.6014 | 0 | 84.6014 | 42.9 | 2 | 0 | 4 | 15.908 | 20.4876 | 15.908 | 20.4876 | 0 | 0 | 0.69425 | 0 | 0 | 0 | 0.69425 | 0 | 0.62483 | 48.9 | 0 | 2.538 | 61.9269 | 0 | 0 | 0
5193 | 85.1853 | 0 | 85.1853 | 42.9 | 2 | 0 | 4 | 15.5034 | 28.7202 | 15.5034 | 28.7202 | 0 | 0 | 7.9383 | 0 | 0 | 0 | 7.9383 | 0 | 7.7693 | 48.9 | 0 | 2.5556 | 61.0512 | 0 | 0 | 0
5194 | 84.6524 | 0 | 84.6524 | 42.9 | 2 | 7.1054e-15 | 4 | 14.1116 | 38.6622 | 14.1116 | 38.6622 | 0 | 0 | 12 | 0 | 5.0214 | 0 | 17.0214 | 0 | 23.1988 | 48.9 | 0 | 2.5396 | 59.9533 | 0 | 1.4211e-14 | 0
5195 | 85.2147 | 0 | 85.2147 | 42.9 | 2 | 1.4211e-14 | 4 | 12.5465 | 40.5674 | 12.5465 | 40.5674 | 0 | 0 | 12 | 0 | 4.7992 | 0 | 16.7992 | 0 | 38.4234 | 48.9 | 0 | 2.5564 | 59.9802 | 0 | 0 | 0
5196 | 82.0868 | 0 | 82.0868 | 42.9 | 2 | 0 | 4 | 13.8228 | 42.122 | 13.8228 | 41.3641 | 0 | 0.75797 | 12 | 0 | 10 | 0 | 22 | 0 | 58.4429 | 48.9 | 0 | 2.4626 | 59.2599 | 0 | 0 | 0
5197 | 81.8232 | 0 | 81.8232 | 42.9 | 2 | 0 | 4 | 13.944 | 41.562 | 13.944 | 29.5525 | 0 | 12.0095 | 8.7008 | 0 | 1.8725 | 0 | 10.5733 | 0 | 68 | 48.9 | 0 | 2.4547 | 59.2811 | 0 | 0 | 0
5198 | 82.5674 | 0 | 82.5674 | 42.9 | 2 | 0 | 4 | 15.9529 | 36.9191 | 15.9529 | 17.7145 | 0 | 19.2046 | 0 | 0 | 0 | 0 | 0 | 0 | 68 | 48.9 | 0 | 2.477 | 81.6894 | 0 | 0 | 0
5199 | 83.2858 | 0 | 83.2858 | 42.9 | 2 | 7.1054e-15 | 4 | 13.919 | 28.1046 | 13.919 | 20.4669 | 0 | 7.6377 | 0 | 0 | 0 | 0 | 0 | 0 | 68 | 48.9 | 0 | 2.4986 | 83.0876 | 0 | 1.4211e-14 | 0
5200 | 86.5731 | 0 | 86.5731 | 42.9 | 2 | 2.784 | 4 | 13.5952 | 21.2939 | 13.5952 | 21.2939 | 0 | 0 | 0 | 0 | 0 | 0 | 0 | 0 | 68 | 48.9 | 0 | 2.5972 | 81.5633 | 0 | 0 | 0
5201 | 88.5667 | 0 | 88.5667 | 42.9 | 2 | 7.4862 | 6.2578 | 15.3151 | 11.3184 | 15.3151 | 11.3184 | 0 | 0 | 0 | 3.2893 | 0 | 0 | 0 | 3.2893 | 64.3452 | 51.1578 | 0 | 2.657 | 72.5529 | 0 | 0 | -1.4211e-14
5202 | 94.0004 | 0 | 94.0004 | 42.9 | 2 | 9.4453 | 4.3693 | 15.8596 | 5.5887e-15 | 15.8596 | 5.5887e-15 | 0 | 0 | 0 | 12 | 0 | 7.4262 | 0 | 19.4262 | 42.957 | 49.2693 | 0 | 2.82 | 58.3045 | 0 | 0 | 0
5203 | 100.572 | 0 | 100.572 | 42.9 | 2 | 10.2247 | 7.4645 | 15.9828 | 0 | 15.9828 | 0 | 0 | 0 | 0 | 12 | 0 | 10 | 0 | 22 | 18.7772 | 52.3645 | 0 | 3.0172 | 52.6355 | 0 | 0 | 0
5204 | 104.6992 | 0 | 104.6992 | 52.26 | 2 | 10.6246 | 10 | 16.8016 | 0 | 16.8016 | 0 | 0 | 0 | 0 | 12 | 0 | 1.0129 | 0 | 13.0129 | 4.3452 | 64.26 | 0 | 3.141 | 40.74 | 0 | 1.4211e-14 | 0
5205 | 101.8283 | 0 | 101.8283 | 55 | 5.9963 | 10.2993 | 10 | 16.622 | 0 | 16.622 | 0 | 0 | 0 | 0 | 3.9107 | 0 | 0 | 0 | 3.9107 | 0 | 70.9963 | 0 | 3.0548 | 34.0037 | 0 | 0 | 0
5206 | 94.3243 | 0 | 94.3243 | 54.6305 | 2 | 9.1613 | 10 | 18.5325 | 0 | 18.5325 | 0 | 0 | 0 | 0 | 0 | 0 | 0 | 0 | 0 | 0 | 66.6305 | 0 | 2.8297 | 38.3695 | 0 | 0 | 0
5207 | 93.3499 | 0 | 93.3499 | 53.2372 | 2 | 8.9698 | 10 | 19.1429 | 0 | 19.1429 | 0 | 0 | 0 | 0 | 0 | 0 | 0 | 0 | 0 | 0 | 65.2372 | 0 | 2.8005 | 39.7628 | 0 | 1.4211e-14 | 0
5208 | 86.3637 | 0 | 86.3637 | 48.115 | 2 | 8.2655 | 10 | 17.9833 | 0 | 17.9833 | 0 | 0 | 0 | 0 | 0 | 0 | 0 | 0 | 0 | 0 | 60.115 | 0 | 2.5909 | 44.885 | 0 | 0 | 0
5209 | 89.1044 | 0 | 89.1044 | 50.9605 | 2 | 8.6567 | 10 | 17.4872 | 0 | 17.4872 | 0 | 0 | 0 | 0 | 0 | 0 | 0 | 0 | 0 | 0 | 62.9605 | 0 | 2.6731 | 42.0395 | 0 | 0 | 0
5210 | 86.3686 | 0 | 86.3686 | 48.848 | 2 | 8.3663 | 10 | 17.1544 | 0 | 17.1544 | 0 | 0 | 0 | 0 | 0 | 0 | 0 | 0 | 0 | 0 | 60.848 | 0 | 2.5911 | 44.152 | 0 | 0 | 0
5211 | 86.8428 | 0 | 86.8428 | 48.8974 | 2 | 8.3731 | 10 | 17.5724 | 0 | 17.5724 | 0 | 0 | 0 | 0 | 0 | 0 | 0 | 0 | 0 | 0 | 60.8974 | 0 | 2.6053 | 44.1026 | 0 | 0 | 0
5212 | 87.8603 | 0 | 87.8603 | 50.5721 | 2 | 8.6033 | 10 | 16.6848 | 0 | 16.6848 | 0 | 0 | 0 | 0 | 0 | 0 | 0 | 0 | 0 | 0 | 62.5721 | 0 | 2.6358 | 42.4279 | 0 | 0 | 0
5213 | 88.2168 | 0 | 88.2168 | 51.0904 | 2 | 8.6746 | 10 | 16.4518 | 0 | 16.4518 | 0 | 0 | 0 | 0 | 0 | 0 | 0 | 0 | 0 | 0 | 63.0904 | 0 | 2.6465 | 41.9096 | 0 | 0 | 0
5214 | 89.4181 | 0 | 89.4181 | 51.5053 | 2 | 8.7316 | 10 | 17.1812 | 0 | 17.1812 | 0 | 0 | 0 | 0 | 0 | 0 | 0 | 0 | 0 | 0 | 63.5053 | 0 | 2.6825 | 41.4947 | 0 | 0 | -1.4211e-14
5215 | 89.3041 | 0 | 89.3041 | 42.9 | 2 | 7.4294 | 9.134 | 15.5755 | 12.2652 | 15.5755 | 12.2652 | 0 | 0 | 0 | 0 | 0 | 0 | 0 | 0 | 0 | 54.034 | 0 | 2.6791 | 50.966 | 0 | 0 | -1.4211e-14
5216 | 89.353 | 0 | 89.353 | 42.9 | 2 | 0.80521 | 4 | 16.384 | 23.2638 | 16.384 | 23.2638 | 0 | 0 | 0 | 0 | 0 | 0 | 0 | 0 | 0 | 48.9 | 0 | 2.6806 | 61.3029 | 0 | 0 | 0
5217 | 89.4185 | 0 | 89.4185 | 42.9 | 2 | 7.1054e-15 | 4 | 14.2586 | 34.0886 | 14.2586 | 34.0886 | 0 | 0 | 7.8287 | 0 | 0 | 0 | 7.8287 | 0 | 7.0458 | 48.9 | 0 | 2.6826 | 61.0645 | 0 | 0 | 0
5218 | 87.6176 | 0 | 87.6176 | 42.9 | 2 | 0 | 4 | 13.5735 | 45.545 | 13.5735 | 45.545 | 0 | 0 | 12 | 0 | 8.4009 | 0 | 20.4009 | 0 | 25.5911 | 48.9 | 0 | 2.6285 | 59.5448 | 0 | 0 | 0
5219 | 89.1142 | 0 | 89.1142 | 42.9 | 2 | 0 | 4 | 14.4949 | 43.3548 | 14.4949 | 43.3548 | 0 | 0 | 12 | 0 | 5.6355 | 0 | 17.6355 | 0 | 41.5868 | 48.9 | 0 | 2.6734 | 59.8791 | 0 | 0 | 0
5220 | 88.4113 | 0 | 88.4113 | 42.9 | 2 | 0 | 4 | 14.9304 | 50.4056 | 14.9304 | 44.2376 | 0 | 6.168 | 12 | 0 | 7.6566 | 0 | 19.6566 | 0 | 59.4458 | 48.9 | 0 | 2.6523 | 58.8892 | 0 | 0 | -7.1054e-15
5221 | 84.5837 | 0 | 84.5837 | 42.9 | 2 | 0 | 4 | 14.3097 | 47.3939 | 14.3097 | 30.8787 | 0 | 16.5153 | 9.5046 | 0 | 0 | 0 | 9.5046 | 0 | 68 | 48.9 | 0 | 2.5375 | 68.8656 | 0 | 1.7764e-15 | 0
5222 | 84.7784 | 0 | 84.7784 | 42.9 | 2 | 0 | 4 | 14.6921 | 44.314 | 14.6921 | 21.1863 | 0 | 23.1277 | 0 | 0 | 0 | 0 | 0 | 0 | 68 | 48.9 | 0 | 2.5434 | 81.2152 | 0 | 1.4211e-14 | 0
5223 | 83.4392 | 0 | 83.4392 | 42.9 | 2 | 7.1054e-15 | 4 | 15.428 | 35.217 | 15.428 | 19.1112 | 0 | 16.1058 | 0 | 0 | 0 | 0 | 0 | 0 | 68 | 48.9 | 0 | 2.5032 | 82.064 | 0 | 1.4211e-14 | 0
5224 | 89.3387 | 0 | 89.3387 | 42.9 | 2 | 0.60313 | 4 | 15.387 | 24.4486 | 15.387 | 24.4486 | 0 | 0 | 0 | 0 | 0 | 0 | 0 | 0 | 68 | 48.9 | 0 | 2.6802 | 83.4806 | 0 | 0 | 0
5225 | 90.9227 | 0 | 90.9227 | 43.2279 | 2 | 7.6912 | 10 | 15.7344 | 11.5589 | 15.7344 | 11.5589 | 0 | 0 | 0 | 0.71036 | 0 | 0 | 0 | 0.71036 | 67.2107 | 55.2279 | 0 | 2.7277 | 71.0618 | 0 | 0 | 0
5226 | 97.3026 | 0 | 97.3026 | 42.9 | 2 | 9.7932 | 8.5844 | 16.2837 | 5.8667e-15 | 16.2837 | 5.8667e-15 | 0 | 0 | 0 | 12 | 0 | 5.7414 | 0 | 17.7414 | 47.6499 | 53.4844 | 0 | 2.9191 | 55.7742 | 0 | 0 | 0
5227 | 100.7432 | 0 | 100.7432 | 42.9 | 2 | 9.8482 | 8.824 | 19.2689 | 0 | 19.2689 | 0 | 0 | 0 | 0 | 12 | 0 | 5.9021 | 0 | 17.9021 | 27.9149 | 53.724 | 0 | 3.0223 | 55.3739 | 0 | 0 | 0
5228 | 107.6171 | 0 | 107.6171 | 48.1691 | 2 | 10.8572 | 10 | 17.7952 | 0 | 17.7952 | 0 | 0 | 0 | 0 | 12 | 0 | 6.7956 | 0 | 18.7956 | 7.2107 | 60.1691 | 0 | 3.2285 | 44.8309 | 0 | 0 | 0
5229 | 102.1924 | 0 | 102.1924 | 55 | 4.1447 | 10.3993 | 10 | 16.1588 | 0 | 16.1588 | 0 | 0 | 0 | 0 | 6.4896 | 0 | 0 | 0 | 6.4896 | 0 | 69.1447 | 0 | 3.0658 | 35.8553 | 0 | 0 | 0
5230 | 100.5991 | 0 | 100.5991 | 55 | 8.7232 | 10.1365 | 10 | 16.7394 | 0 | 16.7394 | 0 | 0 | 0 | 0 | 0 | 0 | 0 | 0 | 0 | 0 | 73.7232 | 0 | 3.018 | 31.2768 | 0 | 0 | 0
5231 | 95.4567 | 0 | 95.4567 | 55 | 4.148 | 9.5075 | 10 | 16.8012 | 0 | 16.8012 | 0 | 0 | 0 | 0 | 0 | 0 | 0 | 0 | 0 | 0 | 69.148 | 0 | 2.8637 | 35.852 | 0 | 0 | 0
5232 | 90.0217 | 0 | 90.0217 | 50.4224 | 2 | 8.5827 | 10 | 19.0166 | 0 | 19.0166 | 0 | 0 | 0 | 0 | 0 | 0 | 0 | 0 | 0 | 0 | 62.4224 | 0 | 2.7007 | 42.5776 | 0 | 0 | 0
5233 | 92.4781 | 0 | 92.4781 | 54.167 | 2 | 9.0976 | 10 | 17.2135 | 0 | 17.2135 | 0 | 0 | 0 | 0 | 0 | 0 | 0 | 0 | 0 | 0 | 66.167 | 0 | 2.7743 | 38.833 | 0 | 0 | 0
5234 | 90.9024 | 0 | 90.9024 | 52.541 | 2 | 8.874 | 10 | 17.4874 | 0 | 17.4874 | 0 | 0 | 0 | 0 | 0 | 0 | 0 | 0 | 0 | 0 | 64.541 | 0 | 2.7271 | 40.459 | 0 | 0 | 0
5235 | 91.5191 | 0 | 91.5191 | 53.2234 | 2 | 8.9679 | 10 | 17.3278 | 0 | 17.3278 | 0 | 0 | 0 | 0 | 0 | 0 | 0 | 0 | 0 | 0 | 65.2234 | 0 | 2.7456 | 39.7766 | 0 | 0 | 0
5236 | 92.558 | 0 | 92.558 | 55 | 2.7506 | 9.3153 | 10 | 15.492 | 0 | 15.492 | 0 | 0 | 0 | 0 | 0 | 0 | 0 | 0 | 0 | 0 | 67.7506 | 0 | 2.7767 | 37.2494 | 0 | 0 | -1.4211e-14
5237 | 91.017 | 0 | 91.017 | 53.5521 | 2 | 9.0131 | 10 | 16.4519 | 0 | 16.4519 | 0 | 0 | 0 | 0 | 0 | 0 | 0 | 0 | 0 | 0 | 65.5521 | 0 | 2.7305 | 39.4479 | 0 | 0 | 0
5238 | 91.747 | 0 | 91.747 | 55 | 2.2325 | 9.2441 | 10 | 15.2705 | 0 | 15.2705 | 0 | 0 | 0 | 0 | 0 | 0 | 0 | 0 | 0 | 0 | 67.2325 | 0 | 2.7524 | 37.7675 | 0 | 0 | 0
5239 | 92.8235 | 0 | 92.8235 | 44.6334 | 2 | 7.7868 | 10 | 15.7897 | 12.6136 | 15.7897 | 12.6136 | 0 | 0 | 0 | 0 | 0 | 0 | 0 | 0 | 0 | 56.6334 | 0 | 2.7847 | 48.3666 | 0 | 0 | 0
5240 | 90.7466 | 0 | 90.7466 | 42.9 | 2 | 4.3113 | 4 | 15.3863 | 22.1489 | 15.3863 | 22.1489 | 0 | 0 | 0 | 0 | 0 | 0 | 0 | 0 | 0 | 48.9 | 0 | 2.7224 | 58.2206 | 0 | 0 | 0
5241 | 91.1743 | 0 | 91.1743 | 42.9 | 2 | 0 | 4 | 15.8451 | 33.0043 | 15.8451 | 33.0043 | 0 | 0 | 6.575 | 0 | 0 | 0 | 6.575 | 0 | 5.9175 | 48.9 | 0 | 2.7352 | 61.216 | 0 | 0 | 0
5242 | 89.8082 | 0 | 89.8082 | 42.9 | 2 | 0 | 4 | 13.4798 | 40.04 | 13.4798 | 40.04 | 0 | 0 | 12 | 0 | 0.6116 | 0 | 12.6116 | 0 | 17.2814 | 48.9 | 0 | 2.6942 | 60.4864 | 0 | 0 | 0
5243 | 92.2013 | 0 | 92.2013 | 42.9 | 2 | 1.4211e-14 | 4 | 12.9224 | 45.8892 | 12.9224 | 45.8892 | 0 | 0 | 12 | 0 | 3.5103 | 0 | 15.5103 | 0 | 31.3177 | 48.9 | 0 | 2.766 | 60.136 | 0 | 0 | 0
5244 | 88.7705 | 0 | 88.7705 | 42.9 | 2 | 0 | 4 | 14.1529 | 44.5097 | 14.1529 | 44.5097 | 0 | 0 | 12 | 0 | 6.7922 | 0 | 18.7922 | 0 | 48.3798 | 48.9 | 0 | 2.6631 | 59.7393 | 0 | 0 | 0
5245 | 89.5396 | 0 | 89.5396 | 42.9 | 2 | 7.1054e-15 | 4 | 13.8577 | 44.3448 | 13.8577 | 44.3448 | 0 | 0 | 10.7583 | 0 | 6.8046 | 0 | 17.5629 | 0 | 64.3358 | 48.9 | 0 | 2.6862 | 59.8879 | 0 | 0 | 0
5246 | 86.8873 | 0 | 86.8873 | 42.9 | 2 | 2.1316e-14 | 4 | 13.9316 | 38.637 | 13.9316 | 28.0301 | 0 | 10.6069 | 0 | 0 | 3.9744 | 0 | 3.9744 | 0 | 68 | 48.9 | 0 | 2.6066 | 72.2483 | 0 | 1.6875e-14 | 0
5247 | 88.7985 | 0 | 88.7985 | 42.9 | 2 | 7.1054e-15 | 4 | 13.4387 | 35.114 | 13.4387 | 26.4598 | 0 | 8.6542 | 0 | 0 | 0 | 0 | 0 | 0 | 68 | 48.9 | 0 | 2.664 | 82.9647 | 0 | 0 | 0
5248 | 94.153 | 0 | 94.153 | 42.9 | 2 | 7.003 | 6.0333 | 13.4309 | 22.7858 | 13.4309 | 22.7858 | 0 | 0 | 0 | 0 | 0 | 0 | 0 | 0 | 68 | 50.9333 | 0 | 2.8246 | 76.0667 | 0 | 0 | -1.4211e-14
5249 | 98.5301 | 0 | 98.5301 | 45.0053 | 2 | 8.7311 | 10 | 13.989 | 12.3089 | 13.989 | 12.3089 | 0 | 0 | 0 | 6.4959 | 0 | 0 | 0 | 6.4959 | 60.7824 | 57.0053 | 0 | 2.9559 | 63.4988 | 0 | 0 | 0
5250 | 102.6992 | 0 | 102.6992 | 43.4442 | 2 | 10.6482 | 10 | 14.6068 | 4.7881e-15 | 14.6068 | 4.7881e-15 | 0 | 0 | 0 | 12 | 0 | 10 | 0 | 22 | 36.6025 | 55.4442 | 0 | 3.081 | 49.5558 | 0 | 0 | 0
5251 | 103.6011 | 0 | 103.6011 | 45.5053 | 2 | 10.7169 | 10 | 14.9398 | 0 | 14.9398 | 0 | 0 | 0 | 0 | 12 | 0 | 8.4391 | 0 | 20.4391 | 14.1157 | 57.5053 | 0 | 3.108 | 47.4947 | 0 | 1.4211e-14 | 0
5252 | 112.6591 | 0 | 112.6591 | 55 | 6.0709 | 11.4218 | 10 | 18.1665 | 0 | 18.1665 | 0 | 0 | 0 | 0 | 12 | 0 | 0 | 0 | 12 | 0.78238 | 71.0709 | 0 | 3.3798 | 33.9291 | 0 | 0 | 0
5253 | 104.4898 | 0 | 104.4898 | 55 | 11.0261 | 10.55 | 10 | 17.2096 | 0 | 17.2096 | 0 | 0 | 0 | 0 | 0.70414 | 0 | 0 | 0 | 0.70414 | 0 | 76.0261 | 0 | 3.1347 | 28.9739 | 0 | 1.4211e-14 | 0
5254 | 104.624 | 0 | 104.624 | 55 | 12.2349 | 10.6194 | 10 | 16.7697 | 0 | 16.7697 | 0 | 0 | 0 | 0 | 0 | 0 | 0 | 0 | 0 | 0 | 77.2349 | 0 | 3.1387 | 27.7651 | 0 | 1.4211e-14 | 0
5255 | 98.2573 | 0 | 98.2573 | 55 | 6.0775 | 9.7728 | 10 | 17.407 | 0 | 17.407 | 0 | 0 | 0 | 0 | 0 | 0 | 0 | 0 | 0 | 0 | 71.0775 | 0 | 2.9477 | 33.9225 | 0 | 1.4211e-14 | 0
5256 | 89.3485 | 0 | 89.3485 | 52.4992 | 2 | 8.8683 | 10 | 15.9809 | 0 | 15.9809 | 0 | 0 | 0 | 0 | 0 | 0 | 0 | 0 | 0 | 0 | 64.4992 | 0 | 2.6805 | 40.5008 | 0 | 0 | 0
5257 | 91.5526 | 0 | 91.5526 | 53.55 | 2 | 9.0128 | 10 | 16.9898 | 0 | 16.9898 | 0 | 0 | 0 | 0 | 0 | 0 | 0 | 0 | 0 | 0 | 65.55 | 0 | 2.7466 | 39.45 | 0 | 0 | 0
5258 | 92.8491 | 0 | 92.8491 | 54.981 | 2 | 9.2095 | 10 | 16.6586 | 0 | 16.6586 | 0 | 0 | 0 | 0 | 0 | 0 | 0 | 0 | 0 | 0 | 66.981 | 0 | 2.7855 | 38.019 | 0 | 0 | 0
5259 | 93.1761 | 0 | 93.1761 | 55 | 2.3176 | 9.2558 | 10 | 16.6028 | 0 | 16.6028 | 0 | 0 | 0 | 0 | 0 | 0 | 0 | 0 | 0 | 0 | 67.3176 | 0 | 2.7953 | 37.6824 | 0 | 0 | -1.4211e-14
5260 | 93.9819 | 0 | 93.9819 | 55 | 4.3922 | 9.541 | 10 | 15.0487 | 0 | 15.0487 | 0 | 0 | 0 | 0 | 0 | 0 | 0 | 0 | 0 | 0 | 69.3922 | 0 | 2.8195 | 35.6078 | 0 | 0 | 0
5261 | 93.6692 | 0 | 93.6692 | 55 | 3.1325 | 9.3678 | 10 | 16.1689 | 0 | 16.1689 | 0 | 0 | 0 | 0 | 0 | 0 | 0 | 0 | 0 | 0 | 68.1325 | 0 | 2.8101 | 36.8675 | 0 | 0 | 0
5262 | 90.9519 | 0 | 90.9519 | 54.0432 | 2 | 9.0806 | 10 | 15.8281 | 0 | 15.8281 | 0 | 0 | 0 | 0 | 0 | 0 | 0 | 0 | 0 | 0 | 66.0432 | 0 | 2.7286 | 38.9568 | 0 | 0 | 0
5263 | 93.4119 | 0 | 93.4119 | 46.7774 | 2 | 8.0816 | 10 | 14.9505 | 11.6024 | 14.9505 | 11.6024 | 0 | 0 | 0 | 0 | 0 | 0 | 0 | 0 | 0 | 58.7774 | 0 | 2.8024 | 46.2226 | 0 | 0 | 0
5264 | 93.246 | 0 | 93.246 | 42.9 | 2 | 7.0329 | 6.2507 | 15.0305 | 20.0318 | 15.0305 | 20.0318 | 0 | 0 | 0 | 0 | 0 | 0 | 0 | 0 | 0 | 51.1507 | 0 | 2.7974 | 53.8493 | 0 | 0 | 0
5265 | 92.8804 | 0 | 92.8804 | 42.9 | 2 | 0 | 4 | 13.1517 | 32.8468 | 13.1517 | 32.8468 | 0 | 0 | 2.0182 | 0 | 0 | 0 | 2.0182 | 0 | 1.8164 | 48.9 | 0 | 2.7864 | 61.7668 | 0 | 0 | 0
5266 | 91.3517 | 0 | 91.3517 | 42.9 | 2 | 7.1054e-15 | 4 | 14.0783 | 34.4492 | 14.0783 | 34.4492 | 0 | 0 | 6.0758 | 0 | 0 | 0 | 6.0758 | 0 | 7.2846 | 48.9 | 0 | 2.7406 | 61.2764 | 0 | 0 | 0
5267 | 88.5895 | 0 | 88.5895 | 42.9 | 2 | 0 | 4 | 14.7061 | 43.4565 | 14.7061 | 43.4565 | 0 | 0 | 12 | 0 | 6.4731 | 0 | 18.4731 | 0 | 24.0525 | 48.9 | 0 | 2.6577 | 59.7778 | 0 | 0 | 0
5268 | 91.456 | 0 | 91.456 | 42.9 | 2 | 7.1054e-15 | 4 | 14.5624 | 42.5897 | 14.5624 | 42.5897 | 0 | 0 | 12 | 0 | 2.5961 | 0 | 14.5961 | 0 | 37.246 | 48.9 | 0 | 2.7437 | 60.2465 | 0 | 0 | 0
5269 | 87.9741 | 0 | 87.9741 | 42.9 | 2 | 7.1054e-15 | 4 | 11.9372 | 43.8152 | 11.9372 | 43.8152 | 0 | 0 | 12 | 0 | 4.6783 | 0 | 16.6783 | 0 | 52.3592 | 48.9 | 0 | 2.6392 | 59.9948 | 0 | 0 | 0
5270 | 88.2333 | 0 | 88.2333 | 42.9 | 2 | 0 | 4 | 13.3097 | 37.2793 | 13.3097 | 37.2793 | 0 | 0 | 9.2394 | 0 | 2.0163 | 0 | 11.2557 | 0 | 62.5336 | 48.9 | 0 | 2.647 | 60.6503 | 0 | 0 | 0
5271 | 85.7328 | 0 | 85.7328 | 42.9 | 2 | 0 | 4 | 13.743 | 30.092 | 13.743 | 29.019 | 0 | 1.073 | 0 | 0 | 5.9292 | 0 | 5.9292 | 0 | 68 | 48.9 | 0 | 2.572 | 73.1644 | 0 | 5.3291e-15 | 0
5272 | 91.904 | 0 | 91.904 | 42.9 | 2 | 5.8154 | 4 | 14.6363 | 22.5523 | 14.6363 | 22.5523 | 0 | 0 | 0 | 0 | 0 | 0 | 0 | 0 | 68 | 48.9 | 0 | 2.7571 | 78.8983 | 0 | 0 | 0
5273 | 93.5037 | 0 | 93.5037 | 44.619 | 2 | 8.2333 | 10 | 14.8435 | 10.5459 | 14.8435 | 10.5459 | 0 | 0 | 0 | 3.262 | 0 | 0 | 0 | 3.262 | 64.3755 | 56.619 | 0 | 2.8051 | 67.119 | 0 | 0 | 0
5274 | 101.7386 | 0 | 101.7386 | 42.9 | 2 | 10.2307 | 9.7494 | 17.0995 | 5.2427e-15 | 17.0995 | 5.2427e-15 | 0 | 0 | 0 | 12 | 0 | 7.759 | 0 | 19.759 | 42.6264 | 54.6494 | 0 | 3.0522 | 52.5916 | 0 | 0 | 0
5275 | 103.3609 | 0 | 103.3609 | 44.4254 | 2 | 10.7831 | 10 | 14.1524 | 0 | 14.1524 | 0 | 0 | 0 | 0 | 12 | 0 | 10 | 0 | 22 | 18.4465 | 56.4254 | 0 | 3.1008 | 48.5746 | 0 | 0 | 0
5276 | 108.9432 | 0 | 108.9432 | 55 | 4.9133 | 11.3561 | 10 | 14.9936 | 0 | 14.9936 | 0 | 0 | 0 | 0 | 12 | 0 | 0.6801 | 0 | 12.6801 | 4.3755 | 69.9133 | 0 | 3.2683 | 35.0867 | 0 | 0 | 0
5277 | 105.5809 | 0 | 105.5809 | 55 | 9.6493 | 10.8053 | 10 | 16.1884 | 0 | 16.1884 | 0 | 0 | 0 | 0 | 3.938 | 0 | 0 | 0 | 3.938 | 0 | 74.6493 | 0 | 3.1674 | 30.3507 | 0 | 0 | -1.4211e-14
5278 | 100.4084 | 0 | 100.4084 | 55 | 8.0191 | 10.0397 | 10 | 17.3496 | 0 | 17.3496 | 0 | 0 | 0 | 0 | 0 | 0 | 0 | 0 | 0 | 0 | 73.0191 | 0 | 3.0123 | 31.9809 | 0 | 0 | 0
5279 | 97.6677 | 0 | 97.6677 | 55 | 5.8852 | 9.7463 | 10 | 17.0361 | 0 | 17.0361 | 0 | 0 | 0 | 0 | 0 | 0 | 0 | 0 | 0 | 0 | 70.8852 | 0 | 2.93 | 34.1148 | 0 | 0 | 0
5280 | 86.4518 | 0 | 86.4518 | 51.3009 | 2 | 8.7035 | 10 | 14.4473 | 0 | 14.4473 | 0 | 0 | 0 | 0 | 0 | 0 | 0 | 0 | 0 | 0 | 63.3009 | 0 | 2.5936 | 41.6991 | 0 | 0 | 0
5281 | 87.5361 | 0 | 87.5361 | 52.2715 | 2 | 8.837 | 10 | 14.4276 | 0 | 14.4276 | 0 | 0 | 0 | 0 | 0 | 0 | 0 | 0 | 0 | 0 | 64.2715 | 0 | 2.6261 | 40.7285 | 0 | 0 | 0
5282 | 88.8228 | 0 | 88.8228 | 52.5651 | 2 | 8.8774 | 10 | 15.3803 | 0 | 15.3803 | 0 | 0 | 0 | 0 | 0 | 0 | 0 | 0 | 0 | 0 | 64.5651 | 0 | 2.6647 | 40.4349 | 0 | 0 | 0
5283 | 87.0886 | 0 | 87.0886 | 53.1996 | 2 | 8.9646 | 10 | 12.9243 | 0 | 12.9243 | 0 | 0 | 0 | 0 | 0 | 0 | 0 | 0 | 0 | 0 | 65.1996 | 0 | 2.6127 | 39.8004 | 0 | 0 | 0
5284 | 88.5136 | 0 | 88.5136 | 54.9733 | 2 | 9.2085 | 10 | 12.3318 | 0 | 12.3318 | 0 | 0 | 0 | 0 | 0 | 0 | 0 | 0 | 0 | 0 | 66.9733 | 0 | 2.6554 | 38.0267 | 0 | 0 | 0
5285 | 89.5838 | 0 | 89.5838 | 54.6811 | 2 | 9.1683 | 10 | 13.7344 | 0 | 13.7344 | 0 | 0 | 0 | 0 | 0 | 0 | 0 | 0 | 0 | 0 | 66.6811 | 0 | 2.6875 | 38.3189 | 0 | 0 | 0
5286 | 91.1539 | 0 | 91.1539 | 55 | 4.3193 | 9.531 | 10 | 12.3036 | 0 | 12.3036 | 0 | 0 | 0 | 0 | 0 | 0 | 0 | 0 | 0 | 0 | 69.3193 | 0 | 2.7346 | 35.6807 | 0 | 0 | 0
5287 | 89.5464 | 0 | 89.5464 | 46.4534 | 2 | 8.037 | 10 | 12.256 | 10.8 | 12.256 | 10.8 | 0 | 0 | 0 | 0 | 0 | 0 | 0 | 0 | 0 | 58.4534 | 0 | 2.6864 | 46.5466 | 0 | 0 | 0
5288 | 88.1121 | 0 | 88.1121 | 42.9 | 2 | 3.8235 | 4 | 12.4958 | 22.8928 | 12.4958 | 22.8928 | 0 | 0 | 0 | 0 | 0 | 0 | 0 | 0 | 0 | 48.9 | 0 | 2.6434 | 58.6494 | 0 | 0 | 0
5289 | 89.3853 | 0 | 89.3853 | 42.9 | 2 | 0 | 4 | 13.0065 | 29.033 | 13.0065 | 29.033 | 0 | 0 | 1.5542 | 0 | 0 | 0 | 1.5542 | 0 | 1.3988 | 48.9 | 0 | 2.6816 | 61.8229 | 0 | 0 | 0
5290 | 85.7748 | 0 | 85.7748 | 42.9 | 2 | 0 | 4 | 10.9713 | 35.7715 | 10.9713 | 35.7715 | 0 | 0 | 9.868 | 0 | 0 | 0 | 9.868 | 0 | 10.28 | 48.9 | 0 | 2.5732 | 60.818 | 0 | 0 | 0
5291 | 88.375 | 0 | 88.375 | 42.9 | 2 | 7.1054e-15 | 4 | 12.2991 | 36.3755 | 12.2991 | 36.3755 | 0 | 0 | 9.1996 | 0 | 0 | 0 | 9.1996 | 0 | 18.5597 | 48.9 | 0 | 2.6512 | 60.8988 | 0 | 0 | 0
5292 | 83.8715 | 0 | 83.8715 | 42.9 | 2 | 0 | 4 | 10.1789 | 44.4154 | 10.1789 | 44.4154 | 0 | 0 | 12 | 0 | 7.6227 | 0 | 19.6227 | 0 | 36.3875 | 48.9 | 0 | 2.5161 | 59.6389 | 0 | 0 | 0
5293 | 84.8132 | 0 | 84.8132 | 42.9 | 2 | 0 | 4 | 9.7813 | 42.1991 | 9.7813 | 42.1991 | 0 | 0 | 12 | 0 | 4.0672 | 0 | 16.0672 | 0 | 50.9372 | 48.9 | 0 | 2.5444 | 60.0687 | 0 | 0 | 0
5294 | 82.5332 | 0 | 82.5332 | 42.9 | 2 | 0 | 4 | 11.9428 | 33.8574 | 11.9428 | 33.8574 | 0 | 0 | 8.7115 | 0 | 3.4555 | 0 | 12.167 | 0 | 61.9634 | 48.9 | 0 | 2.476 | 60.5401 | 0 | 0 | 0
5295 | 85.3334 | 0 | 85.3334 | 42.9 | 2 | 7.1054e-15 | 4 | 11.6546 | 29.6649 | 11.6546 | 29.6649 | 0 | 0 | 0 | 0 | 4.886 | 0 | 4.886 | 0 | 66.4681 | 48.9 | 0 | 2.56 | 73.4202 | 0 | 0 | 0
5296 | 90.2158 | 0 | 90.2158 | 42.9 | 2 | 6.734 | 4.0766 | 12.0168 | 22.4884 | 12.0168 | 22.4884 | 0 | 0 | 0 | 0 | 0 | 0 | 0 | 0 | 66.4681 | 48.9766 | 0 | 2.7065 | 78.0234 | 0 | 0 | -1.4211e-14
5297 | 91.6703 | 0 | 91.6703 | 45.7906 | 2 | 8.3142 | 10 | 12.4389 | 10.4482 | 12.4389 | 10.4482 | 0 | 0 | 0 | 2.6785 | 0 | 0 | 0 | 2.6785 | 63.492 | 57.7906 | 0 | 2.7501 | 66.5309 | 0 | 0 | 0
5298 | 95.1603 | 0 | 95.1603 | 44.3879 | 2 | 9.7708 | 10 | 14.3263 | 5.3105e-15 | 14.3263 | 5.3105e-15 | 0 | 0 | 0 | 12 | 0 | 2.6754 | 0 | 14.6754 | 47.2568 | 56.3879 | 0 | 2.8548 | 55.9368 | 0 | 1.4211e-14 | 0
5299 | 103.4968 | 0 | 103.4968 | 45.0023 | 2 | 10.8624 | 10 | 13.6321 | 0 | 13.6321 | 0 | 0 | 0 | 0 | 12 | 0 | 10 | 0 | 22 | 23.077 | 57.0023 | 0 | 3.1049 | 47.9977 | 0 | 0 | 0
5300 | 104.5139 | 0 | 104.5139 | 51.4204 | 2 | 10.9682 | 10 | 13.7739 | 0 | 13.7739 | 0 | 0 | 0 | 0 | 12 | 0 | 4.3514 | 0 | 16.3514 | 5.0239 | 63.4204 | 0 | 3.1354 | 41.5796 | 0 | 0 | 0
5301 | 100.7396 | 0 | 100.7396 | 55 | 6.9119 | 10.5092 | 10 | 13.7971 | 0 | 13.7971 | 0 | 0 | 0 | 0 | 4.5215 | 0 | 0 | 0 | 4.5215 | -8.8818e-16 | 71.9119 | 0 | 3.0222 | 33.0881 | 0 | 0 | 0
5302 | 96.5132 | 0 | 96.5132 | 55 | 7.1828 | 9.9247 | 10 | 14.4056 | 0 | 14.4056 | 0 | 0 | 0 | 0 | -7.9936e-16 | 0 | 0 | 0 | -7.9936e-16 | 0 | 72.1828 | 0 | 2.8954 | 32.8172 | 0 | 0 | 0
5303 | 96.0958 | 0 | 96.0958 | 55 | 6.0815 | 9.7733 | 10 | 15.241 | 0 | 15.241 | 0 | 0 | 0 | 0 | 0 | 0 | 0 | 0 | 0 | 0 | 71.0815 | 0 | 2.8829 | 33.9185 | 0 | 0 | 0
5304 | 89.3207 | 0 | 89.3207 | 51.8519 | 2 | 8.7793 | 10 | 16.6896 | 0 | 16.6896 | 0 | 0 | 0 | 0 | 0 | 0 | 0 | 0 | 0 | 0 | 63.8519 | 0 | 2.6796 | 41.1481 | 0 | 0 | 0
5305 | 90.2629 | 0 | 90.2629 | 52.7368 | 2 | 8.901 | 10 | 16.6251 | 0 | 16.6251 | 0 | 0 | 0 | 0 | 0 | 0 | 0 | 0 | 0 | 0 | 64.7368 | 0 | 2.7079 | 40.2632 | 0 | 0 | 0
5306 | 91.2856 | 0 | 91.2856 | 53.4572 | 2 | 9 | 10 | 16.8284 | 0 | 16.8284 | 0 | 0 | 0 | 0 | 0 | 0 | 0 | 0 | 0 | 0 | 65.4572 | 0 | 2.7386 | 39.5428 | 0 | 0 | 0
5307 | 93.3563 | 0 | 93.3563 | 55 | 3.6463 | 9.4385 | 10 | 15.2715 | 0 | 15.2715 | 0 | 0 | 0 | 0 | 0 | 0 | 0 | 0 | 0 | 0 | 68.6463 | 0 | 2.8007 | 36.3537 | 0 | 0 | 0
5308 | 95.9463 | 0 | 95.9463 | 55 | 3.9342 | 9.4781 | 10 | 17.5341 | 0 | 17.5341 | 0 | 0 | 0 | 0 | 0 | 0 | 0 | 0 | 0 | 0 | 68.9342 | 0 | 2.8784 | 36.0658 | 0 | 0 | 0
5309 | 95.7982 | 0 | 95.7982 | 55 | 4.37 | 9.538 | 10 | 16.8902 | 0 | 16.8902 | 0 | 0 | 0 | 0 | 0 | 0 | 0 | 0 | 0 | 0 | 69.37 | 0 | 2.8739 | 35.63 | 0 | 0 | 0
5310 | 95.5403 | 0 | 95.5403 | 55 | 4.6909 | 9.5821 | 10 | 16.2673 | 0 | 16.2673 | 0 | 0 | 0 | 0 | 0 | 0 | 0 | 0 | 0 | 0 | 69.6909 | 0 | 2.8662 | 35.3091 | 0 | 0 | 0
5311 | 92.4212 | 0 | 92.4212 | 45.0674 | 2 | 7.8465 | 10 | 14.9675 | 12.5398 | 14.9675 | 12.5398 | 0 | 0 | 0 | 0 | 0 | 0 | 0 | 0 | 0 | 57.0674 | 0 | 2.7726 | 47.9326 | 0 | 0 | 0
5312 | 93.7731 | 0 | 93.7731 | 42.9 | 2 | 6.8241 | 4.7316 | 15.6854 | 21.632 | 15.6854 | 21.632 | 0 | 0 | 0 | 0 | 0 | 0 | 0 | 0 | 0 | 49.6316 | 0 | 2.8132 | 55.3684 | 0 | 0 | 0
5313 | 94.6321 | 0 | 94.6321 | 42.9 | 2 | 4.0182 | 4 | 13.8371 | 27.8769 | 13.8371 | 27.8769 | 0 | 0 | 0 | 0 | 0 | 0 | 0 | 0 | 0 | 48.9 | 0 | 2.839 | 58.4783 | 0 | 0 | -1.4211e-14
5314 | 94.2504 | 0 | 94.2504 | 42.9 | 2 | 0 | 4 | 14.5517 | 38.3216 | 14.5517 | 38.3216 | 0 | 0 | 7.523 | 0 | 0 | 0 | 7.523 | 0 | 6.7707 | 48.9 | 0 | 2.8275 | 61.1014 | 0 | 0 | 0
5315 | 94.2489 | 0 | 94.2489 | 42.9 | 2 | 7.1054e-15 | 4 | 12.1745 | 42.825 | 12.1745 | 42.825 | 0 | 0 | 9.6506 | 0 | 0 | 0 | 9.6506 | 0 | 15.4563 | 48.9 | 0 | 2.8275 | 60.8443 | 0 | 0 | 0
5316 | 91.1618 | 0 | 91.1618 | 42.9 | 2 | 7.1054e-15 | 4 | 13.6338 | 41.0526 | 13.6338 | 41.0526 | 0 | 0 | 12 | 0 | 0.42457 | 0 | 12.4246 | 0 | 26.6477 | 48.9 | 0 | 2.7349 | 60.509 | 0 | 0 | 0
5317 | 91.4373 | 0 | 91.4373 | 42.9 | 2 | 7.1054e-15 | 4 | 13.3193 | 43.2676 | 13.3193 | 43.2676 | 0 | 0 | 12 | 0 | 2.0496 | 0 | 14.0496 | 0 | 39.3373 | 48.9 | 0 | 2.7431 | 60.3125 | 0 | 0 | 0
5318 | 89.5054 | 0 | 89.5054 | 42.9 | 2 | 0 | 4 | 13.1517 | 39.2727 | 13.1517 | 39.2727 | 0 | 0 | 11.8189 | 0 | 0 | 0 | 11.8189 | 0 | 49.9744 | 48.9 | 0 | 2.6852 | 62.6852 | 0 | 0 | 0
5319 | 90.621 | 0 | 90.621 | 42.9 | 2 | 1.8262 | 4 | 11.3225 | 28.5723 | 11.3225 | 28.5723 | 0 | 0 | 0 | 0 | 0 | 0 | 0 | 0 | 49.9744 | 48.9 | 0 | 2.7186 | 74.5083 | 0 | 0 | 0
5320 | 94.3402 | 0 | 94.3402 | 42.9 | 2 | 6.8821 | 5.1537 | 14.4013 | 23.0031 | 14.4013 | 23.0031 | 0 | 0 | 0 | 0 | 0 | 0 | 0 | 0 | 49.9744 | 50.0537 | 0 | 2.8302 | 69.0493 | 0 | 0 | -1.4211e-14
5321 | 95.5174 | 0 | 95.5174 | 42.9 | 2 | 8.4705 | 4.1558 | 15.1617 | 10.279 | 15.1617 | 10.279 | 0 | 0 | 0 | 12 | 0 | 0.5504 | 0 | 12.5504 | 36.044 | 49.0558 | 0 | 2.8655 | 57.4968 | 0 | 0 | 0
5322 | 101.8706 | 0 | 101.8706 | 50.1052 | 2 | 10.4025 | 10 | 15.8102 | 5.1404e-15 | 15.8102 | 5.1404e-15 | 0 | 0 | 0 | 12 | 0 | 1.5526 | 0 | 13.5526 | 21.0266 | 62.1052 | 0 | 3.0561 | 42.8948 | 0 | 0 | 0
5323 | 105.0196 | 0 | 105.0196 | 55 | 3.1038 | 11.0138 | 10 | 13.902 | 0 | 13.902 | 0 | 0 | 0 | 0 | 12 | 0 | 0 | 0 | 12 | 7.6933 | 68.1038 | 0 | 3.1506 | 36.8962 | 0 | 0 | 0
5324 | 109.5522 | 0 | 109.5522 | 55 | 11.3365 | 11.4479 | 10 | 14.8438 | 0 | 14.8438 | 0 | 0 | 0 | 0 | 6.924 | 0 | 0 | 0 | 6.924 | 0 | 76.3365 | 0 | 3.2866 | 28.6635 | 0 | 0 | 0
5325 | 108.9176 | 0 | 108.9176 | 55 | 15.529 | 11.0723 | 10 | 17.3162 | 0 | 17.3162 | 0 | 0 | 0 | 0 | 0 | 0 | 0 | 0 | 0 | 0 | 80.529 | 0 | 3.2675 | 24.471 | 0 | 0 | 0
5326 | 104.8282 | 0 | 104.8282 | 55 | 10.9167 | 10.4381 | 10 | 18.4734 | 0 | 18.4734 | 0 | 0 | 0 | 0 | 0 | 0 | 0 | 0 | 0 | 0 | 75.9167 | 0 | 3.1448 | 29.0833 | 0 | 0 | 0
5327 | 101.8098 | 0 | 101.8098 | 55 | 8.7806 | 10.1444 | 10 | 17.8847 | 0 | 17.8847 | 0 | 0 | 0 | 0 | 0 | 0 | 0 | 0 | 0 | 0 | 73.7806 | 0 | 3.0543 | 31.2194 | 0 | 0 | 0
5328 | 81.8286 | 0 | 81.8286 | 44.3024 | 2 | 7.7413 | 10 | 17.7849 | 0 | 17.7849 | 0 | 0 | 0 | 0 | 0 | 0 | 0 | 0 | 0 | 0 | 56.3024 | 0 | 2.4549 | 48.6976 | 0 | 0 | 0
5329 | 82.9373 | 0 | 82.9373 | 45.9637 | 2 | 7.9697 | 10 | 17.004 | 0 | 17.004 | 0 | 0 | 0 | 0 | 0 | 0 | 0 | 0 | 0 | 0 | 57.9637 | 0 | 2.4881 | 47.0363 | 0 | 0 | 0
5330 | 83.3939 | 0 | 83.3939 | 45.2089 | 2 | 7.8659 | 10 | 18.3191 | 0 | 18.3191 | 0 | 0 | 0 | 0 | 0 | 0 | 0 | 0 | 0 | 0 | 57.2089 | 0 | 2.5018 | 47.7911 | 0 | 0 | 0
5331 | 84.8485 | 0 | 84.8485 | 48.4751 | 2 | 8.315 | 10 | 16.0584 | 0 | 16.0584 | 0 | 0 | 0 | 0 | 0 | 0 | 0 | 0 | 0 | 0 | 60.4751 | 0 | 2.5455 | 44.5249 | 0 | 0 | 0
5332 | 86.3786 | 0 | 86.3786 | 49.3762 | 2 | 8.4389 | 10 | 16.5635 | 0 | 16.5635 | 0 | 0 | 0 | 0 | 0 | 0 | 0 | 0 | 0 | 0 | 61.3762 | 0 | 2.5914 | 43.6238 | 0 | 0 | 0
5333 | 85.1529 | 0 | 85.1529 | 48.8015 | 2 | 8.3599 | 10 | 15.9915 | 0 | 15.9915 | 0 | 0 | 0 | 0 | 0 | 0 | 0 | 0 | 0 | 0 | 60.8015 | 0 | 2.5546 | 44.1985 | 0 | 0 | 0
5334 | 85.7952 | 0 | 85.7952 | 50.7487 | 2 | 8.6276 | 10 | 14.4189 | 0 | 14.4189 | 0 | 0 | 0 | 0 | 0 | 0 | 0 | 0 | 0 | 0 | 62.7487 | 0 | 2.5739 | 42.2513 | 0 | 0 | 0
5335 | 85.3295 | 0 | 85.3295 | 42.9 | 2 | 6.8042 | 4.587 | 16.2055 | 12.8328 | 16.2055 | 12.8328 | 0 | 0 | 0 | 0 | 0 | 0 | 0 | 0 | 0 | 49.487 | 0 | 2.5599 | 55.513 | 0 | 0 | 0
5336 | 85.1079 | 0 | 85.1079 | 42.9 | 2 | 7.1054e-15 | 4 | 14.1127 | 24.8557 | 14.1127 | 24.8557 | 0 | 0 | 2.7605 | 0 | 0 | 0 | 2.7605 | 0 | 2.4844 | 48.9 | 0 | 2.5532 | 61.6771 | 0 | 0 | 0
5337 | 83.9011 | 0 | 83.9011 | 42.9 | 2 | 0 | 4 | 13.6891 | 38.2309 | 13.6891 | 38.2309 | 0 | 0 | 12 | 0 | 4.9189 | 0 | 16.9189 | 0 | 17.8194 | 48.9 | 0 | 2.517 | 59.9657 | 0 | 0 | 0
5338 | 86.8665 | 0 | 86.8665 | 42.9 | 2 | 0 | 4 | 15.7277 | 43.0559 | 15.7277 | 43.0559 | 0 | 0 | 12 | 0 | 8.8172 | 0 | 20.8172 | 0 | 36.7484 | 48.9 | 0 | 2.606 | 59.4945 | 0 | 0 | 0
5339 | 83.5677 | 0 | 83.5677 | 42.9 | 2 | 0 | 4 | 13.6711 | 52.3445 | 13.6711 | 40.9537 | 0 | 11.3908 | 12 | 0 | 7.957 | 0 | 19.957 | 0 | 54.8844 | 48.9 | 0 | 2.507 | 58.2216 | 0 | 3.5527e-15 | 0
5340 | 85.2769 | 0 | 85.2769 | 42.9 | 2 | 0 | 4 | 13.903 | 55 | 13.903 | 34.4739 | 0 | 20.5261 | 12 | 0 | 0 | 0 | 12 | 0 | 65.6844 | 48.9 | 0 | 2.5583 | 68.0792 | 0 | 0 | 0
5341 | 80.5195 | 0 | 80.5195 | 42.9 | 2 | 0 | 4 | 15.1513 | 50.614 | 15.1513 | 19.0411 | 0 | 31.573 | 2.5729 | 0 | 0 | 0 | 2.5729 | 0 | 68 | 48.9 | 0 | 2.4156 | 67.8834 | 0 | 4.885e-15 | 0
5342 | 81.4074 | 0 | 81.4074 | 42.9 | 2 | 0 | 4 | 13.5058 | 47.146 | 13.5058 | 19.0016 | 0 | 28.1444 | 0 | 0 | 0 | 0 | 0 | 0 | 68 | 48.9 | 0 | 2.4422 | 80.6088 | 0 | 1.4211e-14 | 0
5343 | 81.3324 | 0 | 81.3324 | 42.9 | 2 | 0 | 4 | 15.4146 | 37.3989 | 15.4146 | 17.0178 | 0 | 20.3811 | 0 | 0 | 0 | 0 | 0 | 0 | 68 | 48.9 | 0 | 2.44 | 81.5472 | 0 | 0 | 0
5344 | 84.4063 | 0 | 84.4063 | 42.9 | 2 | 7.1054e-15 | 4 | 16.5314 | 25.7314 | 16.5314 | 18.9749 | 0 | 6.7565 | 0 | 0 | 0 | 0 | 0 | 0 | 68 | 48.9 | 0 | 2.5322 | 83.1941 | 0 | 0 | 0
5345 | 88.3739 | 0 | 88.3739 | 42.9 | 2 | 7.2347 | 7.7184 | 15.0887 | 13.4319 | 15.0887 | 13.4319 | 0 | 0 | 0 | 0 | 0 | 0 | 0 | 0 | 68 | 52.6184 | 0 | 2.6512 | 74.3816 | 0 | 0 | 0
5346 | 95.1153 | 0 | 95.1153 | 42.9 | 2 | 9.6518 | 6.1604 | 15.2657 | 6.5477e-15 | 15.2657 | 6.5477e-15 | 0 | 0 | 0 | 12 | 0 | 7.1375 | 0 | 19.1375 | 46.925 | 51.0604 | 0 | 2.8535 | 56.8021 | 0 | 0 | 0
5347 | 97.6267 | 0 | 97.6267 | 42.9 | 2 | 9.6666 | 6.3542 | 17.6545 | 0 | 17.6545 | 0 | 0 | 0 | 0 | 12 | 0 | 7.0514 | 0 | 19.0514 | 25.9433 | 51.2542 | 0 | 2.9288 | 56.6944 | 0 | 0 | 0
5348 | 102.6595 | 0 | 102.6595 | 47.9007 | 2 | 10.4703 | 10 | 16.0383 | 0 | 16.0383 | 0 | 0 | 0 | 0 | 12 | 0 | 4.2502 | 0 | 16.2502 | 8 | 59.9007 | 0 | 3.0798 | 45.0993 | 0 | 0 | 0
5349 | 97.6621 | 0 | 97.6621 | 51.4071 | 2 | 9.7081 | 10 | 17.3469 | 0 | 17.3469 | 0 | 0 | 0 | 0 | 7.2 | 0 | 0 | 0 | 7.2 | 0 | 63.4071 | 0 | 2.9299 | 41.5929 | 0 | 0 | 0
5350 | 94.2712 | 0 | 94.2712 | 55 | 3.4831 | 9.416 | 10 | 16.372 | 0 | 16.372 | 0 | 0 | 0 | 0 | 0 | 0 | 0 | 0 | 0 | 0 | 68.4831 | 0 | 2.8281 | 36.5169 | 0 | 0 | 0
5351 | 93.6065 | 0 | 93.6065 | 54.6831 | 2 | 9.1686 | 10 | 17.7548 | 0 | 17.7548 | 0 | 0 | 0 | 0 | 0 | 0 | 0 | 0 | 0 | 0 | 66.6831 | 0 | 2.8082 | 38.3169 | 0 | 0 | 0
5352 | 88.1843 | 0 | 88.1843 | 51.8622 | 2 | 8.7807 | 10 | 15.5414 | 0 | 15.5414 | 0 | 0 | 0 | 0 | 0 | 0 | 0 | 0 | 0 | 0 | 63.8622 | 0 | 2.6455 | 41.1378 | 0 | 0 | 0
5353 | 86.5774 | 0 | 86.5774 | 49.8441 | 2 | 8.5032 | 10 | 16.2301 | 0 | 16.2301 | 0 | 0 | 0 | 0 | 0 | 0 | 0 | 0 | 0 | 0 | 61.8441 | 0 | 2.5973 | 43.1559 | 0 | 0 | 0
5354 | 85.6673 | 0 | 85.6673 | 47.5598 | 2 | 8.1891 | 10 | 17.9183 | 0 | 17.9183 | 0 | 0 | 0 | 0 | 0 | 0 | 0 | 0 | 0 | 0 | 59.5598 | 0 | 2.57 | 45.4402 | 0 | 0 | 0
5355 | 89.521 | 0 | 89.521 | 54.4134 | 2 | 9.1315 | 10 | 13.9761 | 0 | 13.9761 | 0 | 0 | 0 | 0 | 0 | 0 | 0 | 0 | 0 | 0 | 66.4134 | 0 | 2.6856 | 38.5866 | 0 | 0 | 0
5356 | 86.8974 | 0 | 86.8974 | 51.2729 | 2 | 8.6997 | 10 | 14.9248 | 0 | 14.9248 | 0 | 0 | 0 | 0 | 0 | 0 | 0 | 0 | 0 | 0 | 63.2729 | 0 | 2.6069 | 41.7271 | 0 | 0 | 0
5357 | 89.0662 | 0 | 89.0662 | 53.1769 | 2 | 8.9615 | 10 | 14.9279 | 0 | 14.9279 | 0 | 0 | 0 | 0 | 0 | 0 | 0 | 0 | 0 | 0 | 65.1769 | 0 | 2.672 | 39.8231 | 0 | 0 | 0
5358 | 87.6975 | 0 | 87.6975 | 53.0896 | 2 | 8.9495 | 10 | 13.6585 | 0 | 13.6585 | 0 | 0 | 0 | 0 | 0 | 0 | 0 | 0 | 0 | 0 | 65.0896 | 0 | 2.6309 | 39.9104 | 0 | 0 | -1.4211e-14
5359 | 87.0956 | 0 | 87.0956 | 43.9292 | 2 | 7.69 | 10 | 11.5449 | 11.9315 | 11.5449 | 11.9315 | 0 | 0 | 0 | 0 | 0 | 0 | 0 | 0 | 0 | 55.9292 | 0 | 2.6129 | 49.0708 | 0 | 0 | 0
5360 | 90.6377 | 0 | 90.6377 | 42.9 | 2 | 4.6174 | 4 | 11.9819 | 25.1383 | 11.9819 | 25.1383 | 0 | 0 | 0 | 0 | 0 | 0 | 0 | 0 | 0 | 48.9 | 0 | 2.7191 | 57.9515 | 0 | 0 | 0
5361 | 86.4099 | 0 | 86.4099 | 42.9 | 2 | 0 | 4 | 13.7933 | 36.9381 | 13.7933 | 36.9381 | 0 | 0 | 12 | 0 | 1.2215 | 0 | 13.2215 | 0 | 11.9262 | 48.9 | 0 | 2.5923 | 60.4126 | 0 | 0 | 0
5362 | 86.5967 | 0 | 86.5967 | 42.9 | 2 | 0 | 4 | 11.9208 | 43.2799 | 11.9208 | 43.2799 | 0 | 0 | 12 | 0 | 5.5039 | 0 | 17.5039 | 0 | 27.8006 | 48.9 | 0 | 2.5979 | 59.895 | 0 | 0 | 0
5363 | 87.7362 | 0 | 87.7362 | 42.9 | 2 | 0 | 4 | 11.1073 | 42.3866 | 11.1073 | 42.3866 | 0 | 0 | 12 | 0 | 2.6576 | 0 | 14.6576 | 0 | 41.0508 | 48.9 | 0 | 2.6321 | 60.239 | 0 | 0 | 0
5364 | 87.5575 | 0 | 87.5575 | 42.9 | 2 | 0 | 4 | 11.0544 | 50.2809 | 11.0544 | 49.6032 | 0 | 0.67771 | 12 | 0 | 10 | 0 | 22 | 0 | 61.0703 | 48.9 | 0 | 2.6267 | 59.2696 | 0 | 0 | 0
5365 | 86.9375 | 0 | 86.9375 | 42.9 | 2 | 0 | 4 | 9.5007 | 44.5091 | 9.5007 | 36.18 | 0 | 8.329 | 5.3333 | 0 | 2.31 | 0 | 7.6433 | 0 | 68 | 48.9 | 0 | 2.6081 | 60.0801 | 0 | 1.7764e-15 | 0
5366 | 85.8746 | 0 | 85.8746 | 42.9 | 2 | 1.4211e-14 | 4 | 11.0347 | 46.696 | 11.0347 | 25.9398 | 0 | 20.7561 | 0 | 0 | 0 | 0 | 0 | 0 | 68 | 48.9 | 0 | 2.5762 | 81.5019 | 0 | 1.4211e-14 | 0
5367 | 83.9223 | 0 | 83.9223 | 42.9 | 2 | 0 | 4 | 10.6809 | 32.8951 | 10.6809 | 24.3415 | 0 | 8.5536 | 0 | 0 | 0 | 0 | 0 | 0 | 68 | 48.9 | 0 | 2.5177 | 82.9769 | 0 | 1.4211e-14 | 0
5368 | 90.3339 | 0 | 90.3339 | 42.9 | 2 | 5.5794 | 4 | 11.716 | 24.1384 | 11.716 | 24.1384 | 0 | 0 | 0 | 0 | 0 | 0 | 0 | 0 | 68 | 48.9 | 0 | 2.71 | 79.1058 | 0 | 0 | 0
5369 | 94.4806 | 0 | 94.4806 | 42.9 | 2 | 8.41 | 8.0698 | 12.9088 | 11.996 | 12.9088 | 11.996 | 0 | 0 | 0 | 8.1961 | 0 | 0 | 0 | 8.1961 | 58.8933 | 52.9698 | 0 | 2.8344 | 65.8342 | 0 | 1.4211e-14 | 0
5370 | 98.7851 | 0 | 98.7851 | 42.9 | 2 | 10.2571 | 7.6998 | 13.9282 | 6.1617e-15 | 13.9282 | 6.1617e-15 | 0 | 0 | 0 | 12 | 0 | 10 | 0 | 22 | 34.7134 | 52.5998 | 0 | 2.9636 | 52.4002 | 0 | 0 | 0
5371 | 102.0688 | 0 | 102.0688 | 44.1754 | 2 | 10.5341 | 10 | 14.9202 | 0 | 14.9202 | 0 | 0 | 0 | 0 | 12 | 0 | 8.4391 | 0 | 20.4391 | 12.2266 | 56.1754 | 0 | 3.0621 | 48.8246 | 0 | 0 | -1.4211e-14
5372 | 105.9276 | 0 | 105.9276 | 55 | 4.9573 | 11.1317 | 10 | 13.8346 | 0 | 13.8346 | 0 | 0 | 0 | 0 | 11.0039 | 0 | 0 | 0 | 11.0039 | 0 | 69.9573 | 0 | 3.1778 | 35.0427 | 0 | 0 | 0
5373 | 101.7147 | 0 | 101.7147 | 55 | 12.613 | 10.6714 | 10 | 13.4303 | 0 | 13.4303 | 0 | 0 | 0 | 0 | 0 | 0 | 0 | 0 | 0 | 0 | 77.613 | 0 | 3.0514 | 27.387 | 0 | 0 | -1.4211e-14
5374 | 99.109 | 0 | 99.109 | 55 | 9.0329 | 10.1791 | 10 | 14.8969 | 0 | 14.8969 | 0 | 0 | 0 | 0 | 0 | 0 | 0 | 0 | 0 | 0 | 74.0329 | 0 | 2.9733 | 30.9671 | 0 | 0 | 0
5375 | 96.3082 | 0 | 96.3082 | 55 | 5.9118 | 9.75 | 10 | 15.6465 | 0 | 15.6465 | 0 | 0 | 0 | 0 | 0 | 0 | 0 | 0 | 0 | 0 | 70.9118 | 0 | 2.8892 | 34.0882 | 0 | 0 | 0
5376 | 84.2643 | 0 | 84.2643 | 47.1333 | 2 | 8.1305 | 10 | 17.0005 | 0 | 17.0005 | 0 | 0 | 0 | 0 | 0 | 0 | 0 | 0 | 0 | 0 | 59.1333 | 0 | 2.5279 | 45.8667 | 0 | 0 | 0
5377 | 86.8682 | 0 | 86.8682 | 49.3732 | 2 | 8.4385 | 10 | 17.0565 | 0 | 17.0565 | 0 | 0 | 0 | 0 | 0 | 0 | 0 | 0 | 0 | 0 | 61.3732 | 0 | 2.606 | 43.6268 | 0 | 0 | 0
5378 | 87.7974 | 0 | 87.7974 | 51.9304 | 2 | 8.7901 | 10 | 15.0769 | 0 | 15.0769 | 0 | 0 | 0 | 0 | 0 | 0 | 0 | 0 | 0 | 0 | 63.9304 | 0 | 2.6339 | 41.0696 | 0 | 0 | 0
5379 | 87.4745 | 0 | 87.4745 | 51.0706 | 2 | 8.6719 | 10 | 15.732 | 0 | 15.732 | 0 | 0 | 0 | 0 | 0 | 0 | 0 | 0 | 0 | 0 | 63.0706 | 0 | 2.6242 | 41.9294 | 0 | 0 | 0
5380 | 88.4972 | 0 | 88.4972 | 51.8952 | 2 | 8.7852 | 10 | 15.8167 | 0 | 15.8167 | 0 | 0 | 0 | 0 | 0 | 0 | 0 | 0 | 0 | 0 | 63.8952 | 0 | 2.6549 | 41.1048 | 0 | 0 | 0
5381 | 87.9841 | 0 | 87.9841 | 50.5057 | 2 | 8.5942 | 10 | 16.8843 | 0 | 16.8843 | 0 | 0 | 0 | 0 | 0 | 0 | 0 | 0 | 0 | 0 | 62.5057 | 0 | 2.6395 | 42.4943 | 0 | 0 | 0
5382 | 87.2662 | 0 | 87.2662 | 50.1819 | 2 | 8.5497 | 10 | 16.5346 | 0 | 16.5346 | 0 | 0 | 0 | 0 | 0 | 0 | 0 | 0 | 0 | 0 | 62.1819 | 0 | 2.618 | 42.8181 | 0 | 0 | 0
5383 | 89.9633 | 0 | 89.9633 | 44.6978 | 2 | 7.7956 | 10 | 13.646 | 11.8238 | 13.646 | 11.8238 | 0 | 0 | 0 | 0 | 0 | 0 | 0 | 0 | 0 | 56.6978 | 0 | 2.6989 | 48.3022 | 0 | 0 | 0
5384 | 87.3288 | 0 | 87.3288 | 42.9 | 2 | 1.4737 | 4 | 14.176 | 22.7791 | 14.176 | 22.7791 | 0 | 0 | 0 | 0 | 0 | 0 | 0 | 0 | 0 | 48.9 | 0 | 2.6199 | 60.7152 | 0 | 0 | 0
5385 | 89.1027 | 0 | 89.1027 | 42.9 | 2 | 7.1054e-15 | 4 | 13.6735 | 33.6885 | 13.6735 | 33.6885 | 0 | 0 | 7.1592 | 0 | 0 | 0 | 7.1592 | 0 | 6.4433 | 48.9 | 0 | 2.6731 | 61.1454 | 0 | 0 | 0
5386 | 88.3464 | 0 | 88.3464 | 42.9 | 2 | 7.1054e-15 | 4 | 13.5262 | 41.4027 | 13.5262 | 41.4027 | 0 | 0 | 12 | 0 | 3.4825 | 0 | 15.4825 | 0 | 20.4541 | 48.9 | 0 | 2.6504 | 60.1393 | 0 | 0 | 0
5387 | 84.9317 | 0 | 84.9317 | 42.9 | 2 | 0 | 4 | 13.7334 | 45.6923 | 13.7334 | 44.2983 | 0 | 1.3941 | 12 | 0 | 10 | 0 | 22 | 0 | 40.4736 | 48.9 | 0 | 2.548 | 59.183 | 0 | 0 | 0
5388 | 85.5142 | 0 | 85.5142 | 42.9 | 2 | 0 | 4 | 12.2038 | 50.7816 | 12.2038 | 44.6209 | 0 | 6.1607 | 12 | 0 | 8.2105 | 0 | 20.2105 | 0 | 58.8433 | 48.9 | 0 | 2.5654 | 58.8232 | 0 | 3.5527e-15 | 0
5389 | 86.1652 | 0 | 86.1652 | 42.9 | 2 | 7.1054e-15 | 4 | 12.2553 | 42.1935 | 12.2553 | 35.184 | 0 | 7.0095 | 10.1741 | 0 | 0 | 0 | 10.1741 | 0 | 68 | 48.9 | 0 | 2.585 | 69.9337 | 0 | 0 | -3.5527e-15
5390 | 85.9865 | 0 | 85.9865 | 42.9 | 2 | 0 | 4 | 12.3905 | 40.2307 | 12.3905 | 24.6961 | 0 | 15.5346 | 0 | 0 | 0 | 0 | 0 | 0 | 68 | 48.9 | 0 | 2.5796 | 82.133 | 0 | 0 | 0
5391 | 86.1001 | 0 | 86.1001 | 42.9 | 2 | 0 | 4 | 12.9729 | 35.4489 | 12.9729 | 24.2271 | 0 | 11.2217 | 0 | 0 | 0 | 0 | 0 | 0 | 68 | 48.9 | 0 | 2.583 | 82.6544 | 0 | 0 | 0
5392 | 86.4199 | 0 | 86.4199 | 42.9 | 2 | 0.51108 | 4 | 14.3843 | 22.6246 | 14.3843 | 22.6246 | 0 | 0 | 0 | 0 | 0 | 0 | 0 | 0 | 68 | 48.9 | 0 | 2.5926 | 83.5615 | 0 | 0 | -1.4211e-14
5393 | 92.7719 | 0 | 92.7719 | 42.9 | 2 | 8.1358 | 5.5035 | 13.7715 | 11.6927 | 13.7715 | 11.6927 | 0 | 0 | 0 | 8.7683 | 0 | 0 | 0 | 8.7683 | 58.2574 | 50.4035 | 0 | 2.7832 | 67.8282 | 0 | 0 | 0
5394 | 97.193 | 0 | 97.193 | 42.9 | 2 | 10.0772 | 6.3915 | 13.8243 | 6.0121e-15 | 13.8243 | 6.0121e-15 | 0 | 0 | 0 | 12 | 0 | 10 | 0 | 22 | 34.0776 | 51.2915 | 0 | 2.9158 | 53.7085 | 0 | 0 | 0
5395 | 103.2258 | 0 | 103.2258 | 44.5105 | 2 | 10.5801 | 10 | 15.6961 | 0 | 15.6961 | 0 | 0 | 0 | 0 | 12 | 0 | 8.4391 | 0 | 20.4391 | 11.5908 | 56.5105 | 0 | 3.0968 | 48.4895 | 0 | 1.4211e-14 | 0
5396 | 107.9753 | 0 | 107.9753 | 55 | 6.0612 | 11.2048 | 10 | 15.2776 | 0 | 15.2776 | 0 | 0 | 0 | 0 | 10.4317 | 0 | 0 | 0 | 10.4317 | 0 | 71.0612 | 0 | 3.2393 | 33.9388 | 0 | 1.4211e-14 | 0
5397 | 101.5859 | 0 | 101.5859 | 55 | 9.6879 | 10.2692 | 10 | 16.6288 | 0 | 16.6288 | 0 | 0 | 0 | 0 | 0 | 0 | 0 | 0 | 0 | 0 | 74.6879 | 0 | 3.0476 | 30.3121 | 0 | 0 | 0
5398 | 97.5411 | 0 | 97.5411 | 55 | 8.0636 | 10.0458 | 10 | 14.4316 | 0 | 14.4316 | 0 | 0 | 0 | 0 | 0 | 0 | 0 | 0 | 0 | 0 | 73.0636 | 0 | 2.9262 | 31.9364 | 0 | 0 | 0
5399 | 92.5579 | 0 | 92.5579 | 52.0012 | 2 | 8.7998 | 10 | 19.7569 | 0 | 19.7569 | 0 | 0 | 0 | 0 | 0 | 0 | 0 | 0 | 0 | 0 | 64.0012 | 0 | 2.7767 | 40.9988 | 0 | 0 | 0
5400 | 85.8536 | 0 | 85.8536 | 45.9256 | 2 | 7.9645 | 10 | 19.9635 | 0 | 19.9635 | 0 | 0 | 0 | 0 | 0 | 0 | 0 | 0 | 0 | 0 | 57.9256 | 0 | 2.5756 | 47.0744 | 0 | 0 | 0
5401 | 85.2141 | 0 | 85.2141 | 46.0652 | 2 | 7.9836 | 10 | 19.1653 | 0 | 19.1653 | 0 | 0 | 0 | 0 | 0 | 0 | 0 | 0 | 0 | 0 | 58.0652 | 0 | 2.5564 | 46.9348 | 0 | 0 | 0
5402 | 87.6496 | 0 | 87.6496 | 47.1407 | 2 | 8.1315 | 10 | 20.3774 | 0 | 20.3774 | 0 | 0 | 0 | 0 | 0 | 0 | 0 | 0 | 0 | 0 | 59.1407 | 0 | 2.6295 | 45.8593 | 0 | 1.4211e-14 | 0
5403 | 87.0289 | 0 | 87.0289 | 48.4752 | 2 | 8.315 | 10 | 18.2386 | 0 | 18.2386 | 0 | 0 | 0 | 0 | 0 | 0 | 0 | 0 | 0 | 0 | 60.4752 | 0 | 2.6109 | 44.5248 | 0 | 0 | 0
5404 | 89.4828 | 0 | 89.4828 | 50.5035 | 2 | 8.5939 | 10 | 18.3853 | 0 | 18.3853 | 0 | 0 | 0 | 0 | 0 | 0 | 0 | 0 | 0 | 0 | 62.5035 | 0 | 2.6845 | 42.4965 | 0 | 0 | 0
5405 | 89.3255 | 0 | 89.3255 | 48.7718 | 2 | 8.3558 | 10 | 20.1979 | 0 | 20.1979 | 0 | 0 | 0 | 0 | 0 | 0 | 0 | 0 | 0 | 0 | 60.7718 | 0 | 2.6798 | 44.2282 | 0 | 0 | 0
5406 | 91.2342 | 0 | 91.2342 | 51.9863 | 2 | 8.7978 | 10 | 18.4501 | 0 | 18.4501 | 0 | 0 | 0 | 0 | 0 | 0 | 0 | 0 | 0 | 0 | 63.9863 | 0 | 2.737 | 41.0137 | 0 | 0 | 0
5407 | 87.2822 | 0 | 87.2822 | 42.9 | 2 | 6.9124 | 5.3739 | 17.3634 | 12.7326 | 17.3634 | 12.7326 | 0 | 0 | 0 | 0 | 0 | 0 | 0 | 0 | 0 | 50.2739 | 0 | 2.6185 | 54.7261 | 0 | 1.4211e-14 | 0
5408 | 89.7456 | 0 | 89.7456 | 42.9 | 2 | 0.59864 | 4 | 16.8035 | 23.4434 | 16.8035 | 23.4434 | 0 | 0 | 0 | 0 | 0 | 0 | 0 | 0 | 0 | 48.9 | 0 | 2.6924 | 61.4845 | 0 | 0 | 0
5409 | 86.7837 | 0 | 86.7837 | 42.9 | 2 | 1.4211e-14 | 4 | 16.0698 | 32.6975 | 16.0698 | 32.6975 | 0 | 0 | 10.8836 | 0 | 0 | 0 | 10.8836 | 0 | 9.7953 | 48.9 | 0 | 2.6035 | 60.6952 | 0 | 0 | 0
5410 | 88.5852 | 0 | 88.5852 | 42.9 | 2 | 7.1054e-15 | 4 | 17.6713 | 42.031 | 17.6713 | 42.031 | 0 | 0 | 12 | 0 | 8.0172 | 0 | 20.0172 | 0 | 27.9867 | 48.9 | 0 | 2.6576 | 59.5912 | 0 | 0 | 0
5411 | 87.7577 | 0 | 87.7577 | 42.9 | 2 | 0 | 4 | 17.6915 | 50.305 | 17.6915 | 43.1662 | 0 | 7.1389 | 12 | 0 | 10 | 0 | 22 | 0 | 48.0063 | 48.9 | 0 | 2.6327 | 58.4886 | 0 | 0 | 0
5412 | 86.1855 | 0 | 86.1855 | 42.9 | 2 | 1.4211e-14 | 4 | 17.0788 | 45.658 | 17.0788 | 35.8826 | 0 | 9.7755 | 12 | 0 | 3.6759 | 0 | 15.6759 | 0 | 62.1953 | 48.9 | 0 | 2.5856 | 58.9344 | 0 | 1.954e-14 | 0
5413 | 83.3243 | 0 | 83.3243 | 42.9 | 2 | 0 | 4 | 16.937 | 44.3239 | 16.937 | 23.937 | 0 | 20.3869 | 6.4497 | 0 | 0 | 0 | 6.4497 | 0 | 68 | 48.9 | 0 | 2.4997 | 68.7669 | 0 | 0 | -2.6645e-15
5414 | 83.1589 | 0 | 83.1589 | 42.9 | 2 | 0 | 4 | 16.7289 | 38.1951 | 16.7289 | 17.53 | 0 | 20.6651 | 0 | 0 | 0 | 0 | 0 | 0 | 68 | 48.9 | 0 | 2.4948 | 81.5129 | 0 | 0 | -1.4211e-14
5415 | 85.8323 | 0 | 85.8323 | 42.9 | 2 | 1.4211e-14 | 4 | 16.2818 | 31.979 | 16.2818 | 20.6505 | 0 | 11.3284 | 0 | 0 | 0 | 0 | 0 | 0 | 68 | 48.9 | 0 | 2.575 | 82.6415 | 0 | 0 | 0
5416 | 88.9049 | 0 | 88.9049 | 42.9 | 2 | 0 | 4 | 16.6559 | 24.7514 | 16.6559 | 23.349 | 0 | 1.4024 | 0 | 0 | 0 | 0 | 0 | 0 | 68 | 48.9 | 0 | 2.6671 | 83.8413 | 0 | 0 | 0
5417 | 92.6024 | 0 | 92.6024 | 42.9 | 2 | 7.7541 | 6.0763 | 15.9137 | 12.539 | 15.9137 | 12.539 | 0 | 0 | 0 | 5.4193 | 0 | 0 | 0 | 5.4193 | 61.9785 | 50.9763 | 0 | 2.7781 | 70.6044 | 0 | 0 | -1.4211e-14
5418 | 96.5286 | 0 | 96.5286 | 42.9 | 2 | 9.2882 | 4.551 | 19.6869 | 5.5996e-15 | 19.6869 | 5.5996e-15 | 0 | 0 | 0 | 12 | 0 | 6.1025 | 0 | 18.1025 | 42.0261 | 49.451 | 0 | 2.8959 | 59.4465 | 0 | 0 | 0
5419 | 103.1574 | 0 | 103.1574 | 42.9 | 2 | 10.2517 | 7.6605 | 18.3452 | 0 | 18.3452 | 0 | 0 | 0 | 0 | 12 | 0 | 10 | 0 | 22 | 17.8463 | 52.5605 | 0 | 3.0947 | 52.4395 | 0 | 0 | 0
5420 | 107.3003 | 0 | 107.3003 | 49.8645 | 2 | 10.4772 | 10 | 20.6219 | 0 | 20.6219 | 0 | 0 | 0 | 0 | 12 | 0 | 2.3366 | 0 | 14.3366 | 1.9785 | 61.8645 | 0 | 3.219 | 43.1355 | 0 | 0 | 0
5421 | 102.4715 | 0 | 102.4715 | 55 | 6.2144 | 10.0364 | 10 | 19.44 | 0 | 19.44 | 0 | 0 | 0 | 0 | 1.7807 | 0 | 0 | 0 | 1.7807 | 0 | 71.2144 | 0 | 3.0741 | 33.7856 | 0 | 0 | 0
5422 | 96.7098 | 0 | 96.7098 | 54.8422 | 2 | 9.1904 | 10 | 20.6772 | 0 | 20.6772 | 0 | 0 | 0 | 0 | 0 | 0 | 0 | 0 | 0 | 0 | 66.8422 | 0 | 2.9013 | 38.1578 | 0 | 1.4211e-14 | 0
5423 | 96.1769 | 0 | 96.1769 | 55 | 3.0954 | 9.3627 | 10 | 18.7188 | 0 | 18.7188 | 0 | 0 | 0 | 0 | 0 | 0 | 0 | 0 | 0 | 0 | 68.0954 | 0 | 2.8853 | 36.9046 | 0 | 0 | 0
5424 | 87.6863 | 0 | 87.6863 | 48.4528 | 2 | 8.3119 | 10 | 18.9216 | 0 | 18.9216 | 0 | 0 | 0 | 0 | 0 | 0 | 0 | 0 | 0 | 0 | 60.4528 | 0 | 2.6306 | 44.5472 | 0 | 0 | 0
5425 | 87.0401 | 0 | 87.0401 | 47.2404 | 2 | 8.1452 | 10 | 19.6545 | 0 | 19.6545 | 0 | 0 | 0 | 0 | 0 | 0 | 0 | 0 | 0 | 0 | 59.2404 | 0 | 2.6112 | 45.7596 | 0 | 0 | 0
5426 | 90.4156 | 0 | 90.4156 | 51.8953 | 2 | 8.7852 | 10 | 17.7351 | 0 | 17.7351 | 0 | 0 | 0 | 0 | 0 | 0 | 0 | 0 | 0 | 0 | 63.8953 | 0 | 2.7125 | 41.1047 | 0 | 0 | 0
5427 | 90.3483 | 0 | 90.3483 | 51.3903 | 2 | 8.7158 | 10 | 18.2421 | 0 | 18.2421 | 0 | 0 | 0 | 0 | 0 | 0 | 0 | 0 | 0 | 0 | 63.3903 | 0 | 2.7104 | 41.6097 | 0 | 0 | 0
5428 | 92.0749 | 0 | 92.0749 | 52.1273 | 2 | 8.8171 | 10 | 19.1305 | 0 | 19.1305 | 0 | 0 | 0 | 0 | 0 | 0 | 0 | 0 | 0 | 0 | 64.1273 | 0 | 2.7622 | 40.8727 | 0 | 0 | 0
5429 | 91.6757 | 0 | 91.6757 | 51.6741 | 2 | 8.7548 | 10 | 19.2468 | 0 | 19.2468 | 0 | 0 | 0 | 0 | 0 | 0 | 0 | 0 | 0 | 0 | 63.6741 | 0 | 2.7503 | 41.3259 | 0 | 0 | 0
5430 | 91.0349 | 0 | 91.0349 | 51.683 | 2 | 8.7561 | 10 | 18.5958 | 0 | 18.5958 | 0 | 0 | 0 | 0 | 0 | 0 | 0 | 0 | 0 | 0 | 63.683 | 0 | 2.731 | 41.317 | 0 | 0 | 0
5431 | 91.8468 | 0 | 91.8468 | 43.7102 | 2 | 7.6598 | 10 | 15.9703 | 12.5064 | 15.9703 | 12.5064 | 0 | 0 | 0 | 0 | 0 | 0 | 0 | 0 | 0 | 55.7102 | 0 | 2.7554 | 49.2898 | 0 | 0 | 0
5432 | 91.8792 | 0 | 91.8792 | 42.9 | 2 | 0 | 4 | 17.9867 | 25.5888 | 17.9867 | 25.5888 | 0 | 0 | 0.59642 | 0 | 0 | 0 | 0.59642 | 0 | 0.53678 | 48.9 | 0 | 2.7564 | 61.9387 | 0 | 0 | 0
5433 | 89.1912 | 0 | 89.1912 | 42.9 | 2 | 1.4211e-14 | 4 | 17.7684 | 35.3765 | 17.7684 | 35.3765 | 0 | 0 | 12 | 0 | 0.85371 | 0 | 12.8537 | 0 | 12.1239 | 48.9 | 0 | 2.6757 | 60.4571 | 0 | 0 | 0
5434 | 91.5542 | 0 | 91.5542 | 42.9 | 2 | 0 | 4 | 15.6669 | 45.2526 | 15.6669 | 45.2526 | 0 | 0 | 12 | 0 | 6.2653 | 0 | 18.2653 | 0 | 28.7002 | 48.9 | 0 | 2.7466 | 59.803 | 0 | 0 | 0
5435 | 89.1274 | 0 | 89.1274 | 42.9 | 2 | 0 | 4 | 15.5985 | 45.0864 | 15.5985 | 45.0864 | 0 | 0 | 12 | 0 | 8.4575 | 0 | 20.4575 | 0 | 47.2976 | 48.9 | 0 | 2.6738 | 59.538 | 0 | 0 | 0
5436 | 88.7625 | 0 | 88.7625 | 42.9 | 2 | 0 | 4 | 16.3113 | 50.3081 | 16.3113 | 41.6678 | 0 | 8.6403 | 12 | 0 | 6.1166 | 0 | 18.1166 | 0 | 63.7368 | 48.9 | 0 | 2.6629 | 58.7765 | 0 | 3.5527e-15 | 0
5437 | 85.8811 | 0 | 85.8811 | 42.9 | 2 | 7.1054e-15 | 4 | 17.1482 | 48.1762 | 17.1482 | 24.5698 | 0 | 23.6064 | 4.7369 | 0 | 0 | 0 | 4.7369 | 0 | 68 | 48.9 | 0 | 2.5764 | 68.5848 | 0 | 0 | -2.6645e-15
5438 | 87.49 | 0 | 87.49 | 42.9 | 2 | 0 | 4 | 15.8949 | 40.4493 | 15.8949 | 22.695 | 0 | 17.7543 | 0 | 0 | 0 | 0 | 0 | 0 | 68 | 48.9 | 0 | 2.6247 | 81.8647 | 0 | 0 | 0
5439 | 86.2309 | 0 | 86.2309 | 42.9 | 2 | 0 | 4 | 15.3093 | 38.9859 | 15.3093 | 22.0217 | 0 | 16.9642 | 0 | 0 | 0 | 0 | 0 | 0 | 68 | 48.9 | 0 | 2.5869 | 81.9602 | 0 | 1.4211e-14 | 0
5440 | 91.0163 | 0 | 91.0163 | 42.9 | 2 | 0.29662 | 4 | 17.7647 | 24.055 | 17.7647 | 24.055 | 0 | 0 | 0 | 0 | 0 | 0 | 0 | 0 | 68 | 48.9 | 0 | 2.7305 | 83.75 | 0 | 0 | 0
5441 | 94.362 | 0 | 94.362 | 42.9 | 2 | 7.78 | 7.1827 | 17.4614 | 12.5367 | 17.4614 | 12.5367 | 0 | 0 | 0 | 4.5013 | 0 | 0 | 0 | 4.5013 | 62.9986 | 52.0827 | 0 | 2.8309 | 70.4161 | 0 | 0 | 0
5442 | 97.6411 | 0 | 97.6411 | 42.9 | 2 | 9.9221 | 5.2633 | 15.5558 | 7.006e-15 | 15.5558 | 7.006e-15 | 0 | 0 | 0 | 12 | 0 | 10 | 0 | 22 | 38.8187 | 50.1633 | 0 | 2.9292 | 54.8367 | 0 | 0 | 0
5443 | 102.2497 | 0 | 102.2497 | 43.5285 | 2 | 10.4451 | 10 | 15.8369 | 0 | 15.8369 | 0 | 0 | 0 | 0 | 12 | 0 | 8.4391 | 0 | 20.4391 | 16.3319 | 55.5285 | 0 | 3.0675 | 49.4715 | 0 | 0 | 0
5444 | 108.5157 | 0 | 108.5157 | 55 | 2.7842 | 10.9699 | 10 | 17.7617 | 0 | 17.7617 | 0 | 0 | 0 | 0 | 12 | 0 | 0 | 0 | 12 | 2.9986 | 67.7842 | 0 | 3.2555 | 37.2158 | 0 | 1.4211e-14 | 0
5445 | 105.8066 | 0 | 105.8066 | 55 | 9.8269 | 10.6594 | 10 | 17.6216 | 0 | 17.6216 | 0 | 0 | 0 | 0 | 2.6987 | 0 | 0 | 0 | 2.6987 | 0 | 74.8269 | 0 | 3.1742 | 30.1731 | 0 | 0 | 0
5446 | 102.1949 | 0 | 102.1949 | 55 | 7.9288 | 10.0273 | 10 | 19.2389 | 0 | 19.2389 | 0 | 0 | 0 | 0 | 0 | 0 | 0 | 0 | 0 | 0 | 72.9288 | 0 | 3.0658 | 32.0712 | 0 | 0 | 0
5447 | 97.5477 | 0 | 97.5477 | 55 | 3.6769 | 9.4427 | 10 | 19.4281 | 0 | 19.4281 | 0 | 0 | 0 | 0 | 0 | 0 | 0 | 0 | 0 | 0 | 68.6769 | 0 | 2.9264 | 36.3231 | 0 | 0 | 0
5448 | 86.8334 | 0 | 86.8334 | 48.6293 | 2 | 8.3362 | 10 | 17.8678 | 0 | 17.8678 | 0 | 0 | 0 | 0 | 0 | 0 | 0 | 0 | 0 | 0 | 60.6293 | 0 | 2.605 | 44.3707 | 0 | 0 | 0
5449 | 86.936 | 0 | 86.936 | 50.3342 | 2 | 8.5706 | 10 | 16.0312 | 0 | 16.0312 | 0 | 0 | 0 | 0 | 0 | 0 | 0 | 0 | 0 | 0 | 62.3342 | 0 | 2.6081 | 42.6658 | 0 | 0 | 0
5450 | 87.8258 | 0 | 87.8258 | 50.7076 | 2 | 8.622 | 10 | 16.4962 | 0 | 16.4962 | 0 | 0 | 0 | 0 | 0 | 0 | 0 | 0 | 0 | 0 | 62.7076 | 0 | 2.6348 | 42.2924 | 0 | 0 | 0
5451 | 86.8044 | 0 | 86.8044 | 49.1614 | 2 | 8.4094 | 10 | 17.2336 | 0 | 17.2336 | 0 | 0 | 0 | 0 | 0 | 0 | 0 | 0 | 0 | 0 | 61.1614 | 0 | 2.6041 | 43.8386 | 0 | 0 | 0
5452 | 87.1218 | 0 | 87.1218 | 50.1866 | 2 | 8.5503 | 10 | 16.3849 | 0 | 16.3849 | 0 | 0 | 0 | 0 | 0 | 0 | 0 | 0 | 0 | 0 | 62.1866 | 0 | 2.6137 | 42.8134 | 0 | 0 | 0
5453 | 88.7088 | 0 | 88.7088 | 52.025 | 2 | 8.8031 | 10 | 15.8807 | 0 | 15.8807 | 0 | 0 | 0 | 0 | 0 | 0 | 0 | 0 | 0 | 0 | 64.025 | 0 | 2.6613 | 40.975 | 0 | 0 | 0
5454 | 88.5025 | 0 | 88.5025 | 51.7677 | 2 | 8.7677 | 10 | 15.9671 | 0 | 15.9671 | 0 | 0 | 0 | 0 | 0 | 0 | 0 | 0 | 0 | 0 | 63.7677 | 0 | 2.6551 | 41.2323 | 0 | 0 | 0
5455 | 89.5163 | 0 | 89.5163 | 43.5376 | 2 | 7.6361 | 10 | 13.6512 | 12.6914 | 13.6512 | 12.6914 | 0 | 0 | 0 | 0 | 0 | 0 | 0 | 0 | 0 | 55.5376 | 0 | 2.6855 | 49.4624 | 0 | 0 | 0
5456 | 89.1418 | 0 | 89.1418 | 42.9 | 2 | 2.4192 | 4 | 14.0074 | 23.8152 | 14.0074 | 23.8152 | 0 | 0 | 0 | 0 | 0 | 0 | 0 | 0 | 0 | 48.9 | 0 | 2.6743 | 59.884 | 0 | 0 | 0
5457 | 87.1816 | 0 | 87.1816 | 42.9 | 2 | 0 | 4 | 14.2562 | 32.1795 | 14.2562 | 32.1795 | 0 | 0 | 8.1541 | 0 | 0 | 0 | 8.1541 | 0 | 7.3387 | 48.9 | 0 | 2.6154 | 61.0252 | 0 | 0 | 0
5458 | 85.1849 | 0 | 85.1849 | 42.9 | 2 | 0 | 4 | 14.2273 | 44.48 | 14.2273 | 44.0576 | 0 | 0.42238 | 12 | 0 | 10 | 0 | 22 | 0 | 27.3582 | 48.9 | 0 | 2.5555 | 59.3005 | 0 | 0 | 0
5459 | 84.2761 | 0 | 84.2761 | 42.9 | 2 | 7.1054e-15 | 4 | 14.933 | 45.7994 | 14.933 | 42.4431 | 0 | 3.3563 | 12 | 0 | 10 | 0 | 22 | 0 | 47.3777 | 48.9 | 0 | 2.5283 | 58.9458 | 0 | 0 | 0
5460 | 86.0975 | 0 | 86.0975 | 42.9 | 2 | 0 | 4 | 14.7951 | 49.5862 | 14.7951 | 36.0954 | 0 | 13.4909 | 12 | 0 | 1.693 | 0 | 13.693 | 0 | 59.7387 | 48.9 | 0 | 2.5829 | 58.7249 | 0 | 3.5527e-15 | 0
5461 | 84.4448 | 0 | 84.4448 | 42.9 | 2 | 0 | 4 | 13.2543 | 45.6785 | 13.2543 | 31.4697 | 0 | 14.2088 | 9.1793 | 0 | 0 | 0 | 9.1793 | 0 | 68 | 48.9 | 0 | 2.5333 | 69.1837 | 0 | 0 | -3.5527e-15
5462 | 83.7265 | 0 | 83.7265 | 42.9 | 2 | 7.1054e-15 | 4 | 13.4027 | 41.1051 | 13.4027 | 21.4238 | 0 | 19.6814 | 0 | 0 | 0 | 0 | 0 | 0 | 68 | 48.9 | 0 | 2.5118 | 81.6318 | 0 | 0 | 0
5463 | 84.8584 | 0 | 84.8584 | 42.9 | 2 | 0 | 4 | 14.7063 | 34.1297 | 14.7063 | 21.2521 | 0 | 12.8776 | 0 | 0 | 0 | 0 | 0 | 0 | 68 | 48.9 | 0 | 2.5458 | 82.4542 | 0 | 0 | 0
5464 | 89.3314 | 0 | 89.3314 | 42.9 | 2 | 0.32696 | 4 | 15.363 | 24.7414 | 15.363 | 24.7414 | 0 | 0 | 0 | 0 | 0 | 0 | 0 | 0 | 68 | 48.9 | 0 | 2.6799 | 83.7233 | 0 | 0 | 0
5465 | 92.6241 | 0 | 92.6241 | 44.0438 | 2 | 7.7057 | 10 | 15.9237 | 12.9508 | 15.9237 | 12.9508 | 0 | 0 | 0 | 0 | 0 | 0 | 0 | 0 | 68 | 56.0438 | 0 | 2.7787 | 70.9562 | 0 | 1.4211e-14 | 0
5466 | 98.0347 | 0 | 98.0347 | 45.145 | 2 | 10.0402 | 10 | 14.9721 | 7.0706e-15 | 14.9721 | 7.0706e-15 | 0 | 0 | 0 | 12 | 0 | 3.8774 | 0 | 15.8774 | 50.461 | 57.145 | 0 | 2.941 | 53.9776 | 0 | 0 | 0
5467 | 101.0494 | 0 | 101.0494 | 45.1748 | 2 | 10.2914 | 10 | 15.9081 | 0 | 15.9081 | 0 | 0 | 0 | 0 | 12 | 0 | 5.675 | 0 | 17.675 | 30.9722 | 57.1748 | 0 | 3.0315 | 52.1501 | 0 | 0 | 0
5468 | 106.7396 | 0 | 106.7396 | 46.9296 | 2 | 10.9743 | 10 | 15.9491 | 0 | 15.9491 | 0 | 0 | 0 | 0 | 12 | 0 | 8.8866 | 0 | 20.8866 | 8 | 58.9296 | 0 | 3.2022 | 46.0704 | 0 | 0 | 0
5469 | 100.8572 | 0 | 100.8572 | 54.6253 | 2 | 10.1506 | 10 | 16.8813 | 0 | 16.8813 | 0 | 0 | 0 | 0 | 7.2 | 0 | 0 | 0 | 7.2 | 0 | 66.6253 | 0 | 3.0257 | 38.3747 | 0 | 0 | 0
5470 | 99.0513 | 0 | 99.0513 | 55 | 8.7855 | 10.1451 | 10 | 15.1207 | 0 | 15.1207 | 0 | 0 | 0 | 0 | 0 | 0 | 0 | 0 | 0 | 0 | 73.7855 | 0 | 2.9715 | 31.2145 | 0 | 0 | -1.4211e-14
5471 | 93.5718 | 0 | 93.5718 | 54.8705 | 2 | 9.1943 | 10 | 17.507 | 0 | 17.507 | 0 | 0 | 0 | 0 | 0 | 0 | 0 | 0 | 0 | 0 | 66.8705 | 0 | 2.8072 | 38.1295 | 0 | 0 | 0
5472 | 91.8033 | 0 | 91.8033 | 55 | 3.9087 | 9.4746 | 10 | 13.4201 | 0 | 13.4201 | 0 | 0 | 0 | 0 | 0 | 0 | 0 | 0 | 0 | 0 | 68.9087 | 0 | 2.7541 | 36.0913 | 0 | 0 | 0
5473 | 93.5653 | 0 | 93.5653 | 55 | 4.7035 | 9.5838 | 10 | 14.2779 | 0 | 14.2779 | 0 | 0 | 0 | 0 | 0 | 0 | 0 | 0 | 0 | 0 | 69.7035 | 0 | 2.807 | 35.2965 | 0 | 0 | 0
5474 | 90.9076 | 0 | 90.9076 | 55 | 2.8818 | 9.3334 | 10 | 13.6924 | 0 | 13.6924 | 0 | 0 | 0 | 0 | 0 | 0 | 0 | 0 | 0 | 0 | 67.8818 | 0 | 2.7272 | 37.1182 | 0 | 0 | 0
5475 | 94.1939 | 0 | 94.1939 | 55 | 6.5221 | 9.8339 | 10 | 12.8379 | 0 | 12.8379 | 0 | 0 | 0 | 0 | 0 | 0 | 0 | 0 | 0 | 0 | 71.5221 | 0 | 2.8258 | 33.4779 | 0 | 0 | 0
5476 | 93.8979 | 0 | 93.8979 | 55 | 7.8041 | 10.0102 | 10 | 11.0837 | 0 | 11.0837 | 0 | 0 | 0 | 0 | 0 | 0 | 0 | 0 | 0 | 0 | 72.8041 | 0 | 2.8169 | 32.1959 | 0 | 1.4211e-14 | 0
5477 | 92.2665 | 0 | 92.2665 | 55 | 5.4141 | 9.6815 | 10 | 12.1709 | 0 | 12.1709 | 0 | 0 | 0 | 0 | 0 | 0 | 0 | 0 | 0 | 0 | 70.4141 | 0 | 2.768 | 34.5859 | 0 | 0 | 0
5478 | 92.148 | 0 | 92.148 | 55 | 4.6441 | 9.5757 | 10 | 12.9282 | 0 | 12.9282 | 0 | 0 | 0 | 0 | 0 | 0 | 0 | 0 | 0 | 0 | 69.6441 | 0 | 2.7644 | 35.3559 | 0 | 0 | 0
5479 | 92.1001 | 0 | 92.1001 | 49.3951 | 2 | 8.4415 | 10 | 10.1347 | 12.1288 | 10.1347 | 12.1288 | 0 | 0 | 0 | 0 | 0 | 0 | 0 | 0 | 0 | 61.3951 | 0 | 2.763 | 43.6049 | 0 | 0 | 0
5480 | 95.6527 | 0 | 95.6527 | 43.5592 | 2 | 7.6391 | 10 | 11.2754 | 21.1789 | 11.2754 | 21.1789 | 0 | 0 | 0 | 0 | 0 | 0 | 0 | 0 | 0 | 55.5592 | 0 | 2.8696 | 49.4408 | 0 | 0 | 0
5481 | 93.1477 | 0 | 93.1477 | 42.9 | 2 | 0.30634 | 4 | 11.5178 | 32.4235 | 11.5178 | 32.4235 | 0 | 0 | 0 | 0 | 0 | 0 | 0 | 0 | 0 | 48.9 | 0 | 2.7944 | 61.7415 | 0 | 1.4211e-14 | 0
5482 | 91.5128 | 0 | 91.5128 | 42.9 | 2 | 0 | 4 | 10.0921 | 37.0603 | 10.0921 | 37.0603 | 0 | 0 | 4.5395 | 0 | 0 | 0 | 4.5395 | 0 | 4.0855 | 48.9 | 0 | 2.7454 | 61.4621 | 0 | 0 | 0
5483 | 91.4306 | 0 | 91.4306 | 42.9 | 2 | 1.4211e-14 | 4 | 11.4646 | 43.3301 | 11.4646 | 43.3301 | 0 | 0 | 12 | 0 | 0.26408 | 0 | 12.2641 | 0 | 15.129 | 48.9 | 0 | 2.7429 | 60.5284 | 0 | 0 | 0
5484 | 91.2927 | 0 | 91.2927 | 42.9 | 2 | 0 | 4 | 9.2207 | 47.4054 | 9.2207 | 47.4054 | 0 | 0 | 12 | 0 | 2.2334 | 0 | 14.2334 | 0 | 27.9881 | 48.9 | 0 | 2.7388 | 60.2903 | 0 | 0 | 0
5485 | 90.9947 | 0 | 90.9947 | 42.9 | 2 | 7.1054e-15 | 4 | 10.2003 | 42.4521 | 10.2003 | 42.4521 | 0 | 0 | 10.5577 | 0 | 0 | 0 | 10.5577 | 0 | 37.49 | 48.9 | 0 | 2.7298 | 62.8575 | 0 | 0 | 0
5486 | 90.7245 | 0 | 90.7245 | 42.9 | 2 | 0 | 4 | 11.5523 | 43.4533 | 11.5523 | 43.4533 | 0 | 0 | 12 | 0 | 1.1811 | 0 | 13.1811 | 0 | 49.3789 | 48.9 | 0 | 2.7217 | 60.4175 | 0 | 0 | 0
5487 | 86.8848 | 0 | 86.8848 | 42.9 | 2 | 0 | 4 | 11.0645 | 31.5829 | 11.0645 | 31.5829 | 0 | 0 | 2.2362 | 0 | 2.4264 | 0 | 4.6626 | 0 | 53.6285 | 48.9 | 0 | 2.6065 | 61.4472 | 0 | 0 | 0
5488 | 93.3385 | 0 | 93.3385 | 42.9 | 2 | 7.1078 | 6.7951 | 11.6963 | 22.8393 | 11.6963 | 22.8393 | 0 | 0 | 0 | 0 | 0 | 0 | 0 | 0 | 53.6285 | 51.6951 | 0 | 2.8002 | 70.4941 | 0 | 0 | 0
5489 | 98.5521 | 0 | 98.5521 | 48.7347 | 2 | 9.1988 | 10 | 11.575 | 10.8755 | 11.575 | 10.8755 | 0 | 0 | 0 | 6.168 | 0 | 0 | 0 | 6.168 | 46.7751 | 60.7347 | 0 | 2.9566 | 55.2864 | 0 | 0 | 0
5490 | 100.9872 | 0 | 100.9872 | 49.7636 | 2 | 10.8556 | 10 | 11.1788 | 5.0071e-15 | 11.1788 | 5.0071e-15 | 0 | 0 | 0 | 12 | 0 | 5.1892 | 0 | 17.1892 | 27.8133 | 61.7636 | 0 | 3.0296 | 43.2364 | 0 | 0 | -1.4211e-14
5491 | 107.5687 | 0 | 107.5687 | 55 | 6.4983 | 11.4806 | 10 | 12.5898 | 0 | 12.5898 | 0 | 0 | 0 | 0 | 12 | 0 | 0 | 0 | 12 | 14.4799 | 71.4983 | 0 | 3.2271 | 33.5017 | 0 | 0 | 0
5492 | 111.791 | 0 | 111.791 | 55 | 10.1556 | 11.9834 | 10 | 12.652 | 0 | 12.652 | 0 | 0 | 0 | 0 | 12 | 0 | 0 | 0 | 12 | 1.1466 | 75.1556 | 0 | 3.3537 | 29.8444 | 0 | 0 | 0
5493 | 107.6423 | 0 | 107.6423 | 55 | 17.5996 | 11.4989 | 10 | 12.5119 | 0 | 12.5119 | 0 | 0 | 0 | 0 | 1.032 | 0 | 0 | 0 | 1.032 | 0 | 82.5996 | 0 | 3.2293 | 22.4004 | 0 | 0 | 0
5494 | 105.0263 | 0 | 105.0263 | 55 | 15.6208 | 11.0849 | 10 | 13.3206 | 0 | 13.3206 | 0 | 0 | 0 | 0 | 0 | 0 | 0 | 0 | 0 | 0 | 80.6208 | 0 | 3.1508 | 24.3792 | 0 | 0 | 0
5495 | 97.7641 | 0 | 97.7641 | 55 | 9.1541 | 10.1958 | 10 | 13.4142 | 0 | 13.4142 | 0 | 0 | 0 | 0 | 0 | 0 | 0 | 0 | 0 | 0 | 74.1541 | 0 | 2.9329 | 30.8459 | 0 | 0 | 0
5496 | 89.3029 | 0 | 89.3029 | 55 | 3.5681 | 9.4277 | 10 | 11.307 | 0 | 11.307 | 0 | 0 | 0 | 0 | 0 | 0 | 0 | 0 | 0 | 0 | 68.5681 | 0 | 2.6791 | 36.4319 | 0 | 0 | 0
5497 | 87.4278 | 0 | 87.4278 | 55 | 2.3472 | 9.2599 | 10 | 10.8207 | 0 | 10.8207 | 0 | 0 | 0 | 0 | 0 | 0 | 0 | 0 | 0 | 0 | 67.3472 | 0 | 2.6228 | 37.6528 | 0 | 0 | 0
5498 | 90.0924 | 0 | 90.0924 | 55 | 4.1651 | 9.5098 | 10 | 11.4176 | 0 | 11.4176 | 0 | 0 | 0 | 0 | 0 | 0 | 0 | 0 | 0 | 0 | 69.1651 | 0 | 2.7028 | 35.8349 | 0 | 0 | 0
5499 | 87.2585 | 0 | 87.2585 | 55 | 2.2584 | 9.2477 | 10 | 10.7525 | 0 | 10.7525 | 0 | 0 | 0 | 0 | 0 | 0 | 0 | 0 | 0 | 0 | 67.2584 | 0 | 2.6178 | 37.7416 | 0 | 0 | 0
5500 | 89.3673 | 0 | 89.3673 | 55 | 4.855 | 9.6047 | 10 | 9.9076 | 0 | 9.9076 | 0 | 0 | 0 | 0 | 0 | 0 | 0 | 0 | 0 | 0 | 69.855 | 0 | 2.681 | 35.145 | 0 | 0 | 0
5501 | 88.5237 | 0 | 88.5237 | 55 | 3.1176 | 9.3658 | 10 | 11.0403 | 0 | 11.0403 | 0 | 0 | 0 | 0 | 0 | 0 | 0 | 0 | 0 | 0 | 68.1176 | 0 | 2.6557 | 36.8824 | 0 | 0 | 0
5502 | 88.4932 | 0 | 88.4932 | 55 | 2.4315 | 9.2715 | 10 | 11.7902 | 0 | 11.7902 | 0 | 0 | 0 | 0 | 0 | 0 | 0 | 0 | 0 | 0 | 67.4315 | 0 | 2.6548 | 37.5685 | 0 | 0 | 0
5503 | 90.7416 | 0 | 90.7416 | 51.095 | 2 | 8.6752 | 10 | 9.0172 | 9.9541 | 9.0172 | 9.9541 | 0 | 0 | 0 | 0 | 0 | 0 | 0 | 0 | 0 | 63.095 | 0 | 2.7222 | 41.905 | 0 | 0 | 0
5504 | 90.268 | 0 | 90.268 | 42.9 | 2 | 7.544 | 9.9676 | 8.947 | 18.9095 | 8.947 | 18.9095 | 0 | 0 | 0 | 0 | 0 | 0 | 0 | 0 | 0 | 54.8676 | 0 | 2.708 | 50.1324 | 0 | 1.4211e-14 | 0
5505 | 90.2561 | 0 | 90.2561 | 42.9 | 2 | 6.1116 | 4 | 7.9662 | 27.2783 | 7.9662 | 27.2783 | 0 | 0 | 0 | 0 | 0 | 0 | 0 | 0 | 0 | 48.9 | 0 | 2.7077 | 56.6379 | 0 | 0 | 0
5506 | 90.2203 | 0 | 90.2203 | 42.9 | 2 | 0 | 4 | 7.6398 | 35.194 | 7.6398 | 35.194 | 0 | 0 | 1.5135 | 0 | 0 | 0 | 1.5135 | 0 | 1.3622 | 48.9 | 0 | 2.7066 | 61.8278 | 0 | 0 | 0
5507 | 89.3266 | 0 | 89.3266 | 42.9 | 2 | 0 | 4 | 9.7048 | 36.8912 | 9.7048 | 36.8912 | 0 | 0 | 6.1694 | 0 | 0 | 0 | 6.1694 | 0 | 6.9147 | 48.9 | 0 | 2.6798 | 61.2651 | 0 | 0 | 0
5508 | 86.7674 | 0 | 86.7674 | 42.9 | 2 | 0 | 4 | 10.8661 | 36.3411 | 10.8661 | 36.3411 | 0 | 0 | 9.3399 | 0 | 0 | 0 | 9.3399 | 0 | 15.3205 | 48.9 | 0 | 2.603 | 60.8818 | 0 | 0 | 0
5509 | 86.9966 | 0 | 86.9966 | 42.9 | 2 | 0 | 4 | 10.8819 | 36.9685 | 10.8819 | 36.9685 | 0 | 0 | 9.7538 | 0 | 0 | 0 | 9.7538 | 0 | 24.099 | 48.9 | 0 | 2.6099 | 60.8318 | 0 | 0 | 0
5510 | 86.1521 | 0 | 86.1521 | 42.9 | 2 | 0 | 4 | 10.2859 | 36.1321 | 10.2859 | 36.1321 | 0 | 0 | 9.1658 | 0 | 0 | 0 | 9.1658 | 0 | 32.3482 | 48.9 | 0 | 2.5846 | 60.9029 | 0 | 0 | 0
5511 | 85.776 | 0 | 85.776 | 42.9 | 2 | 7.1054e-15 | 4 | 9.8386 | 28.6842 | 9.8386 | 28.6842 | 0 | 0 | 1.6469 | 0 | 0 | 0 | 1.6469 | 0 | 33.8305 | 48.9 | 0 | 2.5733 | 61.8117 | 0 | 0 | 0
5512 | 87.4599 | 0 | 87.4599 | 42.9 | 2 | 7.1021 | 6.754 | 8.8953 | 19.8085 | 8.8953 | 19.8085 | 0 | 0 | 0 | 0 | 0 | 0 | 0 | 0 | 33.8305 | 51.654 | 0 | 2.6238 | 65.346 | 0 | 0 | 0
5513 | 91.7633 | 0 | 91.7633 | 42.9 | 2 | 8.4919 | 8.4955 | 10.8939 | 10.6161 | 10.8939 | 10.6161 | 0 | 0 | 0 | 8.366 | 0 | 0 | 0 | 8.366 | 24.5349 | 53.3955 | 0 | 2.7529 | 55.2385 | 0 | 2.8422e-14 | 0
5514 | 100.0785 | 0 | 100.0785 | 55 | 2.1644 | 10.8847 | 10 | 10.0294 | 5.0399e-15 | 10.0294 | 5.0399e-15 | 0 | 0 | 0 | 12 | 0 | 0 | 0 | 12 | 11.2016 | 67.1644 | 0 | 3.0024 | 37.8356 | 0 | 0 | 0
5515 | 102.8784 | 0 | 102.8784 | 55 | 4.5568 | 10.9498 | 10 | 12.2904 | 0 | 12.2904 | 0 | 0 | 0 | 0 | 10.0814 | 0 | 0 | 0 | 10.0814 | 0 | 69.5568 | 0 | 3.0864 | 35.4432 | 0 | 0 | 0
5516 | 107.2386 | 0 | 107.2386 | 55 | 17.4128 | 11.3313 | 10 | 13.4945 | 0 | 13.4945 | 0 | 0 | 0 | 0 | 0 | 0 | 0 | 0 | 0 | 0 | 82.4128 | 0 | 3.2172 | 22.5872 | 0 | 0 | 0
5517 | 104.0111 | 0 | 104.0111 | 55 | 15.8722 | 11.1195 | 10 | 12.0194 | 0 | 12.0194 | 0 | 0 | 0 | 0 | 0 | 0 | 0 | 0 | 0 | 0 | 80.8722 | 0 | 3.1203 | 24.1278 | 0 | 0 | 0
5518 | 98.1849 | 0 | 98.1849 | 55 | 9.2668 | 10.2113 | 10 | 13.7068 | 0 | 13.7068 | 0 | 0 | 0 | 0 | 0 | 0 | 0 | 0 | 0 | 0 | 74.2668 | 0 | 2.9455 | 30.7332 | 0 | 0 | 0
5519 | 96.0799 | 0 | 96.0799 | 55 | 8.8256 | 10.1506 | 10 | 12.1038 | 0 | 12.1038 | 0 | 0 | 0 | 0 | 0 | 0 | 0 | 0 | 0 | 0 | 73.8256 | 0 | 2.8824 | 31.1744 | 0 | 0 | 0
5520 | 87.0033 | 0 | 87.0033 | 51.5695 | 2 | 8.7405 | 10 | 14.6933 | 0 | 14.6933 | 0 | 0 | 0 | 0 | 0 | 0 | 0 | 0 | 0 | 0 | 63.5695 | 0 | 2.6101 | 41.4305 | 0 | 0 | 0
5521 | 86.4403 | 0 | 86.4403 | 52.2749 | 2 | 8.8374 | 10 | 13.3279 | 0 | 13.3279 | 0 | 0 | 0 | 0 | 0 | 0 | 0 | 0 | 0 | 0 | 64.2749 | 0 | 2.5932 | 40.7251 | 0 | 0 | 0
5522 | 87.5314 | 0 | 87.5314 | 51.9896 | 2 | 8.7982 | 10 | 14.7436 | 0 | 14.7436 | 0 | 0 | 0 | 0 | 0 | 0 | 0 | 0 | 0 | 0 | 63.9896 | 0 | 2.6259 | 41.0104 | 0 | 0 | 0
5523 | 90.2616 | 0 | 90.2616 | 54.0147 | 2 | 9.0767 | 10 | 15.1702 | 0 | 15.1702 | 0 | 0 | 0 | 0 | 0 | 0 | 0 | 0 | 0 | 0 | 66.0147 | 0 | 2.7078 | 38.9853 | 0 | 0 | 0
5524 | 88.5681 | 0 | 88.5681 | 52.9617 | 2 | 8.9319 | 10 | 14.6745 | 0 | 14.6745 | 0 | 0 | 0 | 0 | 0 | 0 | 0 | 0 | 0 | 0 | 64.9617 | 0 | 2.657 | 40.0383 | 0 | 0 | 0
5525 | 89.3907 | 0 | 89.3907 | 54.7627 | 2 | 9.1795 | 10 | 13.4486 | 0 | 13.4486 | 0 | 0 | 0 | 0 | 0 | 0 | 0 | 0 | 0 | 0 | 66.7627 | 0 | 2.6817 | 38.2373 | 0 | 0 | 0
5526 | 91.2677 | 0 | 91.2677 | 55 | 3.5929 | 9.4311 | 10 | 13.2437 | 0 | 13.2437 | 0 | 0 | 0 | 0 | 0 | 0 | 0 | 0 | 0 | 0 | 68.5929 | 0 | 2.738 | 36.4071 | 0 | 0 | 0
5527 | 89.0987 | 0 | 89.0987 | 42.9301 | 2 | 7.5526 | 10 | 12.3312 | 14.2848 | 12.3312 | 14.2848 | 0 | 0 | 0 | 0 | 0 | 0 | 0 | 0 | 0 | 54.9301 | 0 | 2.673 | 50.0699 | 0 | 0 | 0
5528 | 87.7669 | 0 | 87.7669 | 42.9 | 2 | 0 | 4 | 13.2001 | 26.7479 | 13.2001 | 26.7479 | 0 | 0 | 1.0811 | 0 | 0 | 0 | 1.0811 | 0 | 0.97303 | 48.9 | 0 | 2.633 | 61.8801 | 0 | 0 | 0
5529 | 89.1653 | 0 | 89.1653 | 42.9 | 2 | 1.4211e-14 | 4 | 12.7308 | 38.103 | 12.7308 | 38.103 | 0 | 0 | 10.5685 | 0 | 0 | 0 | 10.5685 | 0 | 10.4847 | 48.9 | 0 | 2.675 | 60.7333 | 0 | 0 | 0
5530 | 90.1237 | 0 | 90.1237 | 42.9 | 2 | 0 | 4 | 12.271 | 47.5792 | 12.271 | 47.5792 | 0 | 0 | 12 | 0 | 6.6265 | 0 | 18.6265 | 0 | 27.394 | 48.9 | 0 | 2.7037 | 59.7593 | 0 | 0 | 0
5531 | 89.7057 | 0 | 89.7057 | 42.9 | 2 | 0 | 4 | 10.1622 | 51.5772 | 10.1622 | 51.5772 | 0 | 0 | 12 | 0 | 8.9338 | 0 | 20.9338 | 0 | 46.4305 | 48.9 | 0 | 2.6912 | 59.4804 | 0 | 0 | 0
5532 | 87.9944 | 0 | 87.9944 | 42.9 | 2 | 0 | 4 | 12.1124 | 55 | 12.1124 | 45.1147 | 0 | 9.8853 | 12 | 0 | 6.1328 | 0 | 18.1328 | 0 | 62.8847 | 48.9 | 0 | 2.6398 | 58.6241 | 0 | 3.5527e-15 | 0
5533 | 85.1917 | 0 | 85.1917 | 42.9 | 2 | 0 | 4 | 11.8466 | 54.7886 | 11.8466 | 30.1288 | 0 | 24.6599 | 5.6837 | 0 | 0 | 0 | 5.6837 | 0 | 68 | 48.9 | 0 | 2.5557 | 68.343 | 0 | 4.4409e-15 | 0
5534 | 84.6385 | 0 | 84.6385 | 42.9 | 2 | 0 | 4 | 12.0938 | 46.1702 | 12.0938 | 23.6448 | 0 | 22.5255 | 0 | 0 | 0 | 0 | 0 | 0 | 68 | 48.9 | 0 | 2.5392 | 81.288 | 0 | 0 | 0
5535 | 84.3374 | 0 | 84.3374 | 42.9 | 2 | 0 | 4 | 13.3928 | 33.9295 | 13.3928 | 22.0446 | 0 | 11.8848 | 0 | 0 | 0 | 0 | 0 | 0 | 68 | 48.9 | 0 | 2.5301 | 82.5742 | 0 | 1.4211e-14 | 0
5536 | 87.4138 | 0 | 87.4138 | 42.9 | 2 | 0.45436 | 4 | 12.1219 | 25.9375 | 12.1219 | 25.9375 | 0 | 0 | 0 | 0 | 0 | 0 | 0 | 0 | 68 | 48.9 | 0 | 2.6224 | 83.6113 | 0 | 0 | 0
5537 | 93.604 | 0 | 93.604 | 42.9492 | 2 | 8.0519 | 10 | 13.3718 | 13.6184 | 13.3718 | 13.6184 | 0 | 0 | 0 | 3.6127 | 0 | 0 | 0 | 3.6127 | 63.9858 | 54.9492 | 0 | 2.8081 | 68.4381 | 0 | 1.4211e-14 | 0
5538 | 96.225 | 0 | 96.225 | 42.9 | 2 | 9.9135 | 8.2676 | 14.2102 | 6.7177e-15 | 14.2102 | 6.7177e-15 | 0 | 0 | 0 | 12 | 0 | 6.9337 | 0 | 18.9337 | 43.1319 | 53.1676 | 0 | 2.8867 | 54.8987 | 0 | 0 | 0
5539 | 104.2201 | 0 | 104.2201 | 44.2686 | 2 | 10.7615 | 10 | 15.19 | 0 | 15.19 | 0 | 0 | 0 | 0 | 12 | 0 | 10 | 0 | 22 | 18.952 | 56.2686 | 0 | 3.1266 | 48.7314 | 0 | 0 | 0
5540 | 105.8317 | 0 | 105.8317 | 54.8783 | 2 | 11.0523 | 10 | 14.3957 | 0 | 14.3957 | 0 | 0 | 0 | 0 | 12 | 0 | 1.5054 | 0 | 13.5054 | 3.9858 | 66.8783 | 0 | 3.175 | 38.1217 | 0 | 0 | 0
5541 | 102.837 | 0 | 102.837 | 55 | 9.2255 | 10.6988 | 10 | 14.3254 | 0 | 14.3254 | 0 | 0 | 0 | 0 | 3.5873 | 0 | 0 | 0 | 3.5873 | 0 | 74.2255 | 0 | 3.0851 | 30.7745 | 0 | 0 | 0
5542 | 99.6272 | 0 | 99.6272 | 55 | 9.4106 | 10.231 | 10 | 14.9855 | 0 | 14.9855 | 0 | 0 | 0 | 0 | 0 | 0 | 0 | 0 | 0 | 0 | 74.4106 | 0 | 2.9888 | 30.5894 | 0 | 1.4211e-14 | 0
5543 | 96.6078 | 0 | 96.6078 | 55 | 5.1027 | 9.6387 | 10 | 16.8664 | 0 | 16.8664 | 0 | 0 | 0 | 0 | 0 | 0 | 0 | 0 | 0 | 0 | 70.1027 | 0 | 2.8982 | 34.8973 | 0 | 0 | 0
5544 | 86.9031 | 0 | 86.9031 | 52.6929 | 2 | 8.8949 | 10 | 13.3152 | 0 | 13.3152 | 0 | 0 | 0 | 0 | 0 | 0 | 0 | 0 | 0 | 0 | 64.6929 | 0 | 2.6071 | 40.3071 | 0 | 0 | 0
5545 | 90.0438 | 0 | 90.0438 | 53.1661 | 2 | 8.96 | 10 | 15.9177 | 0 | 15.9177 | 0 | 0 | 0 | 0 | 0 | 0 | 0 | 0 | 0 | 0 | 65.1661 | 0 | 2.7013 | 39.8339 | 0 | 1.4211e-14 | 0
5546 | 89.2246 | 0 | 89.2246 | 55 | 2.472 | 9.277 | 10 | 12.4756 | 0 | 12.4756 | 0 | 0 | 0 | 0 | 0 | 0 | 0 | 0 | 0 | 0 | 67.472 | 0 | 2.6767 | 37.528 | 0 | 0 | 0
5547 | 90.2817 | 0 | 90.2817 | 54.6425 | 2 | 9.163 | 10 | 14.4762 | 0 | 14.4762 | 0 | 0 | 0 | 0 | 0 | 0 | 0 | 0 | 0 | 0 | 66.6425 | 0 | 2.7085 | 38.3575 | 0 | 0 | 0
5548 | 90.4066 | 0 | 90.4066 | 55 | 3.962 | 9.4819 | 10 | 11.9627 | 0 | 11.9627 | 0 | 0 | 0 | 0 | 0 | 0 | 0 | 0 | 0 | 0 | 68.962 | 0 | 2.7122 | 36.038 | 0 | 1.4211e-14 | 0
5549 | 89.4566 | 0 | 89.4566 | 55 | 3.431 | 9.4089 | 10 | 11.6167 | 0 | 11.6167 | 0 | 0 | 0 | 0 | 0 | 0 | 0 | 0 | 0 | 0 | 68.431 | 0 | 2.6837 | 36.569 | 0 | 0 | 0
5550 | 89.921 | 0 | 89.921 | 55 | 2.9896 | 9.3482 | 10 | 12.5832 | 0 | 12.5832 | 0 | 0 | 0 | 0 | 0 | 0 | 0 | 0 | 0 | 0 | 67.9896 | 0 | 2.6976 | 37.0104 | 0 | 0 | 0
5551 | 90.7635 | 0 | 90.7635 | 45.2193 | 2 | 7.8673 | 10 | 12.0673 | 13.6097 | 12.0673 | 13.6097 | 0 | 0 | 0 | 0 | 0 | 0 | 0 | 0 | 0 | 57.2193 | 0 | 2.7229 | 47.7807 | 0 | 0 | 0
5552 | 88.8286 | 0 | 88.8286 | 42.9 | 2 | 4.3327 | 4 | 11.1534 | 24.4425 | 11.1534 | 24.4425 | 0 | 0 | 0 | 0 | 0 | 0 | 0 | 0 | 0 | 48.9 | 0 | 2.6649 | 58.2018 | 0 | 0 | 0
5553 | 91.2305 | 0 | 91.2305 | 42.9 | 2 | 0 | 4 | 10.1292 | 37.64 | 10.1292 | 37.64 | 0 | 0 | 5.4387 | 0 | 0 | 0 | 5.4387 | 0 | 4.8948 | 48.9 | 0 | 2.7369 | 61.3534 | 0 | 0 | 0
5554 | 86.8132 | 0 | 86.8132 | 42.9 | 2 | 0 | 4 | 9.9008 | 44.7046 | 9.9008 | 44.7046 | 0 | 0 | 12 | 0 | 4.6922 | 0 | 16.6922 | 0 | 20.0209 | 48.9 | 0 | 2.6044 | 59.9931 | 0 | 0 | 0
5555 | 89.9992 | 0 | 89.9992 | 42.9 | 2 | 0 | 4 | 9.1204 | 48.3691 | 9.1204 | 48.3691 | 0 | 0 | 12 | 0 | 4.3903 | 0 | 16.3903 | 0 | 34.8686 | 48.9 | 0 | 2.7 | 60.0296 | 0 | 0 | 0
5556 | 87.2359 | 0 | 87.2359 | 42.9 | 2 | 7.1054e-15 | 4 | 10.5906 | 50.9943 | 10.5906 | 49.7453 | 0 | 1.249 | 12 | 0 | 10 | 0 | 22 | 0 | 54.8881 | 48.9 | 0 | 2.6171 | 59.2006 | 0 | 0 | 0
5557 | 85.712 | 0 | 85.712 | 42.9 | 2 | 7.1054e-15 | 4 | 10.9402 | 49.2101 | 10.9402 | 40.3769 | 0 | 8.8333 | 11.8946 | 0 | 2.6105 | 0 | 14.5051 | 0 | 68 | 48.9 | 0 | 2.5714 | 59.1898 | 0 | 1.4211e-14 | 0
5558 | 84.7303 | 0 | 84.7303 | 42.9 | 2 | 0 | 4 | 9.248 | 44.6007 | 9.248 | 26.5823 | 0 | 18.0184 | 0 | 0 | 0 | 0 | 0 | 0 | 68 | 48.9 | 0 | 2.5419 | 81.8328 | 0 | 0 | 0
5559 | 84.5365 | 0 | 84.5365 | 42.9 | 2 | 0 | 4 | 10.3923 | 37.9827 | 10.3923 | 25.2442 | 0 | 12.7384 | 0 | 0 | 0 | 0 | 0 | 0 | 68 | 48.9 | 0 | 2.5361 | 82.471 | 0 | 1.4211e-14 | 0
5560 | 86.9714 | 0 | 86.9714 | 42.9 | 2 | 2.494 | 4 | 10.1142 | 25.4631 | 10.1142 | 25.4631 | 0 | 0 | 0 | 0 | 0 | 0 | 0 | 0 | 68 | 48.9 | 0 | 2.6091 | 81.8182 | 0 | 0 | -1.4211e-14
5561 | 95.4219 | 0 | 95.4219 | 47.4166 | 2 | 8.284 | 10 | 12.9403 | 13.9479 | 12.9403 | 13.9479 | 0 | 0 | 0 | 0.83317 | 0 | 0 | 0 | 0.83317 | 67.0743 | 59.4166 | 0 | 2.8627 | 66.7502 | 0 | 0 | 0
5562 | 96.4066 | 0 | 96.4066 | 45.6481 | 2 | 10.2184 | 10 | 11.8696 | 6.3325e-15 | 11.8696 | 6.3325e-15 | 0 | 0 | 0 | 12 | 0 | 4.6704 | 0 | 16.6704 | 48.6751 | 57.6481 | 0 | 2.8922 | 52.6814 | 0 | 0 | 0
5563 | 101.5369 | 0 | 101.5369 | 45.2107 | 2 | 10.891 | 10 | 11.4352 | 0 | 11.4352 | 0 | 0 | 0 | 0 | 12 | 0 | 10 | 0 | 22 | 24.4953 | 57.2107 | 0 | 3.0461 | 47.7893 | 0 | 0 | 0
5564 | 106.8006 | 0 | 106.8006 | 54.0932 | 2 | 11.2555 | 10 | 13.6833 | 0 | 13.6833 | 0 | 0 | 0 | 0 | 12 | 0 | 3.7686 | 0 | 15.7686 | 7.0743 | 66.0932 | 0 | 3.204 | 38.9068 | 0 | 0 | 0
5565 | 102.2306 | 0 | 102.2306 | 55 | 7.6737 | 10.8676 | 10 | 12.3224 | 0 | 12.3224 | 0 | 0 | 0 | 0 | 6.3668 | 0 | 0 | 0 | 6.3668 | 0 | 72.6737 | 0 | 3.0669 | 32.3263 | 0 | 0 | 0
5566 | 97.5031 | 0 | 97.5031 | 55 | 8.5358 | 10.1108 | 10 | 13.8566 | 0 | 13.8566 | 0 | 0 | 0 | 0 | 0 | 0 | 0 | 0 | 0 | 0 | 73.5358 | 0 | 2.9251 | 31.4642 | 0 | 0 | 0
5567 | 97.4265 | 0 | 97.4265 | 55 | 8.4346 | 10.0968 | 10 | 13.8951 | 0 | 13.8951 | 0 | 0 | 0 | 0 | 0 | 0 | 0 | 0 | 0 | 0 | 73.4346 | 0 | 2.9228 | 31.5654 | 0 | 0 | 0
5568 | 92.8321 | 0 | 92.8321 | 55 | 4.1824 | 9.5122 | 10 | 14.1375 | 0 | 14.1375 | 0 | 0 | 0 | 0 | 0 | 0 | 0 | 0 | 0 | 0 | 69.1824 | 0 | 2.785 | 35.8176 | 0 | 1.4211e-14 | 0
5569 | 92.9897 | 0 | 92.9897 | 55 | 3.9564 | 9.4811 | 10 | 14.5522 | 0 | 14.5522 | 0 | 0 | 0 | 0 | 0 | 0 | 0 | 0 | 0 | 0 | 68.9564 | 0 | 2.7897 | 36.0436 | 0 | 0 | 0
5570 | 94.4607 | 0 | 94.4607 | 55 | 6.2544 | 9.7971 | 10 | 13.4091 | 0 | 13.4091 | 0 | 0 | 0 | 0 | 0 | 0 | 0 | 0 | 0 | 0 | 71.2544 | 0 | 2.8338 | 33.7456 | 0 | 0 | 0
5571 | 94.5647 | 0 | 94.5647 | 55 | 4.666 | 9.5787 | 10 | 15.32 | 0 | 15.32 | 0 | 0 | 0 | 0 | 0 | 0 | 0 | 0 | 0 | 0 | 69.666 | 0 | 2.8369 | 35.334 | 0 | 0 | 0
5572 | 93.1301 | 0 | 93.1301 | 55 | 5.2103 | 9.6535 | 10 | 13.2663 | 0 | 13.2663 | 0 | 0 | 0 | 0 | 0 | 0 | 0 | 0 | 0 | 0 | 70.2103 | 0 | 2.7939 | 34.7897 | 0 | 0 | 0
5573 | 95.4499 | 0 | 95.4499 | 55 | 7.8662 | 10.0187 | 10 | 12.5651 | 0 | 12.5651 | 0 | 0 | 0 | 0 | 0 | 0 | 0 | 0 | 0 | 0 | 72.8662 | 0 | 2.8635 | 32.1338 | 0 | 0 | 0
5574 | 93.805 | 0 | 93.805 | 55 | 5.9818 | 9.7596 | 10 | 13.0636 | 0 | 13.0636 | 0 | 0 | 0 | 0 | 0 | 0 | 0 | 0 | 0 | 0 | 70.9818 | 0 | 2.8141 | 34.0182 | 0 | 0 | 0
5575 | 95.025 | 0 | 95.025 | 51.7802 | 2 | 8.7694 | 10 | 11.011 | 11.4644 | 11.011 | 11.4644 | 0 | 0 | 0 | 0 | 0 | 0 | 0 | 0 | 0 | 63.7802 | 0 | 2.8508 | 41.2198 | 0 | 0 | 0
5576 | 93.6639 | 0 | 93.6639 | 42.9 | 2 | 7.1372 | 7.0088 | 12.8737 | 21.7443 | 12.8737 | 21.7443 | 0 | 0 | 0 | 0 | 0 | 0 | 0 | 0 | 0 | 51.9088 | 0 | 2.8099 | 53.0912 | 0 | 0 | 0
5577 | 94.6254 | 0 | 94.6254 | 42.9 | 2 | 0.32261 | 4 | 10.988 | 34.4147 | 10.988 | 34.4147 | 0 | 0 | 0 | 0 | 0 | 0 | 0 | 0 | 0 | 48.9 | 0 | 2.8388 | 61.7272 | 0 | 0 | 0
5578 | 93.095 | 0 | 93.095 | 42.9 | 2 | 0 | 4 | 8.3831 | 41.3503 | 8.3831 | 41.3503 | 0 | 0 | 5.5383 | 0 | 0 | 0 | 5.5383 | 0 | 4.9845 | 48.9 | 0 | 2.7929 | 61.3413 | 0 | 0 | 0
5579 | 93.0447 | 0 | 93.0447 | 42.9 | 2 | 0 | 4 | 13.6143 | 39.4218 | 13.6143 | 39.4218 | 0 | 0 | 8.8914 | 0 | 0 | 0 | 8.8914 | 0 | 12.9867 | 48.9 | 0 | 2.7913 | 60.936 | 0 | 0 | 0
5580 | 89.102 | 0 | 89.102 | 42.9 | 2 | 0 | 4 | 11.0601 | 47.4187 | 11.0601 | 47.4187 | 0 | 0 | 12 | 0 | 6.2768 | 0 | 18.2768 | 0 | 29.5737 | 48.9 | 0 | 2.6731 | 59.8016 | 0 | 0 | 0
5581 | 90.8478 | 0 | 90.8478 | 42.9 | 2 | 0 | 4 | 10.0104 | 42.1987 | 10.0104 | 42.1987 | 0 | 0 | 10.2613 | 0 | 0 | 0 | 10.2613 | 0 | 38.8088 | 48.9 | 0 | 2.7254 | 66.1058 | 0 | 0 | 0
5582 | 89.8384 | 0 | 89.8384 | 42.9 | 2 | 0 | 4 | 12.3352 | 42.3896 | 12.3352 | 42.3896 | 0 | 0 | 12 | 0 | 1.7864 | 0 | 13.7864 | 0 | 51.2558 | 48.9 | 0 | 2.6952 | 60.3444 | 0 | 0 | 0
5583 | 87.688 | 0 | 87.688 | 42.9 | 2 | 0 | 4 | 11.0556 | 31.7028 | 11.0556 | 31.7028 | 0 | 0 | 3.9705 | 0 | 0 | 0 | 3.9705 | 0 | 54.8292 | 48.9 | 0 | 2.6306 | 68.3846 | 0 | 0 | 0
5584 | 92.5774 | 0 | 92.5774 | 42.9 | 2 | 6.893 | 5.2332 | 11.7875 | 23.7637 | 11.7875 | 23.7637 | 0 | 0 | 0 | 0 | 0 | 0 | 0 | 0 | 54.8292 | 50.1332 | 0 | 2.7773 | 73.7205 | 0 | 0 | 0
5585 | 97.2803 | 0 | 97.2803 | 44.6042 | 2 | 8.7654 | 10 | 12.1595 | 12.6045 | 12.1595 | 12.6045 | 0 | 0 | 0 | 7.1466 | 0 | 0 | 0 | 7.1466 | 46.8885 | 56.6042 | 0 | 2.9184 | 60.1028 | 0 | 0 | 0
5586 | 101.8388 | 0 | 101.8388 | 47.9098 | 2 | 10.8296 | 10 | 12.2457 | 5.1412e-15 | 12.2457 | 5.1412e-15 | 0 | 0 | 0 | 12 | 0 | 6.8537 | 0 | 18.8537 | 26.1213 | 59.9098 | 0 | 3.0552 | 45.0902 | 0 | 0 | 0
5587 | 107.3464 | 0 | 107.3464 | 55 | 5.4574 | 11.3374 | 10 | 13.5515 | 0 | 13.5515 | 0 | 0 | 0 | 0 | 12 | 0 | 0 | 0 | 12 | 12.7879 | 70.4574 | 0 | 3.2204 | 34.5426 | 0 | 0 | 0
5588 | 111.4395 | 0 | 111.4395 | 55 | 11.4435 | 12.093 | 10 | 11.3938 | 0 | 11.3938 | 0 | 0 | 0 | 0 | 11.5091 | 0 | 0 | 0 | 11.5091 | 0 | 76.4435 | 0 | 3.3432 | 28.5565 | 0 | 0 | 0
5589 | 106.2415 | 0 | 106.2415 | 55 | 17.5634 | 11.352 | 10 | 12.326 | 0 | 12.326 | 0 | 0 | 0 | 0 | 0 | 0 | 0 | 0 | 0 | 0 | 82.5634 | 0 | 3.1872 | 22.4366 | 0 | 0 | 0
5590 | 101.5539 | 0 | 101.5539 | 55 | 11.1415 | 10.469 | 10 | 14.9433 | 0 | 14.9433 | 0 | 0 | 0 | 0 | 0 | 0 | 0 | 0 | 0 | 0 | 76.1415 | 0 | 3.0466 | 28.8585 | 0 | 0 | 0
5591 | 97.995 | 0 | 97.995 | 55 | 10.6537 | 10.402 | 10 | 11.9393 | 0 | 11.9393 | 0 | 0 | 0 | 0 | 0 | 0 | 0 | 0 | 0 | 0 | 75.6537 | 0 | 2.9398 | 29.3463 | 0 | 0 | 0
5592 | 90.6236 | 0 | 90.6236 | 51.3694 | 2 | 8.7129 | 10 | 18.5413 | 0 | 18.5413 | 0 | 0 | 0 | 0 | 0 | 0 | 0 | 0 | 0 | 0 | 63.3694 | 0 | 2.7187 | 41.6306 | 0 | 0 | 0
5593 | 91.5053 | 0 | 91.5053 | 50.3041 | 2 | 8.5665 | 10 | 20.6348 | 0 | 20.6348 | 0 | 0 | 0 | 0 | 0 | 0 | 0 | 0 | 0 | 0 | 62.3041 | 0 | 2.7452 | 42.6959 | 0 | 0 | 0
5594 | 92.9606 | 0 | 92.9606 | 55 | 2.0072 | 9.2131 | 10 | 16.7403 | 0 | 16.7403 | 0 | 0 | 0 | 0 | 0 | 0 | 0 | 0 | 0 | 0 | 67.0072 | 0 | 2.7888 | 37.9928 | 0 | 0 | 0
5595 | 91.3155 | 0 | 91.3155 | 53.0751 | 2 | 8.9475 | 10 | 17.2929 | 0 | 17.2929 | 0 | 0 | 0 | 0 | 0 | 0 | 0 | 0 | 0 | 0 | 65.0751 | 0 | 2.7395 | 39.9249 | 0 | 0 | 0
5596 | 92.0315 | 0 | 92.0315 | 55 | 2.9561 | 9.3436 | 10 | 14.7318 | 0 | 14.7318 | 0 | 0 | 0 | 0 | 0 | 0 | 0 | 0 | 0 | 0 | 67.9561 | 0 | 2.7609 | 37.0439 | 0 | 0 | 0
5597 | 93.3718 | 0 | 93.3718 | 55 | 3.335 | 9.3957 | 10 | 15.6412 | 0 | 15.6412 | 0 | 0 | 0 | 0 | 0 | 0 | 0 | 0 | 0 | 0 | 68.335 | 0 | 2.8012 | 36.665 | 0 | 0 | 0
5598 | 93.2559 | 0 | 93.2559 | 55 | 4.5015 | 9.5561 | 10 | 14.1982 | 0 | 14.1982 | 0 | 0 | 0 | 0 | 0 | 0 | 0 | 0 | 0 | 0 | 69.5015 | 0 | 2.7977 | 35.4985 | 0 | 0 | 0
5599 | 90.7396 | 0 | 90.7396 | 43.827 | 2 | 7.6759 | 10 | 15.781 | 11.4556 | 15.781 | 11.4556 | 0 | 0 | 0 | 0 | 0 | 0 | 0 | 0 | 0 | 55.827 | 0 | 2.7222 | 49.173 | 0 | 0 | 0
5600 | 92.8151 | 0 | 92.8151 | 42.9 | 2 | 6.7482 | 4.1798 | 15.0976 | 21.8896 | 15.0976 | 21.8896 | 0 | 0 | 0 | 0 | 0 | 0 | 0 | 0 | 0 | 49.0798 | 0 | 2.7845 | 55.9202 | 0 | 0 | 0
5601 | 93.8521 | 0 | 93.8521 | 42.9 | 2 | 0 | 4 | 14.087 | 33.2206 | 14.087 | 33.2206 | 0 | 0 | 2.3556 | 0 | 0 | 0 | 2.3556 | 0 | 2.12 | 48.9 | 0 | 2.8156 | 61.7261 | 0 | 0 | 0
5602 | 89.3706 | 0 | 89.3706 | 42.9 | 2 | 7.1054e-15 | 4 | 14.712 | 37.1898 | 14.712 | 37.1898 | 0 | 0 | 11.4311 | 0 | 0 | 0 | 11.4311 | 0 | 12.408 | 48.9 | 0 | 2.6811 | 60.629 | 0 | 0 | 0
5603 | 89.0263 | 0 | 89.0263 | 42.9 | 2 | 0 | 4 | 15.4949 | 41.3876 | 15.4949 | 41.3876 | 0 | 0 | 12 | 0 | 4.7563 | 0 | 16.7563 | 0 | 27.5931 | 48.9 | 0 | 2.6708 | 59.9854 | 0 | 0 | 0
5604 | 88.0443 | 0 | 88.0443 | 42.9 | 2 | 0 | 4 | 13.3486 | 46.5412 | 13.3486 | 46.5412 | 0 | 0 | 12 | 0 | 8.7456 | 0 | 20.7456 | 0 | 46.4561 | 48.9 | 0 | 2.6413 | 59.5032 | 0 | 0 | 0
5605 | 91.119 | 0 | 91.119 | 42.9 | 2 | 1.4211e-14 | 4 | 14.1176 | 46.2338 | 14.1176 | 46.2338 | 0 | 0 | 12 | 0 | 6.1325 | 0 | 18.1325 | 0 | 62.91 | 48.9 | 0 | 2.7336 | 59.819 | 0 | 0 | 0
5606 | 86.9017 | 0 | 86.9017 | 42.9 | 2 | 7.1054e-15 | 4 | 15.5777 | 39.4161 | 15.5777 | 28.0294 | 0 | 11.3866 | 3.5466 | 0 | 2.0587 | 0 | 5.6054 | 0 | 68 | 48.9 | 0 | 2.6071 | 59.9569 | 0 | 0 | -5.3291e-15
5607 | 85.6085 | 0 | 85.6085 | 42.9 | 2 | 0 | 4 | 14.0712 | 32.2738 | 14.0712 | 22.6372 | 0 | 9.6366 | 0 | 0 | 0 | 0 | 0 | 0 | 68 | 48.9 | 0 | 2.5683 | 82.846 | 0 | 1.4211e-14 | 0
5608 | 92.8814 | 0 | 92.8814 | 42.9 | 2 | 4.5743 | 4 | 15.2051 | 24.2021 | 15.2051 | 24.2021 | 0 | 0 | 0 | 0 | 0 | 0 | 0 | 0 | 68 | 48.9 | 0 | 2.7864 | 79.9894 | 0 | 0 | 0
5609 | 97.4332 | 0 | 97.4332 | 42.9 | 2 | 8.2026 | 9.8111 | 16.9575 | 12.6158 | 16.9575 | 12.6158 | 0 | 0 | 0 | 4.9463 | 0 | 0 | 0 | 4.9463 | 62.5041 | 54.7111 | 0 | 2.923 | 67.3426 | 0 | 1.4211e-14 | 0
5610 | 101.5589 | 0 | 101.5589 | 42.9 | 2 | 10.2273 | 7.6976 | 16.948 | 5.6413e-15 | 16.948 | 5.6413e-15 | 0 | 0 | 0 | 12 | 0 | 9.786 | 0 | 21.786 | 38.5564 | 52.5976 | 0 | 3.0468 | 52.6164 | 0 | 0 | 0
5611 | 107.5617 | 0 | 107.5617 | 48.969 | 2 | 11.2226 | 10 | 14.7169 | 0 | 14.7169 | 0 | 0 | 0 | 0 | 12 | 0 | 8.6531 | 0 | 20.6531 | 15.8375 | 60.969 | 0 | 3.2269 | 44.031 | 0 | 0 | 0
5612 | 111.8335 | 0 | 111.8335 | 55 | 6.1954 | 11.4389 | 10 | 17.1992 | 0 | 17.1992 | 0 | 0 | 0 | 0 | 12 | 0 | 0 | 0 | 12 | 2.5041 | 71.1954 | 0 | 3.355 | 33.8046 | 0 | 0 | 0
5613 | 105.1598 | 0 | 105.1598 | 55 | 9.9136 | 10.6101 | 10 | 17.3825 | 0 | 17.3825 | 0 | 0 | 0 | 0 | 2.2537 | 0 | 0 | 0 | 2.2537 | 0 | 74.9136 | 0 | 3.1548 | 30.0864 | 0 | 0 | 0
5614 | 101.4147 | 0 | 101.4147 | 55 | 8.7385 | 10.1386 | 10 | 17.5376 | 0 | 17.5376 | 0 | 0 | 0 | 0 | 0 | 0 | 0 | 0 | 0 | 0 | 73.7385 | 0 | 3.0424 | 31.2615 | 0 | 0 | 0
5615 | 100.3868 | 0 | 100.3868 | 55 | 6.7593 | 9.8665 | 10 | 18.7609 | 0 | 18.7609 | 0 | 0 | 0 | 0 | 0 | 0 | 0 | 0 | 0 | 0 | 71.7593 | 0 | 3.0116 | 33.2407 | 0 | 0 | 0
5616 | 86.0514 | 0 | 86.0514 | 48.6195 | 2 | 8.3348 | 10 | 17.0971 | 0 | 17.0971 | 0 | 0 | 0 | 0 | 0 | 0 | 0 | 0 | 0 | 0 | 60.6195 | 0 | 2.5815 | 44.3805 | 0 | 0 | 0
5617 | 87.7043 | 0 | 87.7043 | 50.7407 | 2 | 8.6265 | 10 | 16.3371 | 0 | 16.3371 | 0 | 0 | 0 | 0 | 0 | 0 | 0 | 0 | 0 | 0 | 62.7407 | 0 | 2.6311 | 42.2593 | 0 | 0 | 0
5618 | 89.2476 | 0 | 89.2476 | 53.1935 | 2 | 8.9637 | 10 | 15.0904 | 0 | 15.0904 | 0 | 0 | 0 | 0 | 0 | 0 | 0 | 0 | 0 | 0 | 65.1935 | 0 | 2.6774 | 39.8065 | 0 | 0 | 0
5619 | 90.1997 | 0 | 90.1997 | 54.8129 | 2 | 9.1864 | 10 | 14.2004 | 0 | 14.2004 | 0 | 0 | 0 | 0 | 0 | 0 | 0 | 0 | 0 | 0 | 66.8129 | 0 | 2.706 | 38.1871 | 0 | 0 | 0
5620 | 88.2014 | 0 | 88.2014 | 51.2106 | 2 | 8.6911 | 10 | 16.2997 | 0 | 16.2997 | 0 | 0 | 0 | 0 | 0 | 0 | 0 | 0 | 0 | 0 | 63.2106 | 0 | 2.646 | 41.7894 | 0 | 0 | 0
5621 | 89.5204 | 0 | 89.5204 | 53.5842 | 2 | 9.0175 | 10 | 14.9188 | 0 | 14.9188 | 0 | 0 | 0 | 0 | 0 | 0 | 0 | 0 | 0 | 0 | 65.5842 | 0 | 2.6856 | 39.4158 | 0 | 0 | 0
5622 | 89.9774 | 0 | 89.9774 | 55 | 2.841 | 9.3278 | 10 | 12.8086 | 0 | 12.8086 | 0 | 0 | 0 | 0 | 0 | 0 | 0 | 0 | 0 | 0 | 67.841 | 0 | 2.6993 | 37.159 | 0 | 0 | 0
5623 | 89.4979 | 0 | 89.4979 | 44.2393 | 2 | 7.7326 | 10 | 12.9194 | 12.6066 | 12.9194 | 12.6066 | 0 | 0 | 0 | 0 | 0 | 0 | 0 | 0 | 0 | 56.2393 | 0 | 2.6849 | 48.7607 | 0 | 0 | 0
5624 | 88.3459 | 0 | 88.3459 | 42.9 | 2 | 1.6214 | 4 | 14.0799 | 23.7445 | 14.0799 | 23.7445 | 0 | 0 | 0 | 0 | 0 | 0 | 0 | 0 | 0 | 48.9 | 0 | 2.6504 | 60.5853 | 0 | 0 | 0
5625 | 88.3415 | 0 | 88.3415 | 42.9 | 2 | 0 | 4 | 13.2338 | 33.4912 | 13.2338 | 33.4912 | 0 | 0 | 7.2835 | 0 | 0 | 0 | 7.2835 | 0 | 6.5552 | 48.9 | 0 | 2.6502 | 61.1304 | 0 | 0 | 0
5626 | 90.9423 | 0 | 90.9423 | 42.9 | 2 | 0 | 4 | 12.1717 | 43.3188 | 12.1717 | 43.3188 | 0 | 0 | 12 | 0 | 1.4482 | 0 | 13.4482 | 0 | 18.6903 | 48.9 | 0 | 2.7283 | 60.3852 | 0 | 0 | 0
5627 | 89.1461 | 0 | 89.1461 | 42.9 | 2 | 0 | 4 | 12.0609 | 45.2764 | 12.0609 | 45.2764 | 0 | 0 | 12 | 0 | 5.0911 | 0 | 17.0911 | 0 | 34.1841 | 48.9 | 0 | 2.6744 | 59.9449 | 0 | 0 | 0
5628 | 87.4115 | 0 | 87.4115 | 42.9 | 2 | 0 | 4 | 12.0029 | 47.8651 | 12.0029 | 47.8651 | 0 | 0 | 12 | 0 | 9.3566 | 0 | 21.3566 | 0 | 53.6105 | 48.9 | 0 | 2.6223 | 59.4293 | 0 | 0 | 0
5629 | 86.3876 | 0 | 86.3876 | 42.9 | 2 | 0 | 4 | 13.2472 | 40.7558 | 13.2472 | 40.0873 | 0 | 0.66847 | 10.0498 | 0 | 5.7971 | 0 | 15.8469 | 0 | 68 | 48.9 | 0 | 2.5916 | 60.0145 | 0 | 3.5527e-15 | 0
5630 | 86.4537 | 0 | 86.4537 | 42.9 | 2 | 0 | 4 | 14.7658 | 43.6395 | 14.7658 | 22.7879 | 0 | 20.8516 | 0 | 0 | 0 | 0 | 0 | 0 | 68 | 48.9 | 0 | 2.5936 | 81.4903 | 0 | 0 | 0
5631 | 83.428 | 0 | 83.428 | 42.9 | 2 | 0 | 4 | 13.1203 | 34.4152 | 13.1203 | 21.4077 | 0 | 13.0076 | 0 | 0 | 0 | 0 | 0 | 0 | 68 | 48.9 | 0 | 2.5028 | 82.4385 | 0 | 0 | 0
5632 | 91.0501 | 0 | 91.0501 | 42.9 | 2 | 6.4083 | 4 | 12.4612 | 23.2805 | 12.4612 | 23.2805 | 0 | 0 | 0 | 0 | 0 | 0 | 0 | 0 | 68 | 48.9 | 0 | 2.7315 | 78.3771 | 0 | 0 | 0
5633 | 91.8326 | 0 | 91.8326 | 42.9 | 2 | 7.9452 | 9.8727 | 13.3806 | 12.7214 | 13.3806 | 12.7214 | 0 | 0 | 0 | 3.0127 | 0 | 0 | 0 | 3.0127 | 64.6525 | 54.7727 | 0 | 2.755 | 69.2146 | 0 | 1.4211e-14 | 0
5634 | 98.9676 | 0 | 98.9676 | 42.9 | 2 | 10.3818 | 8.6068 | 13.079 | 6.0396e-15 | 13.079 | 6.0396e-15 | 0 | 0 | 0 | 12 | 0 | 10 | 0 | 22 | 40.4727 | 53.5068 | 0 | 2.969 | 51.4932 | 0 | 0 | 0
5635 | 103.263 | 0 | 103.263 | 46.8479 | 2 | 10.9015 | 10 | 13.0746 | 0 | 13.0746 | 0 | 0 | 0 | 0 | 12 | 0 | 8.4391 | 0 | 20.4391 | 17.9859 | 58.8479 | 0 | 3.0979 | 46.1521 | 0 | 0 | 0
5636 | 109.6414 | 0 | 109.6414 | 55 | 7.2133 | 11.5789 | 10 | 13.8492 | 0 | 13.8492 | 0 | 0 | 0 | 0 | 12 | 0 | 0 | 0 | 12 | 4.6525 | 72.2133 | 0 | 3.2892 | 32.7867 | 0 | 0 | 0
5637 | 105.5468 | 0 | 105.5468 | 55 | 10.9271 | 11.0153 | 10 | 14.4172 | 0 | 14.4172 | 0 | 0 | 0 | 0 | 4.1873 | 0 | 0 | 0 | 4.1873 | 0 | 75.9271 | 0 | 3.1664 | 29.0729 | 0 | 0 | 0
5638 | 99.7851 | 0 | 99.7851 | 55 | 9.0808 | 10.1857 | 10 | 15.5186 | 0 | 15.5186 | 0 | 0 | 0 | 0 | 0 | 0 | 0 | 0 | 0 | 0 | 74.0808 | 0 | 2.9936 | 30.9192 | 0 | 0 | -1.4211e-14
5639 | 96.4498 | 0 | 96.4498 | 55 | 7.0547 | 9.9071 | 10 | 14.488 | 0 | 14.488 | 0 | 0 | 0 | 0 | 0 | 0 | 0 | 0 | 0 | 0 | 72.0547 | 0 | 2.8935 | 32.9453 | 0 | 0 | 0
5640 | 86.5162 | 0 | 86.5162 | 51.1018 | 2 | 8.6761 | 10 | 14.7383 | 0 | 14.7383 | 0 | 0 | 0 | 0 | 0 | 0 | 0 | 0 | 0 | 0 | 63.1018 | 0 | 2.5955 | 41.8982 | 0 | 0 | 0
5641 | 83.8495 | 0 | 83.8495 | 50.3991 | 2 | 8.5795 | 10 | 12.8709 | 0 | 12.8709 | 0 | 0 | 0 | 0 | 0 | 0 | 0 | 0 | 0 | 0 | 62.3991 | 0 | 2.5155 | 42.6009 | 0 | 0 | 0
5642 | 88.2084 | 0 | 88.2084 | 53.1215 | 2 | 8.9539 | 10 | 14.1331 | 0 | 14.1331 | 0 | 0 | 0 | 0 | 0 | 0 | 0 | 0 | 0 | 0 | 65.1215 | 0 | 2.6463 | 39.8785 | 0 | 0 | 0
5643 | 86.4435 | 0 | 86.4435 | 50.7592 | 2 | 8.629 | 10 | 15.0552 | 0 | 15.0552 | 0 | 0 | 0 | 0 | 0 | 0 | 0 | 0 | 0 | 0 | 62.7592 | 0 | 2.5933 | 42.2408 | 0 | 0 | 0
5644 | 85.1535 | 0 | 85.1535 | 50.5929 | 2 | 8.6062 | 10 | 13.9545 | 0 | 13.9545 | 0 | 0 | 0 | 0 | 0 | 0 | 0 | 0 | 0 | 0 | 62.5929 | 0 | 2.5546 | 42.4071 | 0 | 0 | 0
5645 | 86.7473 | 0 | 86.7473 | 52.7944 | 2 | 8.9089 | 10 | 13.044 | 0 | 13.044 | 0 | 0 | 0 | 0 | 0 | 0 | 0 | 0 | 0 | 0 | 64.7944 | 0 | 2.6024 | 40.2056 | 0 | 0 | 0
5646 | 89.8772 | 0 | 89.8772 | 55 | 2.2398 | 9.2451 | 10 | 13.3923 | 0 | 13.3923 | 0 | 0 | 0 | 0 | 0 | 0 | 0 | 0 | 0 | 0 | 67.2398 | 0 | 2.6963 | 37.7602 | 0 | 0 | 0
5647 | 85.4587 | 0 | 85.4587 | 42.9 | 2 | 7.3784 | 8.7635 | 11.9236 | 12.4932 | 11.9236 | 12.4932 | 0 | 0 | 0 | 0 | 0 | 0 | 0 | 0 | 0 | 53.6635 | 0 | 2.5638 | 51.3365 | 0 | 0 | 0
5648 | 85.9812 | 0 | 85.9812 | 42.9 | 2 | 2.8049 | 4 | 12.2499 | 22.0264 | 12.2499 | 22.0264 | 0 | 0 | 0 | 0 | 0 | 0 | 0 | 0 | 0 | 48.9 | 0 | 2.5794 | 59.5449 | 0 | 0 | 0
5649 | 87.9909 | 0 | 87.9909 | 42.9 | 2 | 0 | 4 | 13.483 | 34.1538 | 13.483 | 34.1538 | 0 | 0 | 8.5459 | 0 | 0 | 0 | 8.5459 | 0 | 7.6913 | 48.9 | 0 | 2.6397 | 60.9778 | 0 | 0 | 0
5650 | 84.9434 | 0 | 84.9434 | 42.9 | 2 | 0 | 4 | 12.7478 | 37.3537 | 12.7478 | 37.3537 | 0 | 0 | 12 | 0 | 2.0581 | 0 | 14.0581 | 0 | 20.3888 | 48.9 | 0 | 2.5483 | 60.3115 | 0 | 0 | 0
5651 | 83.5866 | 0 | 83.5866 | 42.9 | 2 | 0 | 4 | 11.2126 | 41.521 | 11.2126 | 41.521 | 0 | 0 | 12 | 0 | 6.047 | 0 | 18.047 | 0 | 36.7639 | 48.9 | 0 | 2.5076 | 59.8293 | 0 | 0 | 0
5652 | 82.896 | 0 | 82.896 | 42.9 | 2 | 1.4211e-14 | 4 | 11.2314 | 48.3298 | 11.2314 | 44.7646 | 0 | 3.5652 | 12 | 0 | 10 | 0 | 22 | 0 | 56.7834 | 48.9 | 0 | 2.4869 | 58.9206 | 0 | 1.4211e-14 | 0
5653 | 83.6365 | 0 | 83.6365 | 42.9 | 2 | 0 | 4 | 11.3912 | 38.2905 | 11.3912 | 35.7207 | 0 | 2.5698 | 8.7874 | 0 | 3.5879 | 0 | 12.3753 | 0 | 68 | 48.9 | 0 | 2.5091 | 60.2043 | 0 | 0 | 0
5654 | 81.3715 | 0 | 81.3715 | 42.9 | 2 | 7.1054e-15 | 4 | 10.8789 | 37.0349 | 10.8789 | 21.5926 | 0 | 15.4423 | 0 | 0 | 0 | 0 | 0 | 0 | 68 | 48.9 | 0 | 2.4411 | 82.1442 | 0 | 0 | 0
5655 | 80.7581 | 0 | 80.7581 | 42.9 | 2 | 0 | 4 | 11.7354 | 30.9929 | 11.7354 | 20.1227 | 0 | 10.8702 | 0 | 0 | 0 | 0 | 0 | 0 | 68 | 48.9 | 0 | 2.4227 | 82.6968 | 0 | 1.4211e-14 | 0
5656 | 87.5778 | 0 | 87.5778 | 42.9 | 2 | 4.1905 | 4 | 14.4851 | 20.0022 | 14.4851 | 20.0022 | 0 | 0 | 0 | 0 | 0 | 0 | 0 | 0 | 68 | 48.9 | 0 | 2.6273 | 80.3268 | 0 | 0 | 0
5657 | 89.9841 | 0 | 89.9841 | 42.9 | 2 | 8.198 | 9.0595 | 10.7599 | 11.4023 | 10.7599 | 11.4023 | 0 | 0 | 0 | 5.6645 | 0 | 0 | 0 | 5.6645 | 61.7061 | 53.9595 | 0 | 2.6995 | 67.376 | 0 | 0 | -1.4211e-14
5658 | 95.7259 | 0 | 95.7259 | 42.9 | 2 | 10.218 | 7.4154 | 11.1926 | 5.7794e-15 | 11.1926 | 5.7794e-15 | 0 | 0 | 0 | 12 | 0 | 10 | 0 | 22 | 37.5262 | 52.3154 | 0 | 2.8718 | 52.6846 | 0 | 0 | 0
5659 | 99.462 | 0 | 99.462 | 43.1252 | 2 | 10.3897 | 10 | 13.5081 | 0 | 13.5081 | 0 | 0 | 0 | 0 | 12 | 0 | 8.4391 | 0 | 20.4391 | 15.0394 | 55.1252 | 0 | 2.9839 | 49.8748 | 0 | 0 | 0
5660 | 103.6456 | 0 | 103.6456 | 55 | 2.595 | 10.9439 | 10 | 13.1067 | 0 | 13.1067 | 0 | 0 | 0 | 0 | 12 | 0 | 0 | 0 | 12 | 1.7061 | 67.595 | 0 | 3.1094 | 37.405 | 0 | 0 | 0
5661 | 98.8668 | 0 | 98.8668 | 55 | 8.7116 | 10.3461 | 10 | 13.2736 | 0 | 13.2736 | 0 | 0 | 0 | 0 | 1.5355 | 0 | 0 | 0 | 1.5355 | 0 | 73.7116 | 0 | 2.966 | 31.2884 | 0 | 0 | 0
5662 | 95.8153 | 0 | 95.8153 | 55 | 6.347 | 9.8098 | 10 | 14.6585 | 0 | 14.6585 | 0 | 0 | 0 | 0 | 0 | 0 | 0 | 0 | 0 | 0 | 71.347 | 0 | 2.8745 | 33.653 | 0 | 0 | 0
5663 | 92.8532 | 0 | 92.8532 | 55 | 3.468 | 9.414 | 10 | 14.9712 | 0 | 14.9712 | 0 | 0 | 0 | 0 | 0 | 0 | 0 | 0 | 0 | 0 | 68.468 | 0 | 2.7856 | 36.532 | 0 | 0 | 0
5664 | 86.657 | 0 | 86.657 | 50.7439 | 2 | 8.6269 | 10 | 15.2862 | 0 | 15.2862 | 0 | 0 | 0 | 0 | 0 | 0 | 0 | 0 | 0 | 0 | 62.7439 | 0 | 2.5997 | 42.2561 | 0 | 0 | 0
5665 | 88.3933 | 0 | 88.3933 | 51.0009 | 2 | 8.6623 | 10 | 16.7302 | 0 | 16.7302 | 0 | 0 | 0 | 0 | 0 | 0 | 0 | 0 | 0 | 0 | 63.0009 | 0 | 2.6518 | 41.9991 | 0 | 0 | -1.4211e-14
5666 | 88.3643 | 0 | 88.3643 | 53.9814 | 2 | 9.0721 | 10 | 13.3108 | 0 | 13.3108 | 0 | 0 | 0 | 0 | 0 | 0 | 0 | 0 | 0 | 0 | 65.9814 | 0 | 2.6509 | 39.0186 | 0 | 0 | 0
5667 | 90.3472 | 0 | 90.3472 | 54.9906 | 2 | 9.2108 | 10 | 14.1458 | 0 | 14.1458 | 0 | 0 | 0 | 0 | 0 | 0 | 0 | 0 | 0 | 0 | 66.9906 | 0 | 2.7104 | 38.0094 | 0 | 0 | -1.4211e-14
5668 | 89.6928 | 0 | 89.6928 | 55 | 2.6934 | 9.3075 | 10 | 12.6919 | 0 | 12.6919 | 0 | 0 | 0 | 0 | 0 | 0 | 0 | 0 | 0 | 0 | 67.6934 | 0 | 2.6908 | 37.3066 | 0 | 0 | 0
5669 | 88.2619 | 0 | 88.2619 | 53.4256 | 2 | 8.9957 | 10 | 13.8406 | 0 | 13.8406 | 0 | 0 | 0 | 0 | 0 | 0 | 0 | 0 | 0 | 0 | 65.4256 | 0 | 2.6479 | 39.5744 | 0 | 0 | 0
5670 | 89.4749 | 0 | 89.4749 | 55 | 2.2401 | 9.2451 | 10 | 12.9896 | 0 | 12.9896 | 0 | 0 | 0 | 0 | 0 | 0 | 0 | 0 | 0 | 0 | 67.2401 | 0 | 2.6842 | 37.7599 | 0 | 0 | 0
5671 | 91.5715 | 0 | 91.5715 | 44.9555 | 2 | 7.8311 | 10 | 12.8122 | 13.9728 | 12.8122 | 13.9728 | 0 | 0 | 0 | 0 | 0 | 0 | 0 | 0 | 0 | 56.9555 | 0 | 2.7471 | 48.0445 | 0 | 0 | 0
5672 | 91.1256 | 0 | 91.1256 | 42.9 | 2 | 5.9448 | 4 | 12.7832 | 23.4976 | 12.7832 | 23.4976 | 0 | 0 | 0 | 0 | 0 | 0 | 0 | 0 | 0 | 48.9 | 0 | 2.7338 | 56.7846 | 0 | 0 | 0
5673 | 91.4139 | 0 | 91.4139 | 42.9 | 2 | 1.4211e-14 | 4 | 12.6317 | 36.1602 | 12.6317 | 36.1602 | 0 | 0 | 6.278 | 0 | 0 | 0 | 6.278 | 0 | 5.6502 | 48.9 | 0 | 2.7424 | 61.2519 | 0 | 0 | 0
5674 | 91.0679 | 0 | 91.0679 | 42.9 | 2 | 0 | 4 | 12.302 | 42.6704 | 12.302 | 42.6704 | 0 | 0 | 12 | 0 | 0.80455 | 0 | 12.8045 | 0 | 17.1919 | 48.9 | 0 | 2.732 | 60.463 | 0 | 0 | 0
5675 | 88.4456 | 0 | 88.4456 | 42.9 | 2 | 0 | 4 | 12.6273 | 47.2231 | 12.6273 | 47.2231 | 0 | 0 | 12 | 0 | 8.3048 | 0 | 20.3048 | 0 | 35.6485 | 48.9 | 0 | 2.6534 | 59.5564 | 0 | 0 | 0
5676 | 89.2307 | 0 | 89.2307 | 42.9 | 2 | 0 | 4 | 11.9935 | 48.7139 | 11.9935 | 48.7139 | 0 | 0 | 12 | 0 | 8.3767 | 0 | 20.3767 | 0 | 54.1714 | 48.9 | 0 | 2.6769 | 59.5478 | 0 | 0 | 0
5677 | 86.5151 | 0 | 86.5151 | 42.9 | 2 | 0 | 4 | 13.2657 | 49.4841 | 13.2657 | 39.6119 | 0 | 9.8722 | 11.0554 | 0 | 4.2071 | 0 | 15.2624 | 0 | 68 | 48.9 | 0 | 2.5955 | 58.9726 | 0 | 0 | -7.1054e-15
5678 | 87.7528 | 0 | 87.7528 | 42.9 | 2 | 0 | 4 | 13.0124 | 42.5877 | 13.0124 | 25.8404 | 0 | 16.7473 | 0 | 0 | 0 | 0 | 0 | 0 | 68 | 48.9 | 0 | 2.6326 | 81.9865 | 0 | 0 | 0
5679 | 84.6399 | 0 | 84.6399 | 42.9 | 2 | 0 | 4 | 11.6492 | 38.8689 | 11.6492 | 24.0907 | 0 | 14.7782 | 0 | 0 | 0 | 0 | 0 | 0 | 68 | 48.9 | 0 | 2.5392 | 82.2245 | 0 | 0 | 0
5680 | 87.8847 | 0 | 87.8847 | 42.9 | 2 | 1.695 | 4 | 12.9966 | 24.2931 | 12.9966 | 24.2931 | 0 | 0 | 0 | 0 | 0 | 0 | 0 | 0 | 68 | 48.9 | 0 | 2.6365 | 82.5206 | 0 | 0 | -1.4211e-14
5681 | 91.6887 | 0 | 91.6887 | 42.9 | 2 | 7.8196 | 5.5225 | 13.3941 | 13.603 | 13.3941 | 13.603 | 0 | 0 | 0 | 6.4495 | 0 | 0 | 0 | 6.4495 | 60.8339 | 50.4225 | 0 | 2.7507 | 70.128 | 0 | 0 | 0
5682 | 97.1762 | 0 | 97.1762 | 42.9 | 2 | 9.9845 | 5.7174 | 14.5743 | 6.856e-15 | 14.5743 | 6.856e-15 | 0 | 0 | 0 | 12 | 0 | 10 | 0 | 22 | 36.6541 | 50.6174 | 0 | 2.9153 | 54.3826 | 0 | 0 | 0
5683 | 103.1418 | 0 | 103.1418 | 46.4161 | 2 | 10.8421 | 10 | 13.4446 | 0 | 13.4446 | 0 | 0 | 0 | 0 | 12 | 0 | 8.4391 | 0 | 20.4391 | 14.1673 | 58.4161 | 0 | 3.0943 | 46.5839 | 0 | 0 | 0
5684 | 109.5726 | 0 | 109.5726 | 55 | 6.151 | 11.4328 | 10 | 14.9888 | 0 | 14.9888 | 0 | 0 | 0 | 0 | 12 | 0 | 0 | 0 | 12 | 0.83394 | 71.151 | 0 | 3.2872 | 33.849 | 0 | 0 | 0
5685 | 103.5376 | 0 | 103.5376 | 55 | 10.961 | 10.5474 | 10 | 16.2786 | 0 | 16.2786 | 0 | 0 | 0 | 0 | 0.75054 | 0 | 0 | 0 | 0.75054 | 0 | 75.961 | 0 | 3.1061 | 29.039 | 0 | 0 | 0
5686 | 99.4466 | 0 | 99.4466 | 55 | 8.746 | 10.1397 | 10 | 15.5609 | 0 | 15.5609 | 0 | 0 | 0 | 0 | 0 | 0 | 0 | 0 | 0 | 0 | 73.746 | 0 | 2.9834 | 31.254 | 0 | 0 | 0
5687 | 94.4804 | 0 | 94.4804 | 55 | 4.3175 | 9.5308 | 10 | 15.6321 | 0 | 15.6321 | 0 | 0 | 0 | 0 | 0 | 0 | 0 | 0 | 0 | 0 | 69.3175 | 0 | 2.8344 | 35.6825 | 0 | 0 | 0
5688 | 82.9798 | 0 | 82.9798 | 44.8659 | 2 | 7.8187 | 10 | 18.2952 | 0 | 18.2952 | 0 | 0 | 0 | 0 | 0 | 0 | 0 | 0 | 0 | 0 | 56.8659 | 0 | 2.4894 | 48.1341 | 0 | 0 | 0
5689 | 83.6979 | 0 | 83.6979 | 44.6142 | 2 | 7.7841 | 10 | 19.2995 | 0 | 19.2995 | 0 | 0 | 0 | 0 | 0 | 0 | 0 | 0 | 0 | 0 | 56.6142 | 0 | 2.5109 | 48.3858 | 0 | 0 | 0
5690 | 83.2866 | 0 | 83.2866 | 46.0755 | 2 | 7.9851 | 10 | 17.226 | 0 | 17.226 | 0 | 0 | 0 | 0 | 0 | 0 | 0 | 0 | 0 | 0 | 58.0755 | 0 | 2.4986 | 46.9245 | 0 | 0 | 0
5691 | 86.1017 | 0 | 86.1017 | 47.667 | 2 | 8.2039 | 10 | 18.2308 | 0 | 18.2308 | 0 | 0 | 0 | 0 | 0 | 0 | 0 | 0 | 0 | 0 | 59.667 | 0 | 2.5831 | 45.333 | 0 | 0 | 0
5692 | 82.9836 | 0 | 82.9836 | 45.4628 | 2 | 7.9008 | 10 | 17.6201 | 0 | 17.6201 | 0 | 0 | 0 | 0 | 0 | 0 | 0 | 0 | 0 | 0 | 57.4628 | 0 | 2.4895 | 47.5372 | 0 | 0 | 0
5693 | 85.2637 | 0 | 85.2637 | 48.6862 | 2 | 8.344 | 10 | 16.2335 | 0 | 16.2335 | 0 | 0 | 0 | 0 | 0 | 0 | 0 | 0 | 0 | 0 | 60.6862 | 0 | 2.5579 | 44.3138 | 0 | 1.4211e-14 | 0
5694 | 82.789 | 0 | 82.789 | 46.737 | 2 | 8.076 | 10 | 15.976 | 0 | 15.976 | 0 | 0 | 0 | 0 | 0 | 0 | 0 | 0 | 0 | 0 | 58.737 | 0 | 2.4837 | 46.263 | 0 | 0 | 0
5695 | 86.4137 | 0 | 86.4137 | 42.9 | 2 | 7.312 | 8.2801 | 14.2079 | 11.7137 | 14.2079 | 11.7137 | 0 | 0 | 0 | 0 | 0 | 0 | 0 | 0 | 0 | 53.1801 | 0 | 2.5924 | 51.8199 | 0 | 0 | 0
5696 | 85.9002 | 0 | 85.9002 | 42.9 | 2 | 7.1054e-15 | 4 | 15.2781 | 23.1143 | 15.2781 | 23.1143 | 0 | 0 | 1.3922 | 0 | 0 | 0 | 1.3922 | 0 | 1.253 | 48.9 | 0 | 2.577 | 61.8425 | 0 | 1.4211e-14 | 0
5697 | 83.8986 | 0 | 83.8986 | 42.9 | 2 | 0 | 4 | 14.367 | 31.8126 | 14.367 | 31.8126 | 0 | 0 | 11.181 | 0 | 0 | 0 | 11.181 | 0 | 11.3159 | 48.9 | 0 | 2.517 | 60.6593 | 0 | 0 | 0
5698 | 84.0887 | 0 | 84.0887 | 42.9 | 2 | 0 | 4 | 14.9749 | 40.6986 | 14.9749 | 40.6986 | 0 | 0 | 12 | 0 | 8.4847 | 0 | 20.4847 | 0 | 29.9385 | 48.9 | 0 | 2.5227 | 59.5347 | 0 | 0 | 0
5699 | 80.9843 | 0 | 80.9843 | 42.9 | 2 | 0 | 4 | 16.0344 | 45.7787 | 16.0344 | 38.0499 | 0 | 7.7288 | 12 | 0 | 10 | 0 | 22 | 0 | 49.958 | 48.9 | 0 | 2.4295 | 58.4173 | 0 | 0 | 0
5700 | 81.7319 | 0 | 81.7319 | 42.9 | 2 | 0 | 4 | 15.0541 | 42.7147 | 15.0541 | 32.9861 | 0 | 9.7287 | 12 | 0 | 3.2083 | 0 | 15.2083 | 0 | 63.7159 | 48.9 | 0 | 2.452 | 58.9965 | 0 | 3.5527e-15 | 0
5701 | 82.8924 | 0 | 82.8924 | 42.9 | 2 | 2.1316e-14 | 4 | 13.967 | 42.9453 | 13.967 | 24.7854 | 0 | 18.1599 | 4.7601 | 0 | 0 | 0 | 4.7601 | 0 | 68 | 48.9 | 0 | 2.4868 | 69.2403 | 0 | 3.5527e-15 | 0
5702 | 82.3453 | 0 | 82.3453 | 42.9 | 2 | 0 | 4 | 14.8553 | 38.7548 | 14.8553 | 18.59 | 0 | 20.1648 | 0 | 0 | 0 | 0 | 0 | 0 | 68 | 48.9 | 0 | 2.4704 | 81.5734 | 0 | 0 | 0
5703 | 79.4984 | 0 | 79.4984 | 42.9 | 2 | 0 | 4 | 15.5853 | 32.1367 | 15.5853 | 15.0131 | 0 | 17.1236 | 0 | 0 | 0 | 0 | 0 | 0 | 68 | 48.9 | 0 | 2.385 | 81.941 | 0 | 0 | 0
5704 | 83.5547 | 0 | 83.5547 | 42.9 | 2 | 1.4211e-14 | 4 | 15.676 | 19.6164 | 15.676 | 18.9787 | 0 | 0.63774 | 0 | 0 | 0 | 0 | 0 | 0 | 68 | 48.9 | 0 | 2.5066 | 83.9337 | 0 | 1.4211e-14 | 0
5705 | 87.4414 | 0 | 87.4414 | 42.9 | 2 | 7.362 | 8.6437 | 15.5287 | 11.007 | 15.5287 | 11.007 | 0 | 0 | 0 | 0 | 0 | 0 | 0 | 0 | 68 | 53.5437 | 0 | 2.6232 | 73.4563 | 0 | 1.4211e-14 | 0
5706 | 93.7229 | 0 | 93.7229 | 42.9 | 2 | 9.2832 | 7.7981 | 16.9229 | 5.6184e-15 | 16.9229 | 5.6184e-15 | 0 | 0 | 0 | 12 | 0 | 2.8187 | 0 | 14.8187 | 51.6093 | 52.6981 | 0 | 2.8117 | 59.4832 | 0 | 0 | -1.4211e-14
5707 | 97.6636 | 0 | 97.6636 | 42.9 | 2 | 9.9451 | 7.3777 | 15.3874 | 0 | 15.3874 | 0 | 0 | 0 | 0 | 12 | 0 | 8.0533 | 0 | 20.0533 | 29.541 | 52.2777 | 0 | 2.9299 | 54.669 | 0 | 0 | 0
5708 | 103.9952 | 0 | 103.9952 | 45.0641 | 2 | 10.5364 | 10 | 16.8277 | 0 | 16.8277 | 0 | 0 | 0 | 0 | 12 | 0 | 7.5671 | 0 | 19.5671 | 8 | 57.0641 | 0 | 3.1199 | 47.9359 | 0 | 1.4211e-14 | 0
5709 | 99.6462 | 0 | 99.6462 | 53.7514 | 2 | 10.0304 | 10 | 16.6645 | 0 | 16.6645 | 0 | 0 | 0 | 0 | 7.2 | 0 | 0 | 0 | 7.2 | 0 | 65.7514 | 0 | 2.9894 | 39.2486 | 0 | 0 | 0
5710 | 96.1308 | 0 | 96.1308 | 55 | 4.5552 | 9.5635 | 10 | 17.0121 | 0 | 17.0121 | 0 | 0 | 0 | 0 | 0 | 0 | 0 | 0 | 0 | 0 | 69.5552 | 0 | 2.8839 | 35.4448 | 0 | 0 | 0
5711 | 90.5918 | 0 | 90.5918 | 50.911 | 2 | 8.6499 | 10 | 19.0309 | 0 | 19.0309 | 0 | 0 | 0 | 0 | 0 | 0 | 0 | 0 | 0 | 0 | 62.911 | 0 | 2.7178 | 42.089 | 0 | 0 | 0
5712 | 87.4202 | 0 | 87.4202 | 50.1448 | 2 | 8.5446 | 10 | 16.7308 | 0 | 16.7308 | 0 | 0 | 0 | 0 | 0 | 0 | 0 | 0 | 0 | 0 | 62.1448 | 0 | 2.6226 | 42.8552 | 0 | 0 | 0
5713 | 88.7701 | 0 | 88.7701 | 52.9205 | 2 | 8.9262 | 10 | 14.9234 | 0 | 14.9234 | 0 | 0 | 0 | 0 | 0 | 0 | 0 | 0 | 0 | 0 | 64.9205 | 0 | 2.6631 | 40.0795 | 0 | 1.4211e-14 | 0
5714 | 90.5486 | 0 | 90.5486 | 51.9477 | 2 | 8.7925 | 10 | 17.8084 | 0 | 17.8084 | 0 | 0 | 0 | 0 | 0 | 0 | 0 | 0 | 0 | 0 | 63.9477 | 0 | 2.7165 | 41.0523 | 0 | 1.4211e-14 | 0
5715 | 92.3062 | 0 | 92.3062 | 53.2875 | 2 | 8.9767 | 10 | 18.0421 | 0 | 18.0421 | 0 | 0 | 0 | 0 | 0 | 0 | 0 | 0 | 0 | 0 | 65.2875 | 0 | 2.7692 | 39.7125 | 0 | 0 | 0
5716 | 92.8298 | 0 | 92.8298 | 54.9099 | 2 | 9.1997 | 10 | 16.7201 | 0 | 16.7201 | 0 | 0 | 0 | 0 | 0 | 0 | 0 | 0 | 0 | 0 | 66.9099 | 0 | 2.7849 | 38.0901 | 0 | 0 | 0
5717 | 93.1224 | 0 | 93.1224 | 55 | 4.0532 | 9.4944 | 10 | 14.5747 | 0 | 14.5747 | 0 | 0 | 0 | 0 | 0 | 0 | 0 | 0 | 0 | 0 | 69.0532 | 0 | 2.7937 | 35.9468 | 0 | 0 | 0
5718 | 91.9064 | 0 | 91.9064 | 53.699 | 2 | 9.0333 | 10 | 17.1742 | 0 | 17.1742 | 0 | 0 | 0 | 0 | 0 | 0 | 0 | 0 | 0 | 0 | 65.699 | 0 | 2.7572 | 39.301 | 0 | 0 | 0
5719 | 90.6309 | 0 | 90.6309 | 44.0896 | 2 | 7.712 | 10 | 15.2511 | 11.5782 | 15.2511 | 11.5782 | 0 | 0 | 0 | 0 | 0 | 0 | 0 | 0 | 0 | 56.0896 | 0 | 2.7189 | 48.9104 | 0 | 1.4211e-14 | 0
5720 | 92.4503 | 0 | 92.4503 | 42.9 | 2 | 6.7577 | 4.2487 | 14.0248 | 22.5191 | 14.0248 | 22.5191 | 0 | 0 | 0 | 0 | 0 | 0 | 0 | 0 | 0 | 49.1487 | 0 | 2.7735 | 55.8513 | 0 | 0 | 0
5721 | 92.6363 | 0 | 92.6363 | 42.9 | 2 | 0 | 4 | 14.3015 | 32.7384 | 14.3015 | 32.7384 | 0 | 0 | 3.3036 | 0 | 0 | 0 | 3.3036 | 0 | 2.9732 | 48.9 | 0 | 2.7791 | 61.6115 | 0 | 0 | 0
5722 | 90.6368 | 0 | 90.6368 | 42.9 | 2 | 0 | 4 | 12.4647 | 37.0511 | 12.4647 | 37.0511 | 0 | 0 | 7.779 | 0 | 0 | 0 | 7.779 | 0 | 9.9743 | 48.9 | 0 | 2.7191 | 61.0705 | 0 | 0 | 0
5723 | 88.5353 | 0 | 88.5353 | 42.9 | 2 | 0 | 4 | 14.0962 | 42.193 | 14.0962 | 42.193 | 0 | 0 | 12 | 0 | 4.6539 | 0 | 16.6539 | 0 | 25.065 | 48.9 | 0 | 2.6561 | 59.9977 | 0 | 0 | 0
5724 | 90.2026 | 0 | 90.2026 | 42.9 | 2 | 0 | 4 | 13.449 | 44.5207 | 13.449 | 44.5207 | 0 | 0 | 12 | 0 | 4.667 | 0 | 16.667 | 0 | 40.1678 | 48.9 | 0 | 2.7061 | 59.9962 | 0 | 0 | 0
5725 | 87.3856 | 0 | 87.3856 | 42.9 | 2 | 7.1054e-15 | 4 | 12.7141 | 50.4053 | 12.7141 | 47.7716 | 0 | 2.6337 | 12 | 0 | 10 | 0 | 22 | 0 | 60.1873 | 48.9 | 0 | 2.6216 | 59.0332 | 0 | 0 | 0
5726 | 85.7629 | 0 | 85.7629 | 42.9 | 2 | 7.1054e-15 | 4 | 13.6304 | 39.961 | 13.6304 | 31.8554 | 0 | 8.1057 | 6.2508 | 0 | 2.3721 | 0 | 8.6229 | 0 | 68 | 48.9 | 0 | 2.5729 | 59.9887 | 0 | 3.5527e-15 | 0
5727 | 87.4897 | 0 | 87.4897 | 42.9 | 2 | 0 | 4 | 14.6701 | 31.6961 | 14.6701 | 23.9196 | 0 | 7.7765 | 0 | 0 | 0 | 0 | 0 | 0 | 68 | 48.9 | 0 | 2.6247 | 83.0708 | 0 | 0 | 0
5728 | 88.6811 | 0 | 88.6811 | 42.9 | 2 | 3.0839 | 4 | 14.5922 | 22.1049 | 14.5922 | 22.1049 | 0 | 0 | 0 | 0 | 0 | 0 | 0 | 0 | 68 | 48.9 | 0 | 2.6604 | 81.2996 | 0 | 0 | 0
5729 | 96.0455 | 0 | 96.0455 | 42.9 | 2 | 8.01 | 7.865 | 17.839 | 11.9398 | 17.839 | 11.9398 | 0 | 0 | 0 | 5.4918 | 0 | 0 | 0 | 5.4918 | 61.898 | 52.765 | 0 | 2.8814 | 68.7433 | 0 | 0 | -1.4211e-14
5730 | 98.1112 | 0 | 98.1112 | 42.9 | 2 | 9.9838 | 5.9584 | 15.5147 | 5.8457e-15 | 15.5147 | 5.8457e-15 | 0 | 0 | 0 | 12 | 0 | 9.7542 | 0 | 21.7542 | 37.9847 | 50.8584 | 0 | 2.9433 | 54.3874 | 0 | 0 | 0
5731 | 103.497 | 0 | 103.497 | 43.9799 | 2 | 10.541 | 10 | 16.2912 | 0 | 16.2912 | 0 | 0 | 0 | 0 | 12 | 0 | 8.6849 | 0 | 20.6849 | 15.2314 | 55.9799 | 0 | 3.1049 | 49.0201 | 0 | 1.4211e-14 | 0
5732 | 108.3304 | 0 | 108.3304 | 55 | 4.83 | 11.2512 | 10 | 15.2492 | 0 | 15.2492 | 0 | 0 | 0 | 0 | 12 | 0 | 0 | 0 | 12 | 1.898 | 69.83 | 0 | 3.2499 | 35.17 | 0 | 0 | 0
5733 | 105.1462 | 0 | 105.1462 | 55 | 10.257 | 10.5823 | 10 | 17.5987 | 0 | 17.5987 | 0 | 0 | 0 | 0 | 1.7082 | 0 | 0 | 0 | 1.7082 | 0 | 75.257 | 0 | 3.1544 | 29.743 | 0 | 0 | 0
5734 | 101.0451 | 0 | 101.0451 | 55 | 9.9432 | 10.3043 | 10 | 15.7977 | 0 | 15.7977 | 0 | 0 | 0 | 0 | 0 | 0 | 0 | 0 | 0 | 0 | 74.9432 | 0 | 3.0314 | 30.0568 | 0 | 0 | 0
5735 | 95.9654 | 0 | 95.9654 | 55 | 2.9431 | 9.3418 | 10 | 18.6805 | 0 | 18.6805 | 0 | 0 | 0 | 0 | 0 | 0 | 0 | 0 | 0 | 0 | 67.9431 | 0 | 2.879 | 37.0569 | 0 | 0 | 0
5736 | 85.8395 | 0 | 85.8395 | 50.3736 | 2 | 8.576 | 10 | 14.8898 | 0 | 14.8898 | 0 | 0 | 0 | 0 | 0 | 0 | 0 | 0 | 0 | 0 | 62.3736 | 0 | 2.5752 | 42.6264 | 0 | 0 | 0
5737 | 87.113 | 0 | 87.113 | 52.2155 | 2 | 8.8293 | 10 | 14.0683 | 0 | 14.0683 | 0 | 0 | 0 | 0 | 0 | 0 | 0 | 0 | 0 | 0 | 64.2155 | 0 | 2.6134 | 40.7845 | 0 | 0 | 0
5738 | 86.193 | 0 | 86.193 | 50.6208 | 2 | 8.61 | 10 | 14.9622 | 0 | 14.9622 | 0 | 0 | 0 | 0 | 0 | 0 | 0 | 0 | 0 | 0 | 62.6208 | 0 | 2.5858 | 42.3792 | 0 | 0 | 0
5739 | 89.602 | 0 | 89.602 | 54.961 | 2 | 9.2068 | 10 | 13.4342 | 0 | 13.4342 | 0 | 0 | 0 | 0 | 0 | 0 | 0 | 0 | 0 | 0 | 66.961 | 0 | 2.6881 | 38.039 | 0 | 0 | 0
5740 | 86.9688 | 0 | 86.9688 | 53.5818 | 2 | 9.0171 | 10 | 12.37 | 0 | 12.37 | 0 | 0 | 0 | 0 | 0 | 0 | 0 | 0 | 0 | 0 | 65.5818 | 0 | 2.6091 | 39.4182 | 0 | 0 | 0
5741 | 90.0856 | 0 | 90.0856 | 55 | 3.0768 | 9.3602 | 10 | 12.6487 | 0 | 12.6487 | 0 | 0 | 0 | 0 | 0 | 0 | 0 | 0 | 0 | 0 | 68.0768 | 0 | 2.7026 | 36.9232 | 0 | 0 | 0
5742 | 90.5014 | 0 | 90.5014 | 55 | 4.4141 | 9.5441 | 10 | 11.5432 | 0 | 11.5432 | 0 | 0 | 0 | 0 | 0 | 0 | 0 | 0 | 0 | 0 | 69.4141 | 0 | 2.715 | 35.5859 | 0 | 1.4211e-14 | 0
5743 | 88.3769 | 0 | 88.3769 | 42.9 | 2 | 7.1211 | 6.892 | 13.261 | 16.2028 | 13.261 | 16.2028 | 0 | 0 | 0 | 0 | 0 | 0 | 0 | 0 | 0 | 51.792 | 0 | 2.6513 | 53.208 | 0 | 0 | 0
5744 | 89.0706 | 0 | 89.0706 | 42.9 | 2 | 0.85347 | 4 | 10.7443 | 28.5728 | 10.7443 | 28.5728 | 0 | 0 | 0 | 0 | 0 | 0 | 0 | 0 | 0 | 48.9 | 0 | 2.6721 | 61.2605 | 0 | 0 | 0
5745 | 86.3859 | 0 | 86.3859 | 42.9 | 2 | 7.1054e-15 | 4 | 12.3443 | 37.0044 | 12.3443 | 37.0044 | 0 | 0 | 11.8628 | 0 | 0 | 0 | 11.8628 | 0 | 10.6765 | 48.9 | 0 | 2.5916 | 60.5769 | 0 | 0 | 0
5746 | 89.9272 | 0 | 89.9272 | 42.9 | 2 | 0 | 4 | 12.4082 | 48.7235 | 12.4082 | 48.7235 | 0 | 0 | 12 | 0 | 8.1046 | 0 | 20.1046 | 0 | 28.9486 | 48.9 | 0 | 2.6978 | 59.5806 | 0 | 0 | 0
5747 | 85.9661 | 0 | 85.9661 | 42.9 | 2 | 0 | 4 | 11.7021 | 54.3709 | 11.7021 | 47.364 | 0 | 7.0069 | 12 | 0 | 10 | 0 | 22 | 0 | 48.9681 | 48.9 | 0 | 2.579 | 58.5046 | 0 | 0 | 0
5748 | 87.8199 | 0 | 87.8199 | 42.9 | 2 | 1.4211e-14 | 4 | 10.4725 | 51.2641 | 10.4725 | 44.0359 | 0 | 7.2282 | 12 | 0 | 3.5885 | 0 | 15.5885 | 0 | 63.0765 | 48.9 | 0 | 2.6346 | 59.2528 | 0 | 5.3291e-15 | 0
5749 | 85.5138 | 0 | 85.5138 | 42.9 | 2 | 7.1054e-15 | 4 | 11.1957 | 50.5733 | 11.1957 | 30.8886 | 0 | 19.6847 | 5.4705 | 0 | 0 | 0 | 5.4705 | 0 | 68 | 48.9 | 0 | 2.5654 | 68.9701 | 0 | 1.5987e-14 | 0
5750 | 85.4205 | 0 | 85.4205 | 42.9 | 2 | 0 | 4 | 10.0964 | 44.8539 | 10.0964 | 26.4241 | 0 | 18.4299 | 0 | 0 | 0 | 0 | 0 | 0 | 68 | 48.9 | 0 | 2.5626 | 81.7831 | 0 | 0 | 0
5751 | 83.4602 | 0 | 83.4602 | 42.9 | 2 | 1.4211e-14 | 4 | 10.5649 | 39.8327 | 10.5649 | 23.9953 | 0 | 15.8374 | 0 | 0 | 0 | 0 | 0 | 0 | 68 | 48.9 | 0 | 2.5038 | 82.0964 | 0 | 1.4211e-14 | 0
5752 | 89.3542 | 0 | 89.3542 | 42.9 | 2 | 0.3288 | 4 | 12.8847 | 27.2407 | 12.8847 | 27.2407 | 0 | 0 | 0 | 0 | 0 | 0 | 0 | 0 | 68 | 48.9 | 0 | 2.6806 | 83.7217 | 0 | 0 | 0
5753 | 92.7911 | 0 | 92.7911 | 42.9 | 2 | 8.2052 | 6.8104 | 11.1084 | 13.8013 | 11.1084 | 13.8013 | 0 | 0 | 0 | 7.9658 | 0 | 0 | 0 | 7.9658 | 59.1491 | 51.7104 | 0 | 2.7837 | 67.3237 | 0 | 0 | 0
5754 | 96.6755 | 0 | 96.6755 | 42.9 | 2 | 10.3344 | 8.2621 | 11.1789 | 6.1149e-15 | 11.1789 | 6.1149e-15 | 0 | 0 | 0 | 12 | 0 | 10 | 0 | 22 | 34.9692 | 53.1621 | 0 | 2.9003 | 51.8379 | 0 | 0 | 0
5755 | 100.674 | 0 | 100.674 | 45.5452 | 2 | 10.7224 | 10 | 11.9673 | 0 | 11.9673 | 0 | 0 | 0 | 0 | 12 | 0 | 8.4391 | 0 | 20.4391 | 12.4824 | 57.5452 | 0 | 3.0202 | 47.4548 | 0 | 0 | 0
5756 | 105.6178 | 0 | 105.6178 | 55 | 5.832 | 11.2837 | 10 | 12.2679 | 0 | 12.2679 | 0 | 0 | 0 | 0 | 11.2342 | 0 | 0 | 0 | 11.2342 | 0 | 70.832 | 0 | 3.1685 | 34.168 | 0 | 0 | 0
5757 | 100.6379 | 0 | 100.6379 | 55 | 11.9278 | 10.5771 | 10 | 13.1331 | 0 | 13.1331 | 0 | 0 | 0 | 0 | 0 | 0 | 0 | 0 | 0 | 0 | 76.9278 | 0 | 3.0191 | 28.0722 | 0 | 0 | 0
5758 | 99.2605 | 0 | 99.2605 | 55 | 12.2541 | 10.622 | 10 | 11.3844 | 0 | 11.3844 | 0 | 0 | 0 | 0 | 0 | 0 | 0 | 0 | 0 | 0 | 77.2541 | 0 | 2.9778 | 27.7459 | 0 | 0 | 0
5759 | 93.4563 | 0 | 93.4563 | 55 | 4.7381 | 9.5886 | 10 | 14.1296 | 0 | 14.1296 | 0 | 0 | 0 | 0 | 0 | 0 | 0 | 0 | 0 | 0 | 69.7381 | 0 | 2.8037 | 35.2619 | 0 | 0 | 0
5760 | 85.5285 | 0 | 85.5285 | 48.4007 | 2 | 8.3048 | 10 | 16.823 | 0 | 16.823 | 0 | 0 | 0 | 0 | 0 | 0 | 0 | 0 | 0 | 0 | 60.4007 | 0 | 2.5659 | 44.5993 | 0 | 0 | 0
5761 | 85.708 | 0 | 85.708 | 48.5136 | 2 | 8.3203 | 10 | 16.8742 | 0 | 16.8742 | 0 | 0 | 0 | 0 | 0 | 0 | 0 | 0 | 0 | 0 | 60.5136 | 0 | 2.5712 | 44.4864 | 0 | 0 | -1.4211e-14
5762 | 85.1566 | 0 | 85.1566 | 51.5763 | 2 | 8.7414 | 10 | 12.8389 | 0 | 12.8389 | 0 | 0 | 0 | 0 | 0 | 0 | 0 | 0 | 0 | 0 | 63.5763 | 0 | 2.5547 | 41.4237 | 0 | 0 | 0
5763 | 86.6243 | 0 | 86.6243 | 50.1826 | 2 | 8.5498 | 10 | 15.8919 | 0 | 15.8919 | 0 | 0 | 0 | 0 | 0 | 0 | 0 | 0 | 0 | 0 | 62.1826 | 0 | 2.5987 | 42.8174 | 0 | 0 | 0
5764 | 87.5931 | 0 | 87.5931 | 51.291 | 2 | 8.7022 | 10 | 15.5999 | 0 | 15.5999 | 0 | 0 | 0 | 0 | 0 | 0 | 0 | 0 | 0 | 0 | 63.291 | 0 | 2.6278 | 41.709 | 0 | 0 | 0
5765 | 88.707 | 0 | 88.707 | 51.9202 | 2 | 8.7887 | 10 | 15.9982 | 0 | 15.9982 | 0 | 0 | 0 | 0 | 0 | 0 | 0 | 0 | 0 | 0 | 63.9202 | 0 | 2.6612 | 41.0798 | 0 | 0 | 0
5766 | 88.8306 | 0 | 88.8306 | 54.7953 | 2 | 9.184 | 10 | 12.8514 | 0 | 12.8514 | 0 | 0 | 0 | 0 | 0 | 0 | 0 | 0 | 0 | 0 | 66.7953 | 0 | 2.6649 | 38.2047 | 0 | 0 | 0
5767 | 90.0691 | 0 | 90.0691 | 44.5596 | 2 | 7.7766 | 10 | 11.9597 | 13.7732 | 11.9597 | 13.7732 | 0 | 0 | 0 | 0 | 0 | 0 | 0 | 0 | 0 | 56.5596 | 0 | 2.7021 | 48.4404 | 0 | 0 | 0
5768 | 87.924 | 0 | 87.924 | 42.9 | 2 | 1.6466 | 4 | 12.8288 | 24.5486 | 12.8288 | 24.5486 | 0 | 0 | 0 | 0 | 0 | 0 | 0 | 0 | 0 | 48.9 | 0 | 2.6377 | 60.5632 | 0 | 1.4211e-14 | 0
5769 | 88.1169 | 0 | 88.1169 | 42.9 | 2 | 0 | 4 | 13.6268 | 34.52 | 13.6268 | 34.52 | 0 | 0 | 8.9299 | 0 | 0 | 0 | 8.9299 | 0 | 8.0369 | 48.9 | 0 | 2.6435 | 60.9314 | 0 | 0 | 0
5770 | 85.3376 | 0 | 85.3376 | 42.9 | 2 | 0 | 4 | 12.681 | 48.9089 | 12.681 | 45.7567 | 0 | 3.1522 | 12 | 0 | 10 | 0 | 22 | 0 | 28.0565 | 48.9 | 0 | 2.5601 | 58.9705 | 0 | 0 | 0
5771 | 84.8292 | 0 | 84.8292 | 42.9 | 2 | 7.1054e-15 | 4 | 13.2254 | 55 | 13.2254 | 44.7038 | 0 | 10.2962 | 12 | 0 | 10 | 0 | 22 | 0 | 48.076 | 48.9 | 0 | 2.5449 | 58.107 | 0 | 0 | 0
5772 | 87.7722 | 0 | 87.7722 | 42.9 | 2 | 0 | 4 | 11.5845 | 53.889 | 11.5845 | 40.9807 | 0 | 12.9083 | 12 | 0 | 1.693 | 0 | 13.693 | 0 | 60.4369 | 48.9 | 0 | 2.6332 | 58.7954 | 0 | 3.5527e-15 | 0
5773 | 85.9181 | 0 | 85.9181 | 42.9 | 2 | 1.4211e-14 | 4 | 10.8582 | 49.6712 | 10.8582 | 34.5633 | 0 | 15.1079 | 8.4034 | 0 | 0 | 0 | 8.4034 | 0 | 68 | 48.9 | 0 | 2.5775 | 69.1689 | 0 | 1.4211e-14 | 0
5774 | 85.6371 | 0 | 85.6371 | 42.9 | 2 | 7.1054e-15 | 4 | 13.0803 | 49.2564 | 13.0803 | 23.6568 | 0 | 25.5996 | 0 | 0 | 0 | 0 | 0 | 0 | 68 | 48.9 | 0 | 2.5691 | 80.9164 | 0 | 0 | 0
5775 | 82.4662 | 0 | 82.4662 | 42.9 | 2 | 0 | 4 | 12.3956 | 38.4796 | 12.3956 | 21.1706 | 0 | 17.309 | 0 | 0 | 0 | 0 | 0 | 0 | 68 | 48.9 | 0 | 2.474 | 81.9186 | 0 | 0 | 0
5776 | 86.398 | 0 | 86.398 | 42.9 | 2 | 0 | 4 | 12.1097 | 25.51 | 12.1097 | 25.3883 | 0 | 0.12179 | 0 | 0 | 0 | 0 | 0 | 0 | 68 | 48.9 | 0 | 2.5919 | 83.9961 | 0 | 0 | 0
5777 | 90.6739 | 0 | 90.6739 | 42.9 | 2 | 7.6023 | 8.5449 | 13.5103 | 14.2693 | 13.5103 | 14.2693 | 0 | 0 | 0 | 1.847 | 0 | 0 | 0 | 1.847 | 65.9477 | 53.4449 | 0 | 2.7202 | 71.7081 | 0 | 0 | 0
5778 | 96.0462 | 0 | 96.0462 | 42.9 | 2 | 9.7994 | 6.4887 | 14.9758 | 7.2003e-15 | 14.9758 | 7.2003e-15 | 0 | 0 | 0 | 12 | 0 | 7.8824 | 0 | 19.8824 | 44.0648 | 51.3887 | 0 | 2.8814 | 55.729 | 0 | 0 | 0
5779 | 101.024 | 0 | 101.024 | 43.4209 | 2 | 10.6449 | 10 | 12.9581 | 0 | 12.9581 | 0 | 0 | 0 | 0 | 12 | 0 | 10 | 0 | 22 | 19.8849 | 55.4209 | 0 | 3.0307 | 49.5791 | 0 | 0 | -1.4211e-14
5780 | 106.0159 | 0 | 106.0159 | 53.6821 | 2 | 10.7574 | 10 | 17.0197 | 0 | 17.0197 | 0 | 0 | 0 | 0 | 12 | 0 | 0.5567 | 0 | 12.5567 | 5.9477 | 65.6821 | 0 | 3.1805 | 39.3179 | 0 | 0 | -1.4211e-14
5781 | 102.6062 | 0 | 102.6062 | 55 | 5.7922 | 10.4695 | 10 | 15.9916 | 0 | 15.9916 | 0 | 0 | 0 | 0 | 5.353 | 0 | 0 | 0 | 5.353 | 0 | 70.7922 | 0 | 3.0782 | 34.2078 | 0 | 0 | 0
5782 | 98.5443 | 0 | 98.5443 | 55 | 9.3925 | 10.2286 | 10 | 13.9232 | 0 | 13.9232 | 0 | 0 | 0 | 0 | 0 | 0 | 0 | 0 | 0 | 0 | 74.3925 | 0 | 2.9563 | 30.6075 | 0 | 1.4211e-14 | 0
5783 | 92.0859 | 0 | 92.0859 | 55 | 2.1238 | 9.2291 | 10 | 15.733 | 0 | 15.733 | 0 | 0 | 0 | 0 | 0 | 0 | 0 | 0 | 0 | 0 | 67.1238 | 0 | 2.7626 | 37.8762 | 0 | 0 | 0
5784 | 84.8265 | 0 | 84.8265 | 48.0078 | 2 | 8.2507 | 10 | 16.5679 | 0 | 16.5679 | 0 | 0 | 0 | 0 | 0 | 0 | 0 | 0 | 0 | 0 | 60.0078 | 0 | 2.5448 | 44.9922 | 0 | 0 | 0
5785 | 85.2952 | 0 | 85.2952 | 48.7102 | 2 | 8.3473 | 10 | 16.2378 | 0 | 16.2378 | 0 | 0 | 0 | 0 | 0 | 0 | 0 | 0 | 0 | 0 | 60.7102 | 0 | 2.5589 | 44.2898 | 0 | 0 | 0
5786 | 86.2619 | 0 | 86.2619 | 50.471 | 2 | 8.5894 | 10 | 15.2015 | 0 | 15.2015 | 0 | 0 | 0 | 0 | 0 | 0 | 0 | 0 | 0 | 0 | 62.471 | 0 | 2.5879 | 42.529 | 0 | 0 | 0
5787 | 89.5396 | 0 | 89.5396 | 51.9116 | 2 | 8.7875 | 10 | 16.8405 | 0 | 16.8405 | 0 | 0 | 0 | 0 | 0 | 0 | 0 | 0 | 0 | 0 | 63.9116 | 0 | 2.6862 | 41.0884 | 0 | 0 | -1.4211e-14
5788 | 87.0082 | 0 | 87.0082 | 51.6422 | 2 | 8.7504 | 10 | 14.6156 | 0 | 14.6156 | 0 | 0 | 0 | 0 | 0 | 0 | 0 | 0 | 0 | 0 | 63.6422 | 0 | 2.6102 | 41.3578 | 0 | 0 | 0
5789 | 86.9966 | 0 | 86.9966 | 51.1411 | 2 | 8.6816 | 10 | 15.1739 | 0 | 15.1739 | 0 | 0 | 0 | 0 | 0 | 0 | 0 | 0 | 0 | 0 | 63.1411 | 0 | 2.6099 | 41.8589 | 0 | 0 | 0
5790 | 88.288 | 0 | 88.288 | 53.2332 | 2 | 8.9692 | 10 | 14.0856 | 0 | 14.0856 | 0 | 0 | 0 | 0 | 0 | 0 | 0 | 0 | 0 | 0 | 65.2332 | 0 | 2.6486 | 39.7668 | 0 | 0 | 0
5791 | 87.1827 | 0 | 87.1827 | 42.9 | 2 | 7.528 | 9.8509 | 13.7266 | 11.1773 | 13.7266 | 11.1773 | 0 | 0 | 0 | 0 | 0 | 0 | 0 | 0 | 0 | 54.7509 | 0 | 2.6155 | 50.2491 | 0 | 0 | 0
5792 | 87.9362 | 0 | 87.9362 | 42.9 | 2 | 0.38822 | 4 | 16.2741 | 22.3738 | 16.2741 | 22.3738 | 0 | 0 | 0 | 0 | 0 | 0 | 0 | 0 | 0 | 48.9 | 0 | 2.6381 | 61.6695 | 0 | 0 | 0
5793 | 86.4334 | 0 | 86.4334 | 42.9 | 2 | 0 | 4 | 13.3896 | 29.0142 | 13.3896 | 29.0142 | 0 | 0 | 4.8704 | 0 | 0 | 0 | 4.8704 | 0 | 4.3834 | 48.9 | 0 | 2.593 | 61.4221 | 0 | 0 | 0
5794 | 87.1989 | 0 | 87.1989 | 42.9 | 2 | 0 | 4 | 14.8203 | 42.2862 | 14.8203 | 42.2862 | 0 | 0 | 12 | 0 | 6.8075 | 0 | 18.8075 | 0 | 21.4596 | 48.9 | 0 | 2.616 | 59.7374 | 0 | 0 | 0
5795 | 86.2133 | 0 | 86.2133 | 42.9 | 2 | 0 | 4 | 12.0611 | 45.4703 | 12.0611 | 45.4703 | 0 | 0 | 12 | 0 | 8.218 | 0 | 20.218 | 0 | 39.8362 | 48.9 | 0 | 2.5864 | 59.5669 | 0 | 0 | 0
5796 | 86.6493 | 0 | 86.6493 | 42.9 | 2 | 1.4211e-14 | 4 | 11.4904 | 44.6047 | 11.4904 | 44.6047 | 0 | 0 | 12 | 0 | 6.3458 | 0 | 18.3458 | 0 | 56.4867 | 48.9 | 0 | 2.5995 | 59.7932 | 0 | 0 | 0
5797 | 85.2064 | 0 | 85.2064 | 42.9 | 2 | 7.1054e-15 | 4 | 11.7453 | 45.4646 | 11.7453 | 36.8828 | 0 | 8.5818 | 12 | 0 | 0.32172 | 0 | 12.3217 | 0 | 67.5834 | 48.9 | 0 | 2.5562 | 59.4841 | 0 | 1.7764e-14 | 0
5798 | 84.4616 | 0 | 84.4616 | 42.9 | 2 | 0 | 4 | 12.3928 | 34.9832 | 12.3928 | 23.6317 | 0 | 11.3514 | 0.46294 | 0 | 0 | 0 | 0.46294 | 0 | 68 | 48.9 | 0 | 2.5338 | 70.5827 | 0 | 1.4211e-14 | 0
5799 | 82.3487 | 0 | 82.3487 | 42.9 | 2 | 0 | 4 | 10.8113 | 34.2761 | 10.8113 | 22.6374 | 0 | 11.6387 | 0 | 0 | 0 | 0 | 0 | 0 | 68 | 48.9 | 0 | 2.4705 | 82.6039 | 0 | 0 | 0
5800 | 86.4107 | 0 | 86.4107 | 42.9 | 2 | 0.85654 | 4 | 13.5495 | 23.1047 | 13.5495 | 23.1047 | 0 | 0 | 0 | 0 | 0 | 0 | 0 | 0 | 68 | 48.9 | 0 | 2.5923 | 83.2578 | 0 | 0 | 0
5801 | 94.045 | 0 | 94.045 | 42.9 | 2 | 8.0108 | 9.2562 | 14.8353 | 12.9363 | 14.8353 | 12.9363 | 0 | 0 | 0 | 4.1064 | 0 | 0 | 0 | 4.1064 | 63.4373 | 54.1562 | 0 | 2.8213 | 68.7374 | 0 | 0 | 0
5802 | 94.61 | 0 | 94.61 | 42.9 | 2 | 9.6721 | 7.6405 | 14.5929 | 5.4856e-15 | 14.5929 | 5.4856e-15 | 0 | 0 | 0 | 12 | 0 | 5.8046 | 0 | 17.8046 | 43.808 | 52.5405 | 0 | 2.8383 | 56.6549 | 0 | 1.4211e-14 | 0
5803 | 102.3448 | 0 | 102.3448 | 43.2416 | 2 | 10.6203 | 10 | 14.4829 | 0 | 14.4829 | 0 | 0 | 0 | 0 | 12 | 0 | 10 | 0 | 22 | 19.6281 | 55.2416 | 0 | 3.0703 | 49.7584 | 0 | 0 | 0
5804 | 108.343 | 0 | 108.343 | 55 | 2.9378 | 11.3532 | 10 | 14.4175 | 0 | 14.4175 | 0 | 0 | 0 | 0 | 12 | 0 | 2.6345 | 0 | 14.6345 | 3.4373 | 67.9378 | 0 | 3.2503 | 37.0622 | 0 | 0 | 0
5805 | 100.0089 | 0 | 100.0089 | 55 | 6.2993 | 10.2286 | 10 | 15.3874 | 0 | 15.3874 | 0 | 0 | 0 | 0 | 3.0936 | 0 | 0 | 0 | 3.0936 | 0 | 71.2993 | 0 | 3.0003 | 33.7007 | 0 | 0 | 0
5806 | 96.0298 | 0 | 96.0298 | 55 | 6.3796 | 9.8143 | 10 | 14.8359 | 0 | 14.8359 | 0 | 0 | 0 | 0 | 0 | 0 | 0 | 0 | 0 | 0 | 71.3796 | 0 | 2.8809 | 33.6204 | 0 | 0 | 0
5807 | 93.7717 | 0 | 93.7717 | 55 | 3.2796 | 9.3881 | 10 | 16.1041 | 0 | 16.1041 | 0 | 0 | 0 | 0 | 0 | 0 | 0 | 0 | 0 | 0 | 68.2796 | 0 | 2.8132 | 36.7204 | 0 | 0 | 0
5808 | 88.434 | 0 | 88.434 | 53.7892 | 2 | 9.0457 | 10 | 13.5991 | 0 | 13.5991 | 0 | 0 | 0 | 0 | 0 | 0 | 0 | 0 | 0 | 0 | 65.7892 | 0 | 2.653 | 39.2108 | 0 | 0 | 0
5809 | 86.6915 | 0 | 86.6915 | 51.6023 | 2 | 8.745 | 10 | 14.3442 | 0 | 14.3442 | 0 | 0 | 0 | 0 | 0 | 0 | 0 | 0 | 0 | 0 | 63.6023 | 0 | 2.6007 | 41.3977 | 0 | 0 | 0
5810 | 90.2883 | 0 | 90.2883 | 55 | 2.2681 | 9.249 | 10 | 13.7712 | 0 | 13.7712 | 0 | 0 | 0 | 0 | 0 | 0 | 0 | 0 | 0 | 0 | 67.2681 | 0 | 2.7086 | 37.7319 | 0 | 0 | 0
5811 | 89.3 | 0 | 89.3 | 53.7732 | 2 | 9.0435 | 10 | 14.4833 | 0 | 14.4833 | 0 | 0 | 0 | 0 | 0 | 0 | 0 | 0 | 0 | 0 | 65.7732 | 0 | 2.679 | 39.2268 | 0 | 0 | 0
5812 | 88.1244 | 0 | 88.1244 | 52.9713 | 2 | 8.9332 | 10 | 14.22 | 0 | 14.22 | 0 | 0 | 0 | 0 | 0 | 0 | 0 | 0 | 0 | 0 | 64.9713 | 0 | 2.6437 | 40.0287 | 0 | 0 | 0
5813 | 92.2358 | 0 | 92.2358 | 55 | 3.3234 | 9.3941 | 10 | 14.5183 | 0 | 14.5183 | 0 | 0 | 0 | 0 | 0 | 0 | 0 | 0 | 0 | 0 | 68.3234 | 0 | 2.7671 | 36.6766 | 0 | 0 | 0
5814 | 89.3738 | 0 | 89.3738 | 55 | 2.6973 | 9.308 | 10 | 12.3685 | 0 | 12.3685 | 0 | 0 | 0 | 0 | 0 | 0 | 0 | 0 | 0 | 0 | 67.6973 | 0 | 2.6812 | 37.3027 | 0 | 0 | 0
5815 | 88.7606 | 0 | 88.7606 | 43.9163 | 2 | 7.6882 | 10 | 11.3537 | 13.8024 | 11.3537 | 13.8024 | 0 | 0 | 0 | 0 | 0 | 0 | 0 | 0 | 0 | 55.9163 | 0 | 2.6628 | 49.0837 | 0 | 1.4211e-14 | 0
5816 | 92.1618 | 0 | 92.1618 | 42.9 | 2 | 4.6305 | 4 | 13.1025 | 25.5288 | 13.1025 | 25.5288 | 0 | 0 | 0 | 0 | 0 | 0 | 0 | 0 | 0 | 48.9 | 0 | 2.7649 | 57.94 | 0 | 0 | 0
5817 | 88.8445 | 0 | 88.8445 | 42.9 | 2 | 1.4211e-14 | 4 | 10.6316 | 36.669 | 10.6316 | 36.669 | 0 | 0 | 7.3561 | 0 | 0 | 0 | 7.3561 | 0 | 6.6204 | 48.9 | 0 | 2.6653 | 61.1216 | 0 | 0 | 0
5818 | 87.3327 | 0 | 87.3327 | 42.9 | 2 | 7.1054e-15 | 4 | 11.4485 | 43.9352 | 11.4485 | 43.9352 | 0 | 0 | 12 | 0 | 4.951 | 0 | 16.951 | 0 | 21.9851 | 48.9 | 0 | 2.62 | 59.9618 | 0 | 0 | 0
5819 | 90.2211 | 0 | 90.2211 | 42.9 | 2 | 0 | 4 | 11.0414 | 46.4724 | 11.0414 | 46.4724 | 0 | 0 | 12 | 0 | 4.1927 | 0 | 16.1927 | 0 | 36.6506 | 48.9 | 0 | 2.7066 | 60.0535 | 0 | 0 | 0
5820 | 88.0656 | 0 | 88.0656 | 42.9 | 2 | 1.4211e-14 | 4 | 11.5058 | 49.5777 | 11.5058 | 49.5777 | 0 | 0 | 12 | 0 | 9.9179 | 0 | 21.9179 | 0 | 56.5944 | 48.9 | 0 | 2.642 | 59.3615 | 0 | 0 | 0
5821 | 86.5644 | 0 | 86.5644 | 42.9 | 2 | 7.1054e-15 | 4 | 11.2306 | 48.359 | 11.2306 | 39.0426 | 0 | 9.3165 | 9.9773 | 0 | 2.6314 | 0 | 12.6087 | 0 | 68 | 48.9 | 0 | 2.5969 | 59.3606 | 0 | 3.5527e-15 | 0
5822 | 84.6061 | 0 | 84.6061 | 42.9 | 2 | 0 | 4 | 11.5314 | 43.9246 | 11.5314 | 24.1748 | 0 | 19.7499 | 0 | 0 | 0 | 0 | 0 | 0 | 68 | 48.9 | 0 | 2.5382 | 81.6235 | 0 | 0 | 0
5823 | 86.5299 | 0 | 86.5299 | 42.9 | 2 | 0 | 4 | 11.9389 | 39.0825 | 11.9389 | 25.691 | 0 | 13.3916 | 0 | 0 | 0 | 0 | 0 | 0 | 68 | 48.9 | 0 | 2.5959 | 82.3921 | 0 | 0 | 0
5824 | 91.0561 | 0 | 91.0561 | 42.9 | 2 | 2.452 | 4 | 12.0327 | 27.6714 | 12.0327 | 27.6714 | 0 | 0 | 0 | 0 | 0 | 0 | 0 | 0 | 68 | 48.9 | 0 | 2.7317 | 81.8552 | 0 | 0 | -1.4211e-14
5825 | 93.2392 | 0 | 93.2392 | 45.7575 | 2 | 8.143 | 10 | 12.2241 | 13.6479 | 12.2241 | 13.6479 | 0 | 0 | 0 | 1.4668 | 0 | 0 | 0 | 1.4668 | 66.3702 | 57.7575 | 0 | 2.7972 | 67.7757 | 0 | 0 | 0
5826 | 100.3386 | 0 | 100.3386 | 43.3904 | 2 | 10.6002 | 10 | 12.643 | 6.4002e-15 | 12.643 | 6.4002e-15 | 0 | 0 | 0 | 12 | 0 | 9.705 | 0 | 21.705 | 42.5103 | 55.3904 | 0 | 3.0102 | 49.9046 | 0 | 0 | 0
5827 | 102.7146 | 0 | 102.7146 | 45.6455 | 2 | 10.7768 | 10 | 13.5583 | 0 | 13.5583 | 0 | 0 | 0 | 0 | 12 | 0 | 8.734 | 0 | 20.734 | 19.7036 | 57.6455 | 0 | 3.0814 | 47.3545 | 0 | 0 | 0
5828 | 108.5981 | 0 | 108.5981 | 55 | 5.1516 | 11.2954 | 10 | 15.1511 | 0 | 15.1511 | 0 | 0 | 0 | 0 | 12 | 0 | 0 | 0 | 12 | 6.3702 | 70.1516 | 0 | 3.2579 | 34.8484 | 0 | 0 | 0
5829 | 102.6974 | 0 | 102.6974 | 55 | 6.392 | 10.6043 | 10 | 14.9679 | 0 | 14.9679 | 0 | 0 | 0 | 0 | 5.7332 | 0 | 0 | 0 | 5.7332 | 0 | 71.392 | 0 | 3.0809 | 33.608 | 0 | 0 | 0
5830 | 100.9341 | 0 | 100.9341 | 55 | 12.8004 | 10.6971 | 10 | 12.4365 | 0 | 12.4365 | 0 | 0 | 0 | 0 | 0 | 0 | 0 | 0 | 0 | 0 | 77.8004 | 0 | 3.028 | 27.1996 | 0 | 0 | -1.4211e-14
5831 | 96.1139 | 0 | 96.1139 | 55 | 6.2278 | 9.7934 | 10 | 15.0927 | 0 | 15.0927 | 0 | 0 | 0 | 0 | 0 | 0 | 0 | 0 | 0 | 0 | 71.2278 | 0 | 2.8834 | 33.7722 | 0 | 0 | 0
5832 | 84.9726 | 0 | 84.9726 | 52.1741 | 2 | 9.0675 | 10 | 11.731 | 0 | 11.731 | 0 | 0 | 0 | 0 | 0 | 0 | 0 | 0 | 0 | 0 | 64.1741 | 0 | 2.5492 | 40.8259 | 0 | 0 | 0
5833 | 84.7067 | 0 | 84.7067 | 51.6007 | 2 | 8.9865 | 10 | 12.1194 | 0 | 12.1194 | 0 | 0 | 0 | 0 | 0 | 0 | 0 | 0 | 0 | 0 | 63.6007 | 0 | 2.5412 | 41.3993 | 0 | 0 | 0
5834 | 87.4728 | 0 | 87.4728 | 55 | 2.4277 | 9.5273 | 10 | 10.5178 | 0 | 10.5178 | 0 | 0 | 0 | 0 | 0 | 0 | 0 | 0 | 0 | 0 | 67.4277 | 0 | 2.6242 | 37.5723 | 0 | 0 | 0
5835 | 84.0761 | 0 | 84.0761 | 52.2519 | 2 | 9.0785 | 10 | 10.7456 | 0 | 10.7456 | 0 | 0 | 0 | 0 | 0 | 0 | 0 | 0 | 0 | 0 | 64.2519 | 0 | 2.5223 | 40.7481 | 0 | 0 | 0
5836 | 88.7005 | 0 | 88.7005 | 55 | 3.5049 | 9.6795 | 10 | 10.5162 | 0 | 10.5162 | 0 | 0 | 0 | 0 | 0 | 0 | 0 | 0 | 0 | 0 | 68.5049 | 0 | 2.661 | 36.4951 | 0 | 0 | 0
5837 | 85.7296 | 0 | 85.7296 | 53.6103 | 2 | 9.2705 | 10 | 10.8489 | 0 | 10.8489 | 0 | 0 | 0 | 0 | 0 | 0 | 0 | 0 | 0 | 0 | 65.6103 | 0 | 2.5719 | 39.3897 | 0 | 0 | 0
5838 | 88.8291 | 0 | 88.8291 | 55 | 4.1298 | 9.7678 | 10 | 9.9316 | 0 | 9.9316 | 0 | 0 | 0 | 0 | 0 | 0 | 0 | 0 | 0 | 0 | 69.1298 | 0 | 2.6649 | 35.8702 | 0 | 0 | 0
5839 | 88.8409 | 0 | 88.8409 | 47.9243 | 2 | 8.4671 | 10 | 9.7698 | 10.6798 | 9.7698 | 10.6798 | 0 | 0 | 0 | 0 | 0 | 0 | 0 | 0 | 0 | 59.9243 | 0 | 2.6652 | 45.0757 | 0 | 0 | 0
5840 | 87.846 | 0 | 87.846 | 42.9 | 2 | 7.1148 | 5.4537 | 11.0667 | 19.3108 | 11.0667 | 19.3108 | 0 | 0 | 0 | 0 | 0 | 0 | 0 | 0 | 0 | 50.3537 | 0 | 2.6354 | 54.6463 | 0 | 0 | 0
5841 | 85.6368 | 0 | 85.6368 | 42.9 | 2 | 2.1005 | 4 | 8.5714 | 26.0648 | 8.5714 | 26.0648 | 0 | 0 | 0 | 0 | 0 | 0 | 0 | 0 | 0 | 48.9 | 0 | 2.5691 | 60.3135 | 0 | 0 | 0
5842 | 85.0437 | 0 | 85.0437 | 42.9 | 2 | 0 | 4 | 7.8629 | 38.8897 | 7.8629 | 38.8897 | 0 | 0 | 10.6089 | 0 | 0 | 0 | 10.6089 | 0 | 9.548 | 48.9 | 0 | 2.5513 | 60.8406 | 0 | 0 | 0
5843 | 83.5273 | 0 | 83.5273 | 42.9 | 2 | 0 | 4 | 7.7715 | 37.844 | 7.7715 | 37.844 | 0 | 0 | 10.9883 | 0 | 0 | 0 | 10.9883 | 0 | 19.4375 | 48.9 | 0 | 2.5058 | 60.7936 | 0 | 0 | 0
5844 | 84.1232 | 0 | 84.1232 | 42.9 | 2 | 0 | 4 | 9.7309 | 37.9061 | 9.7309 | 37.9061 | 0 | 0 | 12 | 0 | 0.41382 | 0 | 12.4138 | 0 | 30.619 | 48.9 | 0 | 2.5237 | 60.6171 | 0 | 0 | 0
5845 | 84.4151 | 0 | 84.4151 | 42.9 | 2 | 0 | 4 | 9.2437 | 41.6824 | 9.2437 | 41.6824 | 0 | 0 | 12 | 0 | 3.411 | 0 | 15.411 | 0 | 44.5638 | 48.9 | 0 | 2.5325 | 60.246 | 0 | 0 | 0
5846 | 82.3639 | 0 | 82.3639 | 42.9 | 2 | 0 | 4 | 9.0444 | 35.9227 | 9.0444 | 35.9227 | 0 | 0 | 7.7362 | 0 | 3.767 | 0 | 11.5032 | 0 | 54.9994 | 48.9 | 0 | 2.4709 | 60.7298 | 0 | 0 | 0
5847 | 81.0126 | 0 | 81.0126 | 42.9 | 2 | 0 | 4 | 8.5511 | 27.7082 | 8.5511 | 27.7082 | 0 | 0 | 0 | 0 | 4.1467 | 0 | 4.1467 | 0 | 58.8224 | 48.9 | 0 | 2.4304 | 73.6406 | 0 | 0 | 0
5848 | 84.0771 | 0 | 84.0771 | 42.9 | 2 | 4.5323 | 4 | 9.7248 | 20.92 | 9.7248 | 20.92 | 0 | 0 | 0 | 0 | 0 | 0 | 0 | 0 | 58.8224 | 48.9 | 0 | 2.5223 | 80.1606 | 0 | 0 | 0
5849 | 90.4014 | 0 | 90.4014 | 42.9 | 2 | 8.6078 | 6.7602 | 10.3458 | 10.5276 | 10.3458 | 10.5276 | 0 | 0 | 0 | 9.2601 | 0 | 0 | 0 | 9.2601 | 48.5335 | 51.6602 | 0 | 2.712 | 66.0575 | 0 | 0 | -1.4211e-14
5850 | 94.2203 | 0 | 94.2203 | 42.9 | 2 | 10.2362 | 5.5671 | 11.5392 | 5.0537e-15 | 11.5392 | 5.0537e-15 | 0 | 0 | 0 | 12 | 0 | 9.9778 | 0 | 21.9778 | 24.3777 | 50.4671 | 0 | 2.8266 | 54.5329 | 0 | 0 | 0
5851 | 101.6924 | 0 | 101.6924 | 55 | 2.2323 | 11.1952 | 10 | 11.265 | 0 | 11.265 | 0 | 0 | 0 | 0 | 12 | 0 | 0 | 0 | 12 | 11.0444 | 67.2323 | 0 | 3.0508 | 37.7677 | 0 | 0 | 0
5852 | 103.8018 | 0 | 103.8018 | 55 | 4.537 | 11.2298 | 10 | 13.0952 | 0 | 13.0952 | 0 | 0 | 0 | 0 | 9.9399 | 0 | 0 | 0 | 9.9399 | 0 | 69.537 | 0 | 3.1141 | 35.463 | 0 | 0 | 0
5853 | 100.3151 | 0 | 100.3151 | 55 | 12.6353 | 10.9696 | 10 | 11.7102 | 0 | 11.7102 | 0 | 0 | 0 | 0 | 0 | 0 | 0 | 0 | 0 | 0 | 77.6353 | 0 | 3.0095 | 27.3647 | 0 | 0 | 0
5854 | 97.1428 | 0 | 97.1428 | 55 | 11.4554 | 10.8028 | 10 | 9.8845 | 0 | 9.8845 | 0 | 0 | 0 | 0 | 0 | 0 | 0 | 0 | 0 | 0 | 76.4554 | 0 | 2.9143 | 28.5446 | 0 | 0 | 0
5855 | 94.3107 | 0 | 94.3107 | 55 | 6.7646 | 10.14 | 10 | 12.4061 | 0 | 12.4061 | 0 | 0 | 0 | 0 | 0 | 0 | 0 | 0 | 0 | 0 | 71.7646 | 0 | 2.8293 | 33.2354 | 0 | 0 | 0
5856 | 82.634 | 0 | 82.634 | 46.9394 | 2 | 8.3279 | 10 | 15.3667 | 0 | 15.3667 | 0 | 0 | 0 | 0 | 0 | 0 | 0 | 0 | 0 | 0 | 58.9394 | 0 | 2.479 | 46.0606 | 0 | 0 | 0
5857 | 82.5033 | 0 | 82.5033 | 47.7699 | 2 | 8.4452 | 10 | 14.2881 | 0 | 14.2881 | 0 | 0 | 0 | 0 | 0 | 0 | 0 | 0 | 0 | 0 | 59.7699 | 0 | 2.4751 | 45.2301 | 0 | 0 | 0
5858 | 83.5548 | 0 | 83.5548 | 47.9896 | 2 | 8.4763 | 10 | 15.0889 | 0 | 15.0889 | 0 | 0 | 0 | 0 | 0 | 0 | 0 | 0 | 0 | 0 | 59.9896 | 0 | 2.5066 | 45.0104 | 0 | 0 | 0
5859 | 82.961 | 0 | 82.961 | 48.8159 | 2 | 8.593 | 10 | 13.552 | 0 | 13.552 | 0 | 0 | 0 | 0 | 0 | 0 | 0 | 0 | 0 | 0 | 60.8159 | 0 | 2.4888 | 44.1841 | 0 | 0 | 0
5860 | 85.2612 | 0 | 85.2612 | 49.9743 | 2 | 8.7567 | 10 | 14.5302 | 0 | 14.5302 | 0 | 0 | 0 | 0 | 0 | 0 | 0 | 0 | 0 | 0 | 61.9743 | 0 | 2.5578 | 43.0257 | 0 | 0 | 0
5861 | 84.8371 | 0 | 84.8371 | 50.7038 | 2 | 8.8598 | 10 | 13.2735 | 0 | 13.2735 | 0 | 0 | 0 | 0 | 0 | 0 | 0 | 0 | 0 | 0 | 62.7038 | 0 | 2.5451 | 42.2962 | 0 | 0 | 0
5862 | 85.178 | 0 | 85.178 | 51.6798 | 2 | 8.9977 | 10 | 12.5006 | 0 | 12.5006 | 0 | 0 | 0 | 0 | 0 | 0 | 0 | 0 | 0 | 0 | 63.6798 | 0 | 2.5553 | 41.3202 | 0 | 0 | 0
5863 | 85.1232 | 0 | 85.1232 | 42.9 | 2 | 7.6258 | 9.0707 | 11.7126 | 11.8141 | 11.7126 | 11.8141 | 0 | 0 | 0 | 0 | 0 | 0 | 0 | 0 | 0 | 53.9707 | 0 | 2.5537 | 51.0293 | 0 | 0 | 0
5864 | 81.5808 | 0 | 81.5808 | 42.9 | 2 | 7.1054e-15 | 4 | 13.7 | 22.7178 | 13.7 | 22.7178 | 0 | 0 | 3.7371 | 0 | 0 | 0 | 3.7371 | 0 | 3.3634 | 48.9 | 0 | 2.4474 | 61.6913 | 0 | 0 | 0
5865 | 81.1009 | 0 | 81.1009 | 42.9 | 2 | 0 | 4 | 11.4741 | 28.2989 | 11.4741 | 28.2989 | 0 | 0 | 7.5721 | 0 | 0 | 0 | 7.5721 | 0 | 10.1783 | 48.9 | 0 | 2.433 | 61.2165 | 0 | 0 | 0
5866 | 84.676 | 0 | 84.676 | 42.9 | 2 | 7.1054e-15 | 4 | 10.4667 | 40.0864 | 10.4667 | 40.0864 | 0 | 0 | 12 | 0 | 2.7771 | 0 | 14.7771 | 0 | 23.5386 | 48.9 | 0 | 2.5403 | 60.3245 | 0 | 0 | 0
5867 | 83.5565 | 0 | 83.5565 | 42.9 | 2 | 0 | 4 | 11.4767 | 46.6266 | 11.4767 | 45.1798 | 0 | 1.4468 | 12 | 0 | 10 | 0 | 22 | 0 | 43.5582 | 48.9 | 0 | 2.5067 | 59.2512 | 0 | 0 | 0
5868 | 83.2322 | 0 | 83.2322 | 42.9 | 2 | 7.1054e-15 | 4 | 11.4022 | 48.1436 | 11.4022 | 43.8461 | 0 | 4.2975 | 12 | 0 | 8.916 | 0 | 20.916 | 0 | 62.5783 | 48.9 | 0 | 2.497 | 59.0325 | 0 | 0 | -7.1054e-15
5869 | 79.8287 | 0 | 79.8287 | 42.9 | 2 | 0 | 4 | 11.7601 | 42.6384 | 11.7601 | 25.1927 | 0 | 17.4457 | 6.0241 | 0 | 0 | 0 | 6.0241 | 0 | 68 | 48.9 | 0 | 2.3949 | 69.2483 | 0 | 1.7764e-15 | 0
5870 | 78.8202 | 0 | 78.8202 | 42.9 | 2 | 7.1054e-15 | 4 | 12.1168 | 41.1282 | 12.1168 | 17.8034 | 0 | 23.3248 | 0 | 0 | 0 | 0 | 0 | 0 | 68 | 48.9 | 0 | 2.3646 | 81.2663 | 0 | 1.4211e-14 | 0
5871 | 78.8513 | 0 | 78.8513 | 42.9 | 2 | 0 | 4 | 11.1267 | 29.1568 | 11.1267 | 18.8246 | 0 | 10.3322 | 0 | 0 | 0 | 0 | 0 | 0 | 68 | 48.9 | 0 | 2.3655 | 82.8748 | 0 | 0 | 0
5872 | 80.9058 | 0 | 80.9058 | 42.9 | 2 | 0 | 4 | 10.6607 | 24.1772 | 10.6607 | 21.3451 | 0 | 2.8321 | 0 | 0 | 0 | 0 | 0 | 0 | 68 | 48.9 | 0 | 2.4272 | 83.8033 | 0 | 0 | 0
5873 | 86.0247 | 0 | 86.0247 | 43.1151 | 2 | 7.7875 | 10 | 11.0571 | 12.065 | 11.0571 | 12.065 | 0 | 0 | 0 | 0 | 0 | 0 | 0 | 0 | 68 | 55.1151 | 0 | 2.5807 | 71.8849 | 0 | 0 | 0
5874 | 90.7976 | 0 | 90.7976 | 42.945 | 2 | 9.4609 | 10 | 14.3783 | 5.4e-15 | 14.3783 | 5.4e-15 | 0 | 0 | 0 | 12 | 0 | 0.013424 | 0 | 12.0134 | 54.6521 | 54.945 | 0 | 2.7239 | 60.0416 | 0 | 0 | 0
5875 | 94.6464 | 0 | 94.6464 | 42.9 | 2 | 9.9348 | 9.907 | 14.3999 | 0 | 14.3999 | 0 | 0 | 0 | 0 | 12 | 0 | 3.5048 | 0 | 15.5048 | 37.5173 | 54.807 | 0 | 2.8394 | 56.6883 | 0 | 0 | 0
5876 | 101.8442 | 0 | 101.8442 | 42.9 | 2 | 10.8595 | 9.9564 | 14.1283 | 0 | 14.1283 | 0 | 0 | 0 | 0 | 12 | 0 | 10 | 0 | 22 | 13.3375 | 54.8564 | 0 | 3.0553 | 50.1436 | 0 | 0 | 0
5877 | 98.8736 | 0 | 98.8736 | 49.0525 | 2 | 10.3391 | 10 | 15.361 | 0 | 15.361 | 0 | 0 | 0 | 0 | 7.2 | 0 | 4.9209 | 0 | 12.1209 | 0 | 61.0525 | 0 | 2.9662 | 43.9475 | 0 | 0 | 0
5878 | 95.1572 | 0 | 95.1572 | 55 | 6.2284 | 10.0643 | 10 | 13.8645 | 0 | 13.8645 | 0 | 0 | 0 | 0 | 0 | 0 | 0 | 0 | 0 | 0 | 71.2284 | 0 | 2.8547 | 33.7716 | 0 | 0 | 0
5879 | 89.3999 | 0 | 89.3999 | 53.4859 | 2 | 9.2529 | 10 | 14.6611 | 0 | 14.6611 | 0 | 0 | 0 | 0 | 0 | 0 | 0 | 0 | 0 | 0 | 65.4859 | 0 | 2.682 | 39.5141 | 0 | 0 | 0
5880 | 87.1838 | 0 | 87.1838 | 53.1355 | 2 | 9.2034 | 10 | 12.8449 | 0 | 12.8449 | 0 | 0 | 0 | 0 | 0 | 0 | 0 | 0 | 0 | 0 | 65.1355 | 0 | 2.6155 | 39.8645 | 0 | 0 | 0
5881 | 87.5357 | 0 | 87.5357 | 53.9335 | 2 | 9.3161 | 10 | 12.2861 | 0 | 12.2861 | 0 | 0 | 0 | 0 | 0 | 0 | 0 | 0 | 0 | 0 | 65.9335 | 0 | 2.6261 | 39.0665 | 0 | 0 | 0
5882 | 86.6816 | 0 | 86.6816 | 52.8554 | 2 | 9.1638 | 10 | 12.6624 | 0 | 12.6624 | 0 | 0 | 0 | 0 | 0 | 0 | 0 | 0 | 0 | 0 | 64.8554 | 0 | 2.6004 | 40.1446 | 0 | 0 | 0
5883 | 86.3488 | 0 | 86.3488 | 52.7401 | 2 | 9.1475 | 10 | 12.4612 | 0 | 12.4612 | 0 | 0 | 0 | 0 | 0 | 0 | 0 | 0 | 0 | 0 | 64.7401 | 0 | 2.5905 | 40.2599 | 0 | 0 | 0
5884 | 89.1488 | 0 | 89.1488 | 54.752 | 2 | 9.4318 | 10 | 12.965 | 0 | 12.965 | 0 | 0 | 0 | 0 | 0 | 0 | 0 | 0 | 0 | 0 | 66.752 | 0 | 2.6745 | 38.248 | 0 | 0 | 0
5885 | 90.2991 | 0 | 90.2991 | 55 | 3.8787 | 9.7323 | 10 | 11.6882 | 0 | 11.6882 | 0 | 0 | 0 | 0 | 0 | 0 | 0 | 0 | 0 | 0 | 68.8787 | 0 | 2.709 | 36.1213 | 0 | 0 | -1.4211e-14
5886 | 86.5506 | 0 | 86.5506 | 54.3503 | 2 | 9.375 | 10 | 10.8253 | 0 | 10.8253 | 0 | 0 | 0 | 0 | 0 | 0 | 0 | 0 | 0 | 0 | 66.3503 | 0 | 2.5965 | 38.6497 | 0 | 0 | 0
5887 | 89.4025 | 0 | 89.4025 | 48.8891 | 2 | 8.6034 | 10 | 9.1855 | 10.7245 | 9.1855 | 10.7245 | 0 | 0 | 0 | 0 | 0 | 0 | 0 | 0 | 0 | 60.8891 | 0 | 2.6821 | 44.1109 | 0 | 1.4211e-14 | 0
5888 | 86.2754 | 0 | 86.2754 | 42.9 | 2 | 7.0683 | 5.1245 | 10.168 | 19.0146 | 10.168 | 19.0146 | 0 | 0 | 0 | 0 | 0 | 0 | 0 | 0 | 0 | 50.0245 | 0 | 2.5883 | 54.9755 | 0 | 0 | 0
5889 | 89.1432 | 0 | 89.1432 | 42.9 | 2 | 1.1306 | 4 | 10.4742 | 28.6384 | 10.4742 | 28.6384 | 0 | 0 | 0 | 0 | 0 | 0 | 0 | 0 | 0 | 48.9 | 0 | 2.6743 | 61.1634 | 0 | 0 | 0
5890 | 88.0253 | 0 | 88.0253 | 42.9 | 2 | 1.4211e-14 | 4 | 10.6931 | 39.2605 | 10.6931 | 39.2605 | 0 | 0 | 10.8283 | 0 | 0 | 0 | 10.8283 | 0 | 9.7455 | 48.9 | 0 | 2.6408 | 60.8134 | 0 | 0 | 0
5891 | 86.0386 | 0 | 86.0386 | 42.9 | 2 | 0 | 4 | 8.7807 | 38.418 | 8.7807 | 38.418 | 0 | 0 | 10.06 | 0 | 0 | 0 | 10.06 | 0 | 18.7995 | 48.9 | 0 | 2.5812 | 60.9085 | 0 | 0 | 0
5892 | 85.0368 | 0 | 85.0368 | 42.9 | 2 | 0 | 4 | 10.12 | 40.9344 | 10.12 | 40.9344 | 0 | 0 | 12 | 0 | 2.9177 | 0 | 14.9177 | 0 | 32.2895 | 48.9 | 0 | 2.5511 | 60.3071 | 0 | 0 | 0
5893 | 86.69 | 0 | 86.69 | 42.9 | 2 | 0 | 4 | 9.1185 | 38.9963 | 9.1185 | 38.9963 | 0 | 0 | 10.3247 | 0 | 0 | 0 | 10.3247 | 0 | 41.5817 | 48.9 | 0 | 2.6007 | 63.3558 | 0 | 0 | 0
5894 | 81.9946 | 0 | 81.9946 | 42.9 | 2 | 0 | 4 | 9.6696 | 34.9576 | 9.6696 | 34.9576 | 0 | 0 | 10.1202 | 0 | 1.4123 | 0 | 11.5325 | 0 | 51.992 | 48.9 | 0 | 2.4598 | 60.7262 | 0 | 0 | 0
5895 | 82.2226 | 0 | 82.2226 | 42.9 | 2 | 0 | 4 | 10.3176 | 30.2981 | 10.3176 | 30.2981 | 0 | 0 | 0 | 0 | 7.2931 | 0 | 7.2931 | 0 | 58.7159 | 48.9 | 0 | 2.4667 | 73.2511 | 0 | 0 | 0
5896 | 89.4261 | 0 | 89.4261 | 42.9 | 2 | 7.2483 | 6.3984 | 10.2288 | 20.6506 | 10.2288 | 20.6506 | 0 | 0 | 0 | 0 | 0 | 0 | 0 | 0 | 58.7159 | 51.2984 | 0 | 2.6828 | 75.5811 | 0 | 1.4211e-14 | 0
5897 | 91.0136 | 0 | 91.0136 | 43.8071 | 2 | 8.6903 | 10 | 11.4207 | 9.3981 | 11.4207 | 9.3981 | 0 | 0 | 0 | 5.6974 | 0 | 0 | 0 | 5.6974 | 52.3854 | 55.8071 | 0 | 2.7304 | 65.3751 | 0 | 0 | 0
5898 | 95.2093 | 0 | 95.2093 | 42.9 | 2 | 10.4588 | 9.0907 | 10.7302 | 5e-15 | 10.7302 | 5e-15 | 0 | 0 | 0 | 12 | 0 | 8.0297 | 0 | 20.0297 | 30.3427 | 53.9907 | 0 | 2.8563 | 52.8592 | 0 | 0 | 0
5899 | 102.5497 | 0 | 102.5497 | 55 | 2.0821 | 11.4354 | 10 | 10.1823 | 0 | 10.1823 | 0 | 0 | 0 | 0 | 12 | 0 | 1.8499 | 0 | 13.8499 | 15.0028 | 67.0821 | 0 | 3.0765 | 37.9179 | 0 | 0 | 0
5900 | 106.6555 | 0 | 106.6555 | 55 | 7.2298 | 11.9013 | 10 | 10.5244 | 0 | 10.5244 | 0 | 0 | 0 | 0 | 12 | 0 | 0 | 0 | 12 | 1.6695 | 72.2298 | 0 | 3.1997 | 32.7702 | 0 | 0 | 0
5901 | 103.5484 | 0 | 103.5484 | 55 | 13.1351 | 11.2525 | 10 | 12.6582 | 0 | 12.6582 | 0 | 0 | 0 | 0 | 1.5026 | 0 | 0 | 0 | 1.5026 | 0 | 78.1351 | 0 | 3.1065 | 26.8649 | 0 | 0 | 0
5902 | 97.0411 | 0 | 97.0411 | 55 | 8.462 | 10.3799 | 10 | 13.1993 | 0 | 13.1993 | 0 | 0 | 0 | 0 | 0 | 0 | 0 | 0 | 0 | 0 | 73.462 | 0 | 2.9112 | 31.538 | 0 | 0 | 0
5903 | 93.7725 | 0 | 93.7725 | 55 | 4.9769 | 9.8874 | 10 | 13.9081 | 0 | 13.9081 | 0 | 0 | 0 | 0 | 0 | 0 | 0 | 0 | 0 | 0 | 69.9769 | 0 | 2.8132 | 35.0231 | 0 | 0 | 0
5904 | 86.4193 | 0 | 86.4193 | 50.4263 | 2 | 8.8206 | 10 | 15.1724 | 0 | 15.1724 | 0 | 0 | 0 | 0 | 0 | 0 | 0 | 0 | 0 | 0 | 62.4263 | 0 | 2.5926 | 42.5737 | 0 | 0 | 0
5905 | 90.529 | 0 | 90.529 | 55 | 2.4539 | 9.531 | 10 | 13.5441 | 0 | 13.5441 | 0 | 0 | 0 | 0 | 0 | 0 | 0 | 0 | 0 | 0 | 67.4539 | 0 | 2.7159 | 37.5461 | 0 | 0 | 0
5906 | 89.8342 | 0 | 89.8342 | 53.546 | 2 | 9.2614 | 10 | 15.0268 | 0 | 15.0268 | 0 | 0 | 0 | 0 | 0 | 0 | 0 | 0 | 0 | 0 | 65.546 | 0 | 2.695 | 39.454 | 0 | 0 | 0
5907 | 91.5386 | 0 | 91.5386 | 55 | 2.4101 | 9.5248 | 10 | 14.6038 | 0 | 14.6038 | 0 | 0 | 0 | 0 | 0 | 0 | 0 | 0 | 0 | 0 | 67.4101 | 0 | 2.7462 | 37.5899 | 0 | 0 | 0
5908 | 88.4574 | 0 | 88.4574 | 53.2096 | 2 | 9.2139 | 10 | 14.0339 | 0 | 14.0339 | 0 | 0 | 0 | 0 | 0 | 0 | 0 | 0 | 0 | 0 | 65.2096 | 0 | 2.6537 | 39.7904 | 0 | 0 | 0
5909 | 89.123 | 0 | 89.123 | 53.1403 | 2 | 9.2041 | 10 | 14.7785 | 0 | 14.7785 | 0 | 0 | 0 | 0 | 0 | 0 | 0 | 0 | 0 | 0 | 65.1403 | 0 | 2.6737 | 39.8597 | 0 | 0 | 0
5910 | 92.7164 | 0 | 92.7164 | 55 | 4.4041 | 9.8065 | 10 | 13.5057 | 0 | 13.5057 | 0 | 0 | 0 | 0 | 0 | 0 | 0 | 0 | 0 | 0 | 69.4041 | 0 | 2.7815 | 35.5959 | 0 | 0 | 0
5911 | 91.9787 | 0 | 91.9787 | 46.3606 | 2 | 8.2461 | 10 | 12.2876 | 13.0844 | 12.2876 | 13.0844 | 0 | 0 | 0 | 0 | 0 | 0 | 0 | 0 | 0 | 58.3606 | 0 | 2.7594 | 46.6394 | 0 | 0 | 0
5912 | 90.0204 | 0 | 90.0204 | 42.9 | 2 | 4.6438 | 4 | 12.847 | 23.6296 | 12.847 | 23.6296 | 0 | 0 | 0 | 0 | 0 | 0 | 0 | 0 | 0 | 48.9 | 0 | 2.7006 | 58.0851 | 0 | 0 | 0
5913 | 90.4123 | 0 | 90.4123 | 42.9 | 2 | 0 | 4 | 11.9602 | 32.9134 | 11.9602 | 32.9134 | 0 | 0 | 3.3613 | 0 | 0 | 0 | 3.3613 | 0 | 3.0251 | 48.9 | 0 | 2.7124 | 61.7378 | 0 | 0 | 0
5914 | 87.974 | 0 | 87.974 | 42.9 | 2 | 0 | 4 | 11.5352 | 41.2343 | 11.5352 | 41.2343 | 0 | 0 | 12 | 0 | 1.6955 | 0 | 13.6955 | 0 | 15.3883 | 48.9 | 0 | 2.6392 | 60.4584 | 0 | 0 | 0
5915 | 87.0381 | 0 | 87.0381 | 42.9 | 2 | 1.4211e-14 | 4 | 10.7385 | 42.322 | 10.7385 | 42.322 | 0 | 0 | 12 | 0 | 2.9224 | 0 | 14.9224 | 0 | 28.8827 | 48.9 | 0 | 2.6111 | 60.3065 | 0 | 0 | 0
5916 | 87.2984 | 0 | 87.2984 | 42.9 | 2 | 7.1054e-15 | 4 | 11.9525 | 47.0671 | 11.9525 | 47.0671 | 0 | 0 | 12 | 0 | 8.6212 | 0 | 20.6212 | 0 | 47.631 | 48.9 | 0 | 2.619 | 59.601 | 0 | 0 | 0
5917 | 84.9336 | 0 | 84.9336 | 42.9 | 2 | 0 | 4 | 9.8837 | 41.8344 | 9.8837 | 41.8344 | 0 | 0 | 12 | 0 | 3.6845 | 0 | 15.6845 | 0 | 61.8279 | 48.9 | 0 | 2.548 | 60.2122 | 0 | 0 | 0
5918 | 87.9544 | 0 | 87.9544 | 42.9 | 2 | 0 | 4 | 12.4273 | 42.6634 | 12.4273 | 33.3686 | 0 | 9.2949 | 1.9721 | 0 | 4.7694 | 0 | 6.7415 | 0 | 68 | 48.9 | 0 | 2.6386 | 60.1686 | 0 | 0 | -1.5099e-14
5919 | 83.8038 | 0 | 83.8038 | 42.9 | 2 | 0 | 4 | 11.6754 | 32.9999 | 11.6754 | 23.2284 | 0 | 9.7714 | 0 | 0 | 0 | 0 | 0 | 0 | 68 | 48.9 | 0 | 2.5141 | 82.9442 | 0 | 0 | 0
5920 | 88.8676 | 0 | 88.8676 | 42.9 | 2 | 4.9584 | 4 | 11.9307 | 23.0785 | 11.9307 | 23.0785 | 0 | 0 | 0 | 0 | 0 | 0 | 0 | 0 | 68 | 48.9 | 0 | 2.666 | 79.8094 | 0 | 1.4211e-14 | 0
5921 | 92.5098 | 0 | 92.5098 | 42.9 | 2 | 8.5478 | 9.5178 | 10.6154 | 12.8505 | 10.6154 | 12.8505 | 0 | 0 | 0 | 6.0782 | 0 | 0 | 0 | 6.0782 | 61.2464 | 54.4178 | 0 | 2.7753 | 66.504 | 0 | 1.4211e-14 | 0
5922 | 97.2838 | 0 | 97.2838 | 42.9 | 2 | 10.507 | 7.6049 | 12.4151 | 6.1652e-15 | 12.4151 | 6.1652e-15 | 0 | 0 | 0 | 12 | 0 | 9.8568 | 0 | 21.8568 | 37.2218 | 52.5049 | 0 | 2.9185 | 52.6383 | 0 | 0 | -1.4211e-14
5923 | 101.5574 | 0 | 101.5574 | 45.3248 | 2 | 11.0079 | 10 | 12.6424 | 0 | 12.6424 | 0 | 0 | 0 | 0 | 12 | 0 | 8.5823 | 0 | 20.5823 | 14.5797 | 57.3248 | 0 | 3.0467 | 47.6752 | 0 | 0 | 0
5924 | 110.4022 | 0 | 110.4022 | 55 | 8.4791 | 12.0779 | 10 | 12.8453 | 0 | 12.8453 | 0 | 0 | 0 | 0 | 12 | 0 | 0 | 0 | 12 | 1.2464 | 73.4791 | 0 | 3.3121 | 31.5209 | 0 | 0 | 0
5925 | 102.9913 | 0 | 102.9913 | 55 | 11.7964 | 11.0095 | 10 | 14.0636 | 0 | 14.0636 | 0 | 0 | 0 | 0 | 1.1218 | 0 | 0 | 0 | 1.1218 | 0 | 76.7964 | 0 | 3.0897 | 28.2036 | 0 | 0 | 0
5926 | 101.0087 | 0 | 101.0087 | 55 | 10.4326 | 10.6583 | 10 | 14.9178 | 0 | 14.9178 | 0 | 0 | 0 | 0 | 0 | 0 | 0 | 0 | 0 | 0 | 75.4326 | 0 | 3.0303 | 29.5674 | 0 | 1.4211e-14 | 0
5927 | 94.9423 | 0 | 94.9423 | 55 | 4.2642 | 9.7868 | 10 | 15.8913 | 0 | 15.8913 | 0 | 0 | 0 | 0 | 0 | 0 | 0 | 0 | 0 | 0 | 69.2642 | 0 | 2.8483 | 35.7358 | 0 | 0 | 0
5928 | 85.3074 | 0 | 85.3074 | 50.6047 | 2 | 8.8458 | 10 | 13.8569 | 0 | 13.8569 | 0 | 0 | 0 | 0 | 0 | 0 | 0 | 0 | 0 | 0 | 62.6047 | 0 | 2.5592 | 42.3953 | 0 | 0 | 0
5929 | 83.2908 | 0 | 83.2908 | 50.4153 | 2 | 8.819 | 10 | 12.0565 | 0 | 12.0565 | 0 | 0 | 0 | 0 | 0 | 0 | 0 | 0 | 0 | 0 | 62.4153 | 0 | 2.4987 | 42.5847 | 0 | 1.4211e-14 | 0
5930 | 83.6946 | 0 | 83.6946 | 49.14 | 2 | 8.6388 | 10 | 13.9158 | 0 | 13.9158 | 0 | 0 | 0 | 0 | 0 | 0 | 0 | 0 | 0 | 0 | 61.14 | 0 | 2.5108 | 43.86 | 0 | 0 | 0
5931 | 85.326 | 0 | 85.326 | 52.8076 | 2 | 9.1571 | 10 | 11.3613 | 0 | 11.3613 | 0 | 0 | 0 | 0 | 0 | 0 | 0 | 0 | 0 | 0 | 64.8076 | 0 | 2.5598 | 40.1924 | 0 | 0 | 0
5932 | 87.2249 | 0 | 87.2249 | 53.02 | 2 | 9.1871 | 10 | 13.0179 | 0 | 13.0179 | 0 | 0 | 0 | 0 | 0 | 0 | 0 | 0 | 0 | 0 | 65.02 | 0 | 2.6167 | 39.98 | 0 | 0 | 0
5933 | 88.2059 | 0 | 88.2059 | 55 | 2.4466 | 9.5299 | 10 | 11.2294 | 0 | 11.2294 | 0 | 0 | 0 | 0 | 0 | 0 | 0 | 0 | 0 | 0 | 67.4466 | 0 | 2.6462 | 37.5534 | 0 | 0 | 0
5934 | 86.9078 | 0 | 86.9078 | 54.9731 | 2 | 9.463 | 10 | 10.4717 | 0 | 10.4717 | 0 | 0 | 0 | 0 | 0 | 0 | 0 | 0 | 0 | 0 | 66.9731 | 0 | 2.6072 | 38.0269 | 0 | 0 | 0
5935 | 87.0572 | 0 | 87.0572 | 42.9 | 2 | 7.7113 | 9.6756 | 10.9609 | 13.8094 | 10.9609 | 13.8094 | 0 | 0 | 0 | 0 | 0 | 0 | 0 | 0 | 0 | 54.5756 | 0 | 2.6117 | 50.4244 | 0 | 1.4211e-14 | 0
5936 | 87.9836 | 0 | 87.9836 | 42.9 | 2 | 4.8916 | 4 | 8.3254 | 25.8667 | 8.3254 | 25.8667 | 0 | 0 | 0 | 0 | 0 | 0 | 0 | 0 | 0 | 48.9 | 0 | 2.6395 | 57.868 | 0 | 0 | -1.4211e-14
5937 | 86.447 | 0 | 86.447 | 42.9 | 2 | 0 | 4 | 9.5318 | 34.2766 | 9.5318 | 34.2766 | 0 | 0 | 6.2614 | 0 | 0 | 0 | 6.2614 | 0 | 5.6353 | 48.9 | 0 | 2.5934 | 61.3788 | 0 | 0 | 0
5938 | 84.0267 | 0 | 84.0267 | 42.9 | 2 | 0 | 4 | 8.8109 | 40.7589 | 8.8109 | 40.7589 | 0 | 0 | 12 | 0 | 2.4431 | 0 | 14.4431 | 0 | 18.6878 | 48.9 | 0 | 2.5208 | 60.3659 | 0 | 0 | 0
5939 | 85.3968 | 0 | 85.3968 | 42.9 | 2 | 0 | 4 | 10.1038 | 45.8264 | 10.1038 | 45.8264 | 0 | 0 | 12 | 0 | 7.4335 | 0 | 19.4335 | 0 | 36.3411 | 48.9 | 0 | 2.5619 | 59.748 | 0 | 0 | 0
5940 | 84.1612 | 0 | 84.1612 | 42.9 | 2 | 7.1054e-15 | 4 | 8.1932 | 45.0733 | 8.1932 | 45.0733 | 0 | 0 | 12 | 0 | 6.0052 | 0 | 18.0052 | 0 | 52.6776 | 48.9 | 0 | 2.5248 | 59.9249 | 0 | 0 | 0
5941 | 84.7078 | 0 | 84.7078 | 42.9 | 2 | 0 | 4 | 7.9717 | 47.5363 | 7.9717 | 44.7193 | 0 | 2.817 | 11.0719 | 0 | 5.8112 | 0 | 16.8831 | 0 | 68 | 48.9 | 0 | 2.5412 | 59.715 | 0 | 0 | 0
5942 | 83.1073 | 0 | 83.1073 | 42.9 | 2 | 7.1054e-15 | 4 | 11.031 | 39.9533 | 11.031 | 23.1763 | 0 | 16.777 | 0 | 0 | 0 | 0 | 0 | 0 | 68 | 48.9 | 0 | 2.4932 | 82.0769 | 0 | 0 | 0
5943 | 83.0418 | 0 | 83.0418 | 42.9 | 2 | 0 | 4 | 11.1058 | 34.2979 | 11.1058 | 23.036 | 0 | 11.2619 | 0 | 0 | 0 | 0 | 0 | 0 | 68 | 48.9 | 0 | 2.4913 | 82.7597 | 0 | 0 | 0
5944 | 86.0601 | 0 | 86.0601 | 42.9 | 2 | 1.2766 | 4 | 10.9883 | 24.8952 | 10.9883 | 24.8952 | 0 | 0 | 0 | 0 | 0 | 0 | 0 | 0 | 68 | 48.9 | 0 | 2.5818 | 83.0355 | 0 | 0 | 0
5945 | 91.8426 | 0 | 91.8426 | 45.5071 | 2 | 8.6854 | 10 | 10.1595 | 11.5279 | 10.1595 | 11.5279 | 0 | 0 | 0 | 3.9626 | 0 | 0 | 0 | 3.9626 | 63.5971 | 57.5071 | 0 | 2.7553 | 65.5303 | 0 | 0 | 0
5946 | 95.7087 | 0 | 95.7087 | 43.5159 | 2 | 10.5529 | 10 | 10.4692 | 5.4945e-15 | 10.4692 | 5.4945e-15 | 0 | 0 | 0 | 12 | 0 | 7.1706 | 0 | 19.1706 | 42.4861 | 55.5159 | 0 | 2.8713 | 52.3135 | 0 | 0 | 0
5947 | 97.49 | 0 | 97.49 | 43.3006 | 2 | 10.8364 | 10 | 9.9603 | 0 | 9.9603 | 0 | 0 | 0 | 0 | 12 | 0 | 9.3927 | 0 | 21.3927 | 18.965 | 55.3006 | 0 | 2.9247 | 50.3067 | 0 | 0 | 0
5948 | 102.3407 | 0 | 102.3407 | 52.2032 | 2 | 11.0322 | 10 | 13.2295 | 0 | 13.2295 | 0 | 0 | 0 | 0 | 12 | 0 | 1.8758 | 0 | 13.8758 | 3.5971 | 64.2032 | 0 | 3.0702 | 40.7968 | 0 | 1.4211e-14 | 0
5949 | 100.4463 | 0 | 100.4463 | 55 | 9.792 | 11.0252 | 10 | 11.3917 | 0 | 11.3917 | 0 | 0 | 0 | 0 | 3.2374 | 0 | 0 | 0 | 3.2374 | 0 | 74.792 | 0 | 3.0134 | 30.208 | 0 | 0 | 0
5950 | 95.3157 | 0 | 95.3157 | 55 | 7.9328 | 10.3051 | 10 | 12.0778 | 0 | 12.0778 | 0 | 0 | 0 | 0 | 0 | 0 | 0 | 0 | 0 | 0 | 72.9328 | 0 | 2.8595 | 32.0672 | 0 | 0 | 0
5951 | 91.9726 | 0 | 91.9726 | 55 | 4.5799 | 9.8314 | 10 | 12.5613 | 0 | 12.5613 | 0 | 0 | 0 | 0 | 0 | 0 | 0 | 0 | 0 | 0 | 69.5799 | 0 | 2.7592 | 35.4201 | 0 | 0 | 0
5952 | 87.4174 | 0 | 87.4174 | 51.5165 | 2 | 8.9746 | 10 | 14.9263 | 0 | 14.9263 | 0 | 0 | 0 | 0 | 0 | 0 | 0 | 0 | 0 | 0 | 63.5165 | 0 | 2.6225 | 41.4835 | 0 | 0 | 0
5953 | 86.7772 | 0 | 86.7772 | 51.761 | 2 | 9.0092 | 10 | 14.007 | 0 | 14.007 | 0 | 0 | 0 | 0 | 0 | 0 | 0 | 0 | 0 | 0 | 63.761 | 0 | 2.6033 | 41.239 | 0 | 0 | 0
5954 | 89.7551 | 0 | 89.7551 | 53.9316 | 2 | 9.3159 | 10 | 14.5077 | 0 | 14.5077 | 0 | 0 | 0 | 0 | 0 | 0 | 0 | 0 | 0 | 0 | 65.9316 | 0 | 2.6927 | 39.0684 | 0 | 0 | -1.4211e-14
5955 | 88.2955 | 0 | 88.2955 | 51.658 | 2 | 8.9946 | 10 | 15.6429 | 0 | 15.6429 | 0 | 0 | 0 | 0 | 0 | 0 | 0 | 0 | 0 | 0 | 63.658 | 0 | 2.6489 | 41.342 | 0 | 0 | 0
5956 | 91.7564 | 0 | 91.7564 | 55 | 3.1873 | 9.6346 | 10 | 13.9345 | 0 | 13.9345 | 0 | 0 | 0 | 0 | 0 | 0 | 0 | 0 | 0 | 0 | 68.1873 | 0 | 2.7527 | 36.8127 | 0 | 0 | 0
5957 | 90.0311 | 0 | 90.0311 | 55 | 3.8428 | 9.7272 | 10 | 11.4611 | 0 | 11.4611 | 0 | 0 | 0 | 0 | 0 | 0 | 0 | 0 | 0 | 0 | 68.8428 | 0 | 2.7009 | 36.1572 | 0 | 0 | 0
5958 | 90.8701 | 0 | 90.8701 | 55 | 4.1687 | 9.7733 | 10 | 11.9281 | 0 | 11.9281 | 0 | 0 | 0 | 0 | 0 | 0 | 0 | 0 | 0 | 0 | 69.1687 | 0 | 2.7261 | 35.8313 | 0 | 0 | 0
5959 | 88.6502 | 0 | 88.6502 | 44.2801 | 2 | 7.9522 | 10 | 13.295 | 11.1229 | 13.295 | 11.1229 | 0 | 0 | 0 | 0 | 0 | 0 | 0 | 0 | 0 | 56.2801 | 0 | 2.6595 | 48.7199 | 0 | 0 | 0
5960 | 90.4508 | 0 | 90.4508 | 42.9 | 2 | 7.332 | 6.9911 | 10.3248 | 20.9028 | 10.3248 | 20.9028 | 0 | 0 | 0 | 0 | 0 | 0 | 0 | 0 | 0 | 51.8911 | 0 | 2.7135 | 53.1089 | 0 | 0 | 0
5961 | 89.738 | 0 | 89.738 | 42.9 | 2 | 0 | 4 | 10.9825 | 30.4947 | 10.9825 | 30.4947 | 0 | 0 | 0.63924 | 0 | 0 | 0 | 0.63924 | 0 | 0.57532 | 48.9 | 0 | 2.6921 | 62.0748 | 0 | 0 | 0
5962 | 90.1694 | 0 | 90.1694 | 42.9 | 2 | 0 | 4 | 11.7131 | 35.6864 | 11.7131 | 35.6864 | 0 | 0 | 6.1301 | 0 | 0 | 0 | 6.1301 | 0 | 6.0924 | 48.9 | 0 | 2.7051 | 61.395 | 0 | 0 | 0
5963 | 88.2771 | 0 | 88.2771 | 42.9 | 2 | 7.1054e-15 | 4 | 12.2584 | 38.3115 | 12.2584 | 38.3115 | 0 | 0 | 11.1928 | 0 | 0 | 0 | 11.1928 | 0 | 16.1659 | 48.9 | 0 | 2.6483 | 60.7683 | 0 | 0 | 0
5964 | 88.1799 | 0 | 88.1799 | 42.9 | 2 | 0 | 4 | 9.8846 | 36.9859 | 9.8846 | 36.9859 | 0 | 0 | 7.5906 | 0 | 0 | 0 | 7.5906 | 0 | 22.9975 | 48.9 | 0 | 2.6454 | 61.2142 | 0 | 0 | 0
5965 | 88.6327 | 0 | 88.6327 | 42.9 | 2 | 7.1054e-15 | 4 | 12.0773 | 38.39 | 12.0773 | 38.39 | 0 | 0 | 10.7346 | 0 | 0 | 0 | 10.7346 | 0 | 32.6587 | 48.9 | 0 | 2.659 | 60.825 | 0 | 0 | 0
5966 | 85.4349 | 0 | 85.4349 | 42.9 | 2 | 7.1054e-15 | 4 | 11.044 | 35.3317 | 11.044 | 35.3317 | 0 | 0 | 9.8408 | 0 | 0 | 0 | 9.8408 | 0 | 41.5154 | 48.9 | 0 | 2.563 | 60.9356 | 0 | 0 | 0
5967 | 87.1633 | 0 | 87.1633 | 42.9 | 2 | 0.87721 | 4 | 11.78 | 25.606 | 11.78 | 25.606 | 0 | 0 | 0 | 0 | 0 | 0 | 0 | 0 | 41.5154 | 48.9 | 0 | 2.6149 | 73.3854 | 0 | 0 | 0
5968 | 88.1531 | 0 | 88.1531 | 42.9 | 2 | 6.9184 | 4.0639 | 11.092 | 21.1788 | 11.092 | 21.1788 | 0 | 0 | 0 | 0 | 0 | 0 | 0 | 0 | 41.5154 | 48.9639 | 0 | 2.6446 | 68.0361 | 0 | 0 | 0
5969 | 91.5444 | 0 | 91.5444 | 42.9 | 2 | 8.3177 | 5.2354 | 12.4176 | 11.9416 | 12.4176 | 11.9416 | 0 | 0 | 0 | 8.7321 | 0 | 0 | 0 | 8.7321 | 31.8131 | 50.1354 | 0 | 2.7463 | 58.1325 | 0 | 0 | 0
5970 | 99.391 | 0 | 99.391 | 52.1216 | 2 | 10.7557 | 10 | 12.5137 | 5.0372e-15 | 12.5137 | 5.0372e-15 | 0 | 0 | 0 | 12 | 0 | 0 | 0 | 12 | 18.4798 | 64.1216 | 0 | 2.9817 | 40.8784 | 0 | 1.4211e-14 | 0
5971 | 103.584 | 0 | 103.584 | 55 | 3.7116 | 11.4042 | 10 | 11.4682 | 0 | 11.4682 | 0 | 0 | 0 | 0 | 12 | 0 | 0 | 0 | 12 | 5.1464 | 68.7116 | 0 | 3.1075 | 36.2884 | 0 | 0 | 0
5972 | 107.4473 | 0 | 107.4473 | 55 | 13.1907 | 11.7025 | 10 | 12.9224 | 0 | 12.9224 | 0 | 0 | 0 | 0 | 4.6318 | 0 | 0 | 0 | 4.6318 | -8.8818e-16 | 78.1907 | 0 | 3.2234 | 26.8093 | 0 | 0 | 0
5973 | 102.812 | 0 | 102.812 | 55 | 12.9262 | 11.0107 | 10 | 13.8751 | 0 | 13.8751 | 0 | 0 | 0 | 0 | -7.9936e-16 | 0 | 0 | 0 | -7.9936e-16 | 0 | 77.9262 | 0 | 3.0844 | 27.0738 | 0 | 0 | 0
5974 | 97.3979 | 0 | 97.3979 | 55 | 7.3124 | 10.2174 | 10 | 14.8681 | 0 | 14.8681 | 0 | 0 | 0 | 0 | 0 | 0 | 0 | 0 | 0 | 0 | 72.3124 | 0 | 2.9219 | 32.6876 | 0 | 0 | 0
5975 | 95.6327 | 0 | 95.6327 | 55 | 5.6616 | 9.9842 | 10 | 14.9869 | 0 | 14.9869 | 0 | 0 | 0 | 0 | 0 | 0 | 0 | 0 | 0 | 0 | 70.6616 | 0 | 2.869 | 34.3384 | 0 | 0 | 0
5976 | 87.1201 | 0 | 87.1201 | 46.4782 | 2 | 8.2627 | 10 | 20.3792 | 0 | 20.3792 | 0 | 0 | 0 | 0 | 0 | 0 | 0 | 0 | 0 | 0 | 58.4782 | 0 | 2.6136 | 46.5218 | 0 | 0 | 0
5977 | 87.9212 | 0 | 87.9212 | 45.6983 | 2 | 8.1525 | 10 | 22.0703 | 0 | 22.0703 | 0 | 0 | 0 | 0 | 0 | 0 | 0 | 0 | 0 | 0 | 57.6983 | 0 | 2.6376 | 47.3017 | 0 | 0 | 0
5978 | 86.1058 | 0 | 86.1058 | 46.4525 | 2 | 8.2591 | 10 | 19.3942 | 0 | 19.3942 | 0 | 0 | 0 | 0 | 0 | 0 | 0 | 0 | 0 | 0 | 58.4525 | 0 | 2.5832 | 46.5475 | 0 | 0 | 0
5979 | 87.0688 | 0 | 87.0688 | 47.4858 | 2 | 8.4051 | 10 | 19.1779 | 0 | 19.1779 | 0 | 0 | 0 | 0 | 0 | 0 | 0 | 0 | 0 | 0 | 59.4858 | 0 | 2.6121 | 45.5142 | 0 | 0 | 0
5980 | 86.1911 | 0 | 86.1911 | 47.2841 | 2 | 8.3766 | 10 | 18.5304 | 0 | 18.5304 | 0 | 0 | 0 | 0 | 0 | 0 | 0 | 0 | 0 | 0 | 59.2841 | 0 | 2.5857 | 45.7159 | 0 | 1.4211e-14 | 0
5981 | 89.1836 | 0 | 89.1836 | 49.6147 | 2 | 8.7059 | 10 | 18.8629 | 0 | 18.8629 | 0 | 0 | 0 | 0 | 0 | 0 | 0 | 0 | 0 | 0 | 61.6147 | 0 | 2.6755 | 43.3853 | 0 | 1.4211e-14 | 0
5982 | 86.471 | 0 | 86.471 | 47.1375 | 2 | 8.3559 | 10 | 18.9776 | 0 | 18.9776 | 0 | 0 | 0 | 0 | 0 | 0 | 0 | 0 | 0 | 0 | 59.1375 | 0 | 2.5941 | 45.8625 | 0 | 0 | 0
5983 | 88.2866 | 0 | 88.2866 | 42.9 | 2 | 7.0847 | 5.2408 | 18.3738 | 12.6873 | 18.3738 | 12.6873 | 0 | 0 | 0 | 0 | 0 | 0 | 0 | 0 | 0 | 50.1408 | 0 | 2.6486 | 54.8592 | 0 | 0 | -1.4211e-14
5984 | 86.0057 | 0 | 86.0057 | 42.9 | 2 | 0 | 4 | 17.271 | 25.8462 | 17.271 | 25.8462 | 0 | 0 | 6.0115 | 0 | 0 | 0 | 6.0115 | 0 | 5.4103 | 48.9 | 0 | 2.5802 | 61.4097 | 0 | 0 | 0
5985 | 85.2442 | 0 | 85.2442 | 42.9 | 2 | 1.4211e-14 | 4 | 17.0157 | 36.9537 | 17.0157 | 36.9537 | 0 | 0 | 12 | 0 | 5.6252 | 0 | 17.6252 | 0 | 21.3965 | 48.9 | 0 | 2.5573 | 59.9719 | 0 | 0 | 0
5986 | 85.8682 | 0 | 85.8682 | 42.9 | 2 | 1.4211e-14 | 4 | 16.844 | 41.7185 | 16.844 | 41.7185 | 0 | 0 | 12 | 0 | 9.5943 | 0 | 21.5943 | 0 | 41.042 | 48.9 | 0 | 2.576 | 59.4805 | 0 | 0 | 0
5987 | 85.2214 | 0 | 85.2214 | 42.9 | 2 | 0 | 4 | 16.8555 | 45.4916 | 16.8555 | 37.9394 | 0 | 7.5522 | 12 | 0 | 6.4736 | 0 | 18.4736 | 0 | 57.8103 | 48.9 | 0 | 2.5566 | 58.9319 | 0 | 0 | -7.1054e-15
5988 | 84.2926 | 0 | 84.2926 | 42.9 | 2 | 0 | 4 | 17.1874 | 42.6002 | 17.1874 | 29.5271 | 0 | 13.0732 | 11.3219 | 0 | 0 | 0 | 11.3219 | 0 | 68 | 48.9 | 0 | 2.5288 | 69.1338 | 0 | 0 | 0
5989 | 86.0901 | 0 | 86.0901 | 42.9 | 2 | 1.4211e-14 | 4 | 16.2645 | 45.4799 | 16.2645 | 20.9256 | 0 | 24.5543 | 0 | 0 | 0 | 0 | 0 | 0 | 68 | 48.9 | 0 | 2.5827 | 81.1141 | 0 | 1.4211e-14 | 0
5990 | 85.2684 | 0 | 85.2684 | 42.9 | 2 | 7.1054e-15 | 4 | 16.2483 | 39.7007 | 16.2483 | 20.1201 | 0 | 19.5805 | 0 | 0 | 0 | 0 | 0 | 0 | 68 | 48.9 | 0 | 2.5581 | 81.7298 | 0 | 1.4211e-14 | 0
5991 | 81.9885 | 0 | 81.9885 | 42.9 | 2 | 7.1054e-15 | 4 | 16.4678 | 35.5888 | 16.4678 | 16.6207 | 0 | 18.9681 | 0 | 0 | 0 | 0 | 0 | 0 | 68 | 48.9 | 0 | 2.4597 | 81.8057 | 0 | 1.4211e-14 | 0
5992 | 87.3465 | 0 | 87.3465 | 42.9 | 2 | 0 | 4 | 15.8842 | 23.7419 | 15.8842 | 22.5623 | 0 | 1.1796 | 0 | 0 | 0 | 0 | 0 | 0 | 68 | 48.9 | 0 | 2.6204 | 84.0079 | 0 | 0 | 0
5993 | 91.3847 | 0 | 91.3847 | 42.9 | 2 | 7.6711 | 4.7786 | 17.0068 | 12.4161 | 17.0068 | 12.4161 | 0 | 0 | 0 | 4.6121 | 0 | 0 | 0 | 4.6121 | 62.8754 | 49.6786 | 0 | 2.7415 | 72.7093 | 0 | 1.4211e-14 | 0
5994 | 97.5045 | 0 | 97.5045 | 42.9 | 2 | 8.427 | 4 | 19.1508 | 6.4338e-15 | 19.1508 | 6.4338e-15 | 0 | 0 | 0 | 12 | 0 | 9.0267 | 0 | 21.0267 | 39.7513 | 48.9 | 0 | 2.9251 | 58.3468 | 0 | 0 | -1.4211e-14
5995 | 102.642 | 0 | 102.642 | 42.9 | 2 | 10.5237 | 8.1673 | 17.6386 | 0 | 17.6386 | 0 | 0 | 0 | 0 | 12 | 0 | 9.4124 | 0 | 21.4124 | 16.2088 | 53.0673 | 0 | 3.0793 | 51.9327 | 0 | 0 | 0
5996 | 106.7034 | 0 | 106.7034 | 53.0307 | 2 | 10.8841 | 10 | 18.7886 | 0 | 18.7886 | 0 | 0 | 0 | 0 | 12 | 0 | 0 | 0 | 12 | 2.8754 | 65.0307 | 0 | 3.2011 | 39.9693 | 0 | 0 | 0
5997 | 102.2134 | 0 | 102.2134 | 55 | 3.9628 | 10.1098 | 10 | 20.5529 | 0 | 20.5529 | 0 | 0 | 0 | 0 | 2.5879 | 0 | 0 | 0 | 2.5879 | -4.4409e-16 | 68.9628 | 0 | 3.0664 | 36.0372 | 0 | 0 | 0
5998 | 96.5451 | 0 | 96.5451 | 55 | 2.1108 | 9.4825 | 10 | 19.9518 | 0 | 19.9518 | 0 | 0 | 0 | 0 | -3.9968e-16 | 0 | 0 | 0 | -3.9968e-16 | 0 | 67.1108 | 0 | 2.8964 | 37.8892 | 0 | 0 | 0
5999 | 91.6103 | 0 | 91.6103 | 50.897 | 2 | 8.8871 | 10 | 19.8262 | 0 | 19.8262 | 0 | 0 | 0 | 0 | 0 | 0 | 0 | 0 | 0 | 0 | 62.897 | 0 | 2.7483 | 42.103 | 0 | 0 | 0
6000 | 82.9795 | 0 | 82.9795 | 46.0492 | 2 | 8.2021 | 10 | 16.7282 | 0 | 16.7282 | 0 | 0 | 0 | 0 | 0 | 0 | 0 | 0 | 0 | 0 | 58.0492 | 0 | 2.4894 | 46.9508 | 0 | 0 | 0
6001 | 81.0621 | 0 | 81.0621 | 43.8614 | 2 | 7.893 | 10 | 17.3077 | 0 | 17.3077 | 0 | 0 | 0 | 0 | 0 | 0 | 0 | 0 | 0 | 0 | 55.8614 | 0 | 2.4319 | 49.1386 | 0 | 0 | 0
6002 | 83.289 | 0 | 83.289 | 43.4237 | 2 | 7.8311 | 10 | 20.0341 | 0 | 20.0341 | 0 | 0 | 0 | 0 | 0 | 0 | 0 | 0 | 0 | 0 | 55.4237 | 0 | 2.4987 | 49.5763 | 0 | 0 | 0
6003 | 83.3223 | 0 | 83.3223 | 45.0503 | 2 | 8.061 | 10 | 18.211 | 0 | 18.211 | 0 | 0 | 0 | 0 | 0 | 0 | 0 | 0 | 0 | 0 | 57.0503 | 0 | 2.4997 | 47.9497 | 0 | 0 | 0
6004 | 85.7072 | 0 | 85.7072 | 46.238 | 2 | 8.2288 | 10 | 19.2404 | 0 | 19.2404 | 0 | 0 | 0 | 0 | 0 | 0 | 0 | 0 | 0 | 0 | 58.238 | 0 | 2.5712 | 46.762 | 0 | 0 | 0
6005 | 85.4396 | 0 | 85.4396 | 48.3363 | 2 | 8.5253 | 10 | 16.578 | 0 | 16.578 | 0 | 0 | 0 | 0 | 0 | 0 | 0 | 0 | 0 | 0 | 60.3363 | 0 | 2.5632 | 44.6637 | 0 | 0 | 0
6006 | 83.0296 | 0 | 83.0296 | 45.8057 | 2 | 8.1677 | 10 | 17.0562 | 0 | 17.0562 | 0 | 0 | 0 | 0 | 0 | 0 | 0 | 0 | 0 | 0 | 57.8057 | 0 | 2.4909 | 47.1943 | 0 | 0 | 0
6007 | 86.0825 | 0 | 86.0825 | 42.9 | 2 | 7.3856 | 7.3702 | 15.9713 | 10.4554 | 15.9713 | 10.4554 | 0 | 0 | 0 | 0 | 0 | 0 | 0 | 0 | 0 | 52.2702 | 0 | 2.5825 | 52.7298 | 0 | 1.4211e-14 | 0
6008 | 86.0573 | 0 | 86.0573 | 42.9 | 2 | 0 | 4 | 16.9172 | 21.961 | 16.9172 | 21.961 | 0 | 0 | 1.7209 | 0 | 0 | 0 | 1.7209 | 0 | 1.5488 | 48.9 | 0 | 2.5817 | 61.9409 | 0 | 0 | 0
6009 | 86.3123 | 0 | 86.3123 | 42.9 | 2 | 0 | 4 | 15.5112 | 27.9412 | 15.5112 | 27.9412 | 0 | 0 | 6.0402 | 0 | 0 | 0 | 6.0402 | 0 | 6.985 | 48.9 | 0 | 2.5894 | 61.4062 | 0 | 0 | 0
6010 | 84.0129 | 0 | 84.0129 | 42.9 | 2 | 1.4211e-14 | 4 | 16.0303 | 35.4881 | 16.0303 | 35.4881 | 0 | 0 | 12 | 0 | 4.4056 | 0 | 16.4056 | 0 | 21.8467 | 48.9 | 0 | 2.5204 | 60.1229 | 0 | 0 | 0
6011 | 84.7225 | 0 | 84.7225 | 42.9 | 2 | 0 | 4 | 16.5573 | 39.4465 | 16.5573 | 39.4465 | 0 | 0 | 12 | 0 | 8.1813 | 0 | 20.1813 | 0 | 40.1895 | 48.9 | 0 | 2.5417 | 59.6555 | 0 | 0 | 0
6012 | 83.7758 | 0 | 83.7758 | 42.9 | 2 | 7.1054e-15 | 4 | 17.0099 | 43.1351 | 17.0099 | 38.972 | 0 | 4.1631 | 12 | 0 | 9.1061 | 0 | 21.1061 | 0 | 59.385 | 48.9 | 0 | 2.5133 | 59.0256 | 0 | 3.5527e-15 | 0
6013 | 81.319 | 0 | 81.319 | 42.9 | 2 | 7.1054e-15 | 4 | 14.8425 | 36.7311 | 14.8425 | 27.1487 | 0 | 9.5824 | 9.5722 | 0 | 0 | 0 | 9.5722 | 0 | 68 | 48.9 | 0 | 2.4396 | 69.7826 | 0 | 0 | -1.7764e-15
6014 | 80.1693 | 0 | 80.1693 | 42.9 | 2 | 0 | 4 | 15.8228 | 31.8443 | 15.8228 | 15.4464 | 0 | 16.3978 | 0 | 0 | 0 | 0 | 0 | 0 | 68 | 48.9 | 0 | 2.4051 | 82.1239 | 0 | 0 | 0
6015 | 79.3143 | 0 | 79.3143 | 42.9 | 2 | 0 | 4 | 15.7788 | 31.7314 | 15.7788 | 14.6356 | 0 | 17.0958 | 0 | 0 | 0 | 0 | 0 | 0 | 68 | 48.9 | 0 | 2.3794 | 82.0375 | 0 | 0 | 0
6016 | 84.9221 | 0 | 84.9221 | 42.9 | 2 | 0 | 4 | 18.282 | 21.7827 | 18.282 | 17.74 | 0 | 4.0427 | 0 | 0 | 0 | 0 | 0 | 0 | 68 | 48.9 | 0 | 2.5477 | 83.6535 | 0 | 0 | 0
6017 | 88.8262 | 0 | 88.8262 | 42.9 | 2 | 3.6864 | 4 | 16.4489 | 10.9604 | 16.4489 | 10.9604 | 0 | 0 | 0 | 8.8304 | 0 | 0 | 0 | 8.8304 | 58.1885 | 48.9 | 0 | 2.6648 | 73.1868 | 0 | 0 | -1.4211e-14
6018 | 92.0621 | 0 | 92.0621 | 42.9 | 2 | 3.5086 | 4 | 18.5871 | 5.3969e-15 | 18.5871 | 5.3969e-15 | 0 | 0 | 0 | 12 | 0 | 9.0663 | 0 | 21.0663 | 35.0213 | 48.9 | 0 | 2.7619 | 62.6215 | 0 | 0 | 0
6019 | 99.85 | 0 | 99.85 | 42.9 | 2 | 9.957 | 4.1963 | 19.424 | 0 | 19.424 | 0 | 0 | 0 | 0 | 12 | 0 | 9.3727 | 0 | 21.3727 | 11.5218 | 49.0963 | 0 | 2.9955 | 55.9037 | 0 | 0 | -1.4211e-14
6020 | 103.4928 | 0 | 103.4928 | 51.7367 | 2 | 10.4709 | 10 | 18.9155 | 0 | 18.9155 | 0 | 0 | 0 | 0 | 10.3696 | 0 | 0 | 0 | 10.3696 | -1.7764e-15 | 63.7367 | 0 | 3.1048 | 41.2633 | 0 | 0 | 0
6021 | 100.2915 | 0 | 100.2915 | 55 | 6.1414 | 10.052 | 10 | 19.0981 | 0 | 19.0981 | 0 | 0 | 0 | 0 | -1.5987e-15 | 0 | 0 | 0 | -1.5987e-15 | 0 | 71.1414 | 0 | 3.0087 | 33.8586 | 0 | 0 | 0
6022 | 93.4572 | 0 | 93.4572 | 54.2678 | 2 | 9.3634 | 10 | 17.8261 | 0 | 17.8261 | 0 | 0 | 0 | 0 | 0 | 0 | 0 | 0 | 0 | 0 | 66.2678 | 0 | 2.8037 | 38.7322 | 0 | 0 | 0
6023 | 89.4212 | 0 | 89.4212 | 48.2686 | 2 | 8.5157 | 10 | 20.6369 | 0 | 20.6369 | 0 | 0 | 0 | 0 | 0 | 0 | 0 | 0 | 0 | 0 | 60.2686 | 0 | 2.6826 | 44.7314 | 0 | 0 | 0
6024 | 79.5128 | 0 | 79.5128 | 42.9 | 2 | 7.7213 | 9.7462 | 17.1453 | 0 | 17.1453 | 0 | 0 | 0 | 0 | 0 | 0 | 0 | 0 | 0 | 0 | 54.6462 | 0 | 2.3854 | 50.3538 | 0 | 0 | 0
6025 | 83.8727 | 0 | 83.8727 | 45.3594 | 2 | 8.1047 | 10 | 18.4087 | 0 | 18.4087 | 0 | 0 | 0 | 0 | 0 | 0 | 0 | 0 | 0 | 0 | 57.3594 | 0 | 2.5162 | 47.6406 | 0 | 0 | 0
6026 | 82.425 | 0 | 82.425 | 43.7333 | 2 | 7.8749 | 10 | 18.8168 | 0 | 18.8168 | 0 | 0 | 0 | 0 | 0 | 0 | 0 | 0 | 0 | 0 | 55.7333 | 0 | 2.4728 | 49.2667 | 0 | 0 | 0
6027 | 81.0256 | 0 | 81.0256 | 44.1878 | 2 | 7.9391 | 10 | 16.8987 | 0 | 16.8987 | 0 | 0 | 0 | 0 | 0 | 0 | 0 | 0 | 0 | 0 | 56.1878 | 0 | 2.4308 | 48.8122 | 0 | 0 | 0
6028 | 84.5701 | 0 | 84.5701 | 47.0117 | 2 | 8.3381 | 10 | 17.2203 | 0 | 17.2203 | 0 | 0 | 0 | 0 | 0 | 0 | 0 | 0 | 0 | 0 | 59.0117 | 0 | 2.5371 | 45.9883 | 0 | 0 | 0
6029 | 84.1863 | 0 | 84.1863 | 47.7595 | 2 | 8.4438 | 10 | 15.983 | 0 | 15.983 | 0 | 0 | 0 | 0 | 0 | 0 | 0 | 0 | 0 | 0 | 59.7595 | 0 | 2.5256 | 45.2405 | 0 | 0 | 0
6030 | 84.7715 | 0 | 84.7715 | 49.479 | 2 | 8.6867 | 10 | 14.6058 | 0 | 14.6058 | 0 | 0 | 0 | 0 | 0 | 0 | 0 | 0 | 0 | 0 | 61.479 | 0 | 2.5431 | 43.521 | 0 | 0 | 0
6031 | 83.7382 | 0 | 83.7382 | 42.9 | 2 | 5.8703 | 4 | 15.7803 | 13.1877 | 15.7803 | 13.1877 | 0 | 0 | 0 | 0 | 0 | 0 | 0 | 0 | 0 | 48.9 | 0 | 2.5121 | 57.0105 | 0 | 0 | -1.4211e-14
6032 | 85.5104 | 0 | 85.5104 | 42.9 | 2 | 7.1054e-15 | 4 | 16.7489 | 24.7465 | 16.7489 | 24.7465 | 0 | 0 | 4.8849 | 0 | 0 | 0 | 4.8849 | 0 | 4.3964 | 48.9 | 0 | 2.5653 | 61.5492 | 0 | 0 | 0
6033 | 82.2718 | 0 | 82.2718 | 42.9 | 2 | 0 | 4 | 14.9277 | 37.4358 | 14.9277 | 37.4358 | 0 | 0 | 12 | 0 | 6.9917 | 0 | 18.9917 | 0 | 21.6424 | 48.9 | 0 | 2.4682 | 59.8027 | 0 | 0 | 0
6034 | 82.723 | 0 | 82.723 | 42.9 | 2 | 0 | 4 | 15.6866 | 44.2029 | 15.6866 | 40.1363 | 0 | 4.0665 | 12 | 0 | 10 | 0 | 22 | 0 | 41.662 | 48.9 | 0 | 2.4817 | 58.9269 | 0 | 0 | -1.4211e-14
6035 | 83.0376 | 0 | 83.0376 | 42.9 | 2 | 0 | 4 | 14.8655 | 52.6138 | 14.8655 | 35.9735 | 0 | 16.6403 | 12 | 0 | 4.7014 | 0 | 16.7014 | 0 | 56.7964 | 48.9 | 0 | 2.4911 | 58.0262 | 0 | 3.5527e-15 | 0
6036 | 79.2438 | 0 | 79.2438 | 42.9 | 2 | 0 | 4 | 13.8948 | 50.8936 | 13.8948 | 28.449 | 0 | 22.4447 | 12 | 0 | 0 | 0 | 12 | 0 | 67.5964 | 48.9 | 0 | 2.3773 | 67.8896 | 0 | 1.4211e-14 | 0
6037 | 79.1941 | 0 | 79.1941 | 42.9 | 2 | 7.1054e-15 | 4 | 13.6112 | 51.0529 | 13.6112 | 17.1313 | 0 | 33.9216 | 0.44842 | 0 | 0 | 0 | 0.44842 | 0 | 68 | 48.9 | 0 | 2.3758 | 67.8989 | 0 | 0 | -3.1641e-15
6038 | 77.6602 | 0 | 77.6602 | 42.9 | 2 | 1.4211e-14 | 4 | 13.6502 | 48.3836 | 13.6502 | 15.11 | 0 | 33.2736 | 0 | 0 | 0 | 0 | 0 | 0 | 68 | 48.9 | 0 | 2.3298 | 80.0346 | 0 | 0 | 0
6039 | 78.0377 | 0 | 78.0377 | 42.9 | 2 | 0 | 4 | 16.3882 | 38.5091 | 16.3882 | 12.7495 | 0 | 25.7596 | 0 | 0 | 0 | 0 | 0 | 0 | 68 | 48.9 | 0 | 2.3411 | 80.9649 | 0 | 0 | 0
6040 | 81.6788 | 0 | 81.6788 | 42.9 | 2 | 7.1054e-15 | 4 | 15.7009 | 25.5309 | 15.7009 | 17.0779 | 0 | 8.453 | 0 | 0 | 0 | 0 | 0 | 0 | 68 | 48.9 | 0 | 2.4504 | 83.1075 | 0 | 1.4211e-14 | 0
6041 | 86.9068 | 0 | 86.9068 | 42.9 | 2 | 7.0753 | 5.1746 | 16.0272 | 13.7297 | 16.0272 | 13.7297 | 0 | 0 | 0 | 0 | 0 | 0 | 0 | 0 | 68 | 50.0746 | 0 | 2.6072 | 76.9254 | 0 | 1.4211e-14 | 0
6042 | 90.1278 | 0 | 90.1278 | 42.9 | 2 | 9.0617 | 7.1348 | 16.9333 | 6.45e-15 | 16.9333 | 6.45e-15 | 0 | 0 | 0 | 12 | 0 | 0.098016 | 0 | 12.098 | 54.5604 | 52.0348 | 0 | 2.7038 | 62.8672 | 0 | 0 | 0
6043 | 95.0544 | 0 | 95.0544 | 42.9 | 2 | 9.6069 | 6.9998 | 17.456 | 0 | 17.456 | 0 | 0 | 0 | 0 | 12 | 0 | 4.0917 | 0 | 16.0917 | 36.7889 | 51.8998 | 0 | 2.8516 | 59.0085 | 0 | 0 | -1.4211e-14
6044 | 102.5879 | 0 | 102.5879 | 42.9 | 2 | 10.5663 | 7.8812 | 17.2404 | 0 | 17.2404 | 0 | 0 | 0 | 0 | 12 | 0 | 10 | 0 | 22 | 12.6091 | 52.7812 | 0 | 3.0776 | 52.2188 | 0 | 0 | 0
6045 | 95.3518 | 0 | 95.3518 | 45.991 | 2 | 9.8116 | 10 | 16.0998 | 0 | 16.0998 | 0 | 0 | 0 | 0 | 7.2 | 0 | 4.2494 | 0 | 11.4494 | 0 | 57.991 | 0 | 2.8606 | 47.009 | 0 | 0 | 0
6046 | 91.9521 | 0 | 91.9521 | 53.7305 | 2 | 9.2875 | 10 | 16.9341 | 0 | 16.9341 | 0 | 0 | 0 | 0 | 0 | 0 | 0 | 0 | 0 | 0 | 65.7305 | 0 | 2.7586 | 39.2695 | 0 | 0 | 0
6047 | 88.2947 | 0 | 88.2947 | 49.5968 | 2 | 8.7034 | 10 | 17.9946 | 0 | 17.9946 | 0 | 0 | 0 | 0 | 0 | 0 | 0 | 0 | 0 | 0 | 61.5968 | 0 | 2.6488 | 43.4032 | 0 | 0 | 0
6048 | 84.4819 | 0 | 84.4819 | 47.2215 | 2 | 8.3678 | 10 | 16.8926 | 0 | 16.8926 | 0 | 0 | 0 | 0 | 0 | 0 | 0 | 0 | 0 | 0 | 59.2215 | 0 | 2.5345 | 45.7785 | 0 | 1.4211e-14 | 0
6049 | 85.0338 | 0 | 85.0338 | 48.0713 | 2 | 8.4878 | 10 | 16.4746 | 0 | 16.4746 | 0 | 0 | 0 | 0 | 0 | 0 | 0 | 0 | 0 | 0 | 60.0713 | 0 | 2.551 | 44.9287 | 0 | 0 | 0
6050 | 85.3709 | 0 | 85.3709 | 48.6521 | 2 | 8.5699 | 10 | 16.149 | 0 | 16.149 | 0 | 0 | 0 | 0 | 0 | 0 | 0 | 0 | 0 | 0 | 60.6521 | 0 | 2.5611 | 44.3479 | 0 | 1.4211e-14 | 0
6051 | 89.5659 | 0 | 89.5659 | 53.1661 | 2 | 9.2077 | 10 | 15.1921 | 0 | 15.1921 | 0 | 0 | 0 | 0 | 0 | 0 | 0 | 0 | 0 | 0 | 65.1661 | 0 | 2.687 | 39.8339 | 0 | 0 | 0
6052 | 89.2864 | 0 | 89.2864 | 52.7446 | 2 | 9.1481 | 10 | 15.3937 | 0 | 15.3937 | 0 | 0 | 0 | 0 | 0 | 0 | 0 | 0 | 0 | 0 | 64.7446 | 0 | 2.6786 | 40.2554 | 0 | 0 | 0
6053 | 88.5708 | 0 | 88.5708 | 52.9629 | 2 | 9.179 | 10 | 14.429 | 0 | 14.429 | 0 | 0 | 0 | 0 | 0 | 0 | 0 | 0 | 0 | 0 | 64.9629 | 0 | 2.6571 | 40.0371 | 0 | 0 | 0
6054 | 87.6497 | 0 | 87.6497 | 52.5456 | 2 | 9.12 | 10 | 13.9841 | 0 | 13.9841 | 0 | 0 | 0 | 0 | 0 | 0 | 0 | 0 | 0 | 0 | 64.5456 | 0 | 2.6295 | 40.4544 | 0 | 0 | 0
6055 | 88.6607 | 0 | 88.6607 | 44.7298 | 2 | 8.0157 | 10 | 13.5199 | 10.3953 | 13.5199 | 10.3953 | 0 | 0 | 0 | 0 | 0 | 0 | 0 | 0 | 0 | 56.7298 | 0 | 2.6598 | 48.2702 | 0 | 0 | 0
6056 | 90.3873 | 0 | 90.3873 | 42.9 | 2 | 4.7782 | 4 | 15.7123 | 20.9968 | 15.7123 | 20.9968 | 0 | 0 | 0 | 0 | 0 | 0 | 0 | 0 | 0 | 48.9 | 0 | 2.7116 | 57.9673 | 0 | 0 | 0
6057 | 88.058 | 0 | 88.058 | 42.9 | 2 | 0 | 4 | 15.715 | 31.8166 | 15.715 | 31.8166 | 0 | 0 | 8.3736 | 0 | 0 | 0 | 8.3736 | 0 | 7.5363 | 48.9 | 0 | 2.6417 | 61.1173 | 0 | 0 | 0
6058 | 85.5972 | 0 | 85.5972 | 42.9 | 2 | 0 | 4 | 12.7689 | 32.0997 | 12.7689 | 32.0997 | 0 | 0 | 8.1714 | 0 | 0 | 0 | 8.1714 | 0 | 14.8905 | 48.9 | 0 | 2.5679 | 61.1423 | 0 | 0 | 0
6059 | 87.1344 | 0 | 87.1344 | 42.9 | 2 | 0 | 4 | 14.209 | 42.4926 | 14.209 | 42.4926 | 0 | 0 | 12 | 0 | 6.4671 | 0 | 18.4671 | 0 | 31.6528 | 48.9 | 0 | 2.614 | 59.8677 | 0 | 0 | 0
6060 | 83.9551 | 0 | 83.9551 | 42.9 | 2 | 1.4211e-14 | 4 | 12.6317 | 39.7906 | 12.6317 | 39.7906 | 0 | 0 | 12 | 0 | 5.3671 | 0 | 17.3671 | 0 | 47.4011 | 48.9 | 0 | 2.5187 | 60.0039 | 0 | 0 | 0
6061 | 85.6818 | 0 | 85.6818 | 42.9 | 2 | 1.4211e-14 | 4 | 12.9092 | 38.9089 | 12.9092 | 38.9089 | 0 | 0 | 12 | 0 | 3.0363 | 0 | 15.0363 | 0 | 61.0005 | 48.9 | 0 | 2.5705 | 60.2924 | 0 | 0 | 0
6062 | 85.267 | 0 | 85.267 | 42.9 | 2 | 7.1054e-15 | 4 | 14.433 | 35.3667 | 14.433 | 29.5448 | 0 | 5.8219 | 0.78834 | 0 | 6.8225 | 0 | 7.6108 | 0 | 68 | 48.9 | 0 | 2.558 | 60.491 | 0 | 4.4409e-15 | 0
6063 | 85.8905 | 0 | 85.8905 | 42.9 | 2 | 7.1054e-15 | 4 | 12.9294 | 26.1692 | 12.9294 | 24.0611 | 0 | 2.1081 | 0 | 0 | 0 | 0 | 0 | 0 | 68 | 48.9 | 0 | 2.5767 | 83.893 | 0 | 0 | 0
6064 | 89.4039 | 0 | 89.4039 | 42.9 | 2 | 7.0732 | 5.1594 | 13.1639 | 19.1075 | 13.1639 | 19.1075 | 0 | 0 | 0 | 0 | 0 | 0 | 0 | 0 | 68 | 50.0594 | 0 | 2.6821 | 76.9406 | 0 | 1.4211e-14 | 0
6065 | 92.1305 | 0 | 92.1305 | 45.3333 | 2 | 8.5748 | 10 | 13.3088 | 9.5599 | 13.3088 | 9.5599 | 0 | 0 | 0 | 3.3537 | 0 | 0 | 0 | 3.3537 | 64.2737 | 57.3333 | 0 | 2.7639 | 66.3131 | 0 | 0 | -1.4211e-14
6066 | 97.6128 | 0 | 97.6128 | 43.6602 | 2 | 10.2806 | 10 | 14.573 | 4.757e-15 | 14.573 | 4.757e-15 | 0 | 0 | 0 | 12 | 0 | 5.0991 | 0 | 17.0991 | 45.4096 | 55.6602 | 0 | 2.9284 | 54.2408 | 0 | 0 | 0
6067 | 102.8376 | 0 | 102.8376 | 43.2781 | 2 | 10.783 | 10 | 15.7393 | 0 | 15.7393 | 0 | 0 | 0 | 0 | 12 | 0 | 9.0371 | 0 | 21.0371 | 22.2742 | 55.2781 | 0 | 3.0851 | 50.6848 | 0 | 0 | 0
6068 | 106.4238 | 0 | 106.4238 | 51.7921 | 2 | 11.3171 | 10 | 15.0117 | 0 | 15.0117 | 0 | 0 | 0 | 0 | 12 | 0 | 4.3029 | 0 | 16.3029 | 4.2737 | 63.7921 | 0 | 3.1927 | 41.2079 | 0 | 0 | -1.4211e-14
6069 | 104.4337 | 0 | 104.4337 | 55 | 8.7232 | 10.9603 | 10 | 15.9039 | 0 | 15.9039 | 0 | 0 | 0 | 0 | 3.8463 | 0 | 0 | 0 | 3.8463 | 0 | 73.7232 | 0 | 3.133 | 31.2768 | 0 | 0 | 0
6070 | 99.7476 | 0 | 99.7476 | 55 | 8.2457 | 10.3493 | 10 | 16.1526 | 0 | 16.1526 | 0 | 0 | 0 | 0 | 0 | 0 | 0 | 0 | 0 | 0 | 73.2457 | 0 | 2.9924 | 31.7543 | 0 | 0 | 0
6071 | 92.4941 | 0 | 92.4941 | 55 | 2.2449 | 9.5014 | 10 | 15.7478 | 0 | 15.7478 | 0 | 0 | 0 | 0 | 0 | 0 | 0 | 0 | 0 | 0 | 67.2449 | 0 | 2.7748 | 37.7551 | 0 | 0 | 0
6072 | 88.378 | 0 | 88.378 | 52.2928 | 2 | 9.0843 | 10 | 15.0008 | 0 | 15.0008 | 0 | 0 | 0 | 0 | 0 | 0 | 0 | 0 | 0 | 0 | 64.2928 | 0 | 2.6513 | 40.7072 | 0 | 0 | 0
6073 | 88.8112 | 0 | 88.8112 | 51.676 | 2 | 8.9972 | 10 | 16.138 | 0 | 16.138 | 0 | 0 | 0 | 0 | 0 | 0 | 0 | 0 | 0 | 0 | 63.676 | 0 | 2.6643 | 41.324 | 0 | 0 | 0
6074 | 91.0669 | 0 | 91.0669 | 54.2768 | 2 | 9.3646 | 10 | 15.4255 | 0 | 15.4255 | 0 | 0 | 0 | 0 | 0 | 0 | 0 | 0 | 0 | 0 | 66.2768 | 0 | 2.732 | 38.7232 | 0 | 1.4211e-14 | 0
6075 | 91.4432 | 0 | 91.4432 | 55 | 3.1022 | 9.6226 | 10 | 13.7184 | 0 | 13.7184 | 0 | 0 | 0 | 0 | 0 | 0 | 0 | 0 | 0 | 0 | 68.1022 | 0 | 2.7433 | 36.8978 | 0 | 0 | 0
6076 | 93.0644 | 0 | 93.0644 | 55 | 4.5086 | 9.8213 | 10 | 13.7345 | 0 | 13.7345 | 0 | 0 | 0 | 0 | 0 | 0 | 0 | 0 | 0 | 0 | 69.5086 | 0 | 2.7919 | 35.4914 | 0 | 0 | 0
6077 | 92.3522 | 0 | 92.3522 | 55 | 3.4919 | 9.6776 | 10 | 14.1827 | 0 | 14.1827 | 0 | 0 | 0 | 0 | 0 | 0 | 0 | 0 | 0 | 0 | 68.4919 | 0 | 2.7706 | 36.5081 | 0 | 0 | 0
6078 | 89.8307 | 0 | 89.8307 | 55 | 3.3075 | 9.6516 | 10 | 11.8715 | 0 | 11.8715 | 0 | 0 | 0 | 0 | 0 | 0 | 0 | 0 | 0 | 0 | 68.3075 | 0 | 2.6949 | 36.6925 | 0 | 0 | 0
6079 | 90.4465 | 0 | 90.4465 | 46.7939 | 2 | 8.3073 | 10 | 12.3168 | 11.0285 | 12.3168 | 11.0285 | 0 | 0 | 0 | 0 | 0 | 0 | 0 | 0 | 0 | 58.7939 | 0 | 2.7134 | 46.2061 | 0 | 0 | 0
6080 | 92.9864 | 0 | 92.9864 | 42.9 | 2 | 7.3423 | 7.064 | 11.4003 | 22.2798 | 11.4003 | 22.2798 | 0 | 0 | 0 | 0 | 0 | 0 | 0 | 0 | 0 | 51.964 | 0 | 2.7896 | 53.036 | 0 | 0 | 0
6081 | 88.9401 | 0 | 88.9401 | 42.9 | 2 | 7.1054e-15 | 4 | 12.4843 | 31.2023 | 12.4843 | 31.2023 | 0 | 0 | 3.6465 | 0 | 0 | 0 | 3.6465 | 0 | 3.2819 | 48.9 | 0 | 2.6682 | 61.7025 | 0 | 0 | 0
6082 | 89.9075 | 0 | 89.9075 | 42.9 | 2 | 7.1054e-15 | 4 | 9.4891 | 33.8923 | 9.4891 | 33.8923 | 0 | 0 | 2.3739 | 0 | 0 | 0 | 2.3739 | 0 | 5.4184 | 48.9 | 0 | 2.6972 | 61.8601 | 0 | 0 | 0
6083 | 88.1047 | 0 | 88.1047 | 42.9 | 2 | 0 | 4 | 11.2863 | 40.1622 | 11.2863 | 40.1622 | 0 | 0 | 12 | 0 | 0.2437 | 0 | 12.2437 | 0 | 16.443 | 48.9 | 0 | 2.6431 | 60.6382 | 0 | 0 | 0
6084 | 86.5918 | 0 | 86.5918 | 42.9 | 2 | 0 | 4 | 12.1167 | 43.2104 | 12.1167 | 43.2104 | 0 | 0 | 12 | 0 | 5.6353 | 0 | 17.6353 | 0 | 32.4385 | 48.9 | 0 | 2.5978 | 59.9707 | 0 | 0 | 0
6085 | 88.5085 | 0 | 88.5085 | 42.9 | 2 | 0 | 4 | 12.7836 | 40.5102 | 12.7836 | 40.5102 | 0 | 0 | 12 | 0 | 1.6854 | 0 | 13.6854 | 0 | 44.7924 | 48.9 | 0 | 2.6553 | 60.4597 | 0 | 0 | 0
6086 | 87.3315 | 0 | 87.3315 | 42.9 | 2 | 0 | 4 | 10.6374 | 35.833 | 10.6374 | 35.833 | 0 | 0 | 8.0389 | 0 | 0 | 0 | 8.0389 | 0 | 52.0274 | 48.9 | 0 | 2.6199 | 67.5884 | 0 | 0 | 0
6087 | 85.7427 | 0 | 85.7427 | 42.9 | 2 | 0 | 4 | 11.4178 | 27.0407 | 11.4178 | 27.0407 | 0 | 0 | 1.6158 | 0 | 0 | 0 | 1.6158 | 0 | 53.4816 | 48.9 | 0 | 2.5723 | 68.3836 | 0 | 0 | 0
6088 | 89.173 | 0 | 89.173 | 42.9 | 2 | 7.1519 | 5.7162 | 12.0637 | 19.3412 | 12.0637 | 19.3412 | 0 | 0 | 0 | 0 | 0 | 0 | 0 | 0 | 53.4816 | 50.6162 | 0 | 2.6752 | 72.8135 | 0 | 0 | 0
6089 | 93.6352 | 0 | 93.6352 | 43.5937 | 2 | 8.6719 | 10 | 12.4926 | 11.0969 | 12.4926 | 11.0969 | 0 | 0 | 0 | 5.7802 | 0 | 0 | 0 | 5.7802 | 47.0591 | 55.5937 | 0 | 2.8091 | 62.0558 | 0 | 0 | 0
6090 | 99.351 | 0 | 99.351 | 44.8601 | 2 | 10.6381 | 10 | 13.4231 | 4.8621e-15 | 13.4231 | 4.8621e-15 | 0 | 0 | 0 | 12 | 0 | 6.4297 | 0 | 18.4297 | 26.7518 | 56.8601 | 0 | 2.9805 | 48.1399 | 0 | 0 | 0
6091 | 103.8035 | 0 | 103.8035 | 55 | 2.3783 | 11.2158 | 10 | 13.2094 | 0 | 13.2094 | 0 | 0 | 0 | 0 | 12 | 0 | 0 | 0 | 12 | 13.4184 | 67.3783 | 0 | 3.1141 | 37.6217 | 0 | 0 | 0
6092 | 110.9757 | 0 | 110.9757 | 55 | 8.9219 | 12.1404 | 10 | 12.9134 | 0 | 12.9134 | 0 | 0 | 0 | 0 | 12 | 0 | 0 | 0 | 12 | 0.085115 | 73.9219 | 0 | 3.3293 | 31.0781 | 0 | 1.4211e-14 | 0
6093 | 106.5548 | 0 | 106.5548 | 55 | 15.8962 | 11.4411 | 10 | 14.1408 | 0 | 14.1408 | 0 | 0 | 0 | 0 | 0.076604 | 0 | 0 | 0 | 0.076604 | -1.3878e-17 | 80.8962 | 0 | 3.1966 | 24.1038 | 0 | 0 | 0
6094 | 98.8397 | 0 | 98.8397 | 55 | 8.6383 | 10.4048 | 10 | 14.7966 | 0 | 14.7966 | 0 | 0 | 0 | 0 | -1.249e-17 | 0 | 0 | 0 | -1.249e-17 | 0 | 73.6383 | 0 | 2.9652 | 31.3617 | 0 | 0 | -1.4211e-14
6095 | 98.7772 | 0 | 98.7772 | 55 | 9.4515 | 10.5197 | 10 | 13.8061 | 0 | 13.8061 | 0 | 0 | 0 | 0 | 0 | 0 | 0 | 0 | 0 | 0 | 74.4515 | 0 | 2.9633 | 30.5485 | 0 | 0 | 0
6096 | 90.0756 | 0 | 90.0756 | 54.7273 | 2 | 9.4283 | 10 | 13.92 | 0 | 13.92 | 0 | 0 | 0 | 0 | 0 | 0 | 0 | 0 | 0 | 0 | 66.7273 | 0 | 2.7023 | 38.2727 | 0 | 0 | 0
6097 | 87.2379 | 0 | 87.2379 | 52.1956 | 2 | 9.0706 | 10 | 13.9717 | 0 | 13.9717 | 0 | 0 | 0 | 0 | 0 | 0 | 0 | 0 | 0 | 0 | 64.1956 | 0 | 2.6171 | 40.8044 | 0 | 1.4211e-14 | 0
6098 | 89.7334 | 0 | 89.7334 | 54.4121 | 2 | 9.3838 | 10 | 13.9376 | 0 | 13.9376 | 0 | 0 | 0 | 0 | 0 | 0 | 0 | 0 | 0 | 0 | 66.4121 | 0 | 2.692 | 38.5879 | 0 | 0 | 0
6099 | 91.5173 | 0 | 91.5173 | 55 | 2.4561 | 9.5313 | 10 | 14.5299 | 0 | 14.5299 | 0 | 0 | 0 | 0 | 0 | 0 | 0 | 0 | 0 | 0 | 67.4561 | 0 | 2.7455 | 37.5439 | 0 | 0 | 0
6100 | 91.4783 | 0 | 91.4783 | 55 | 4.1964 | 9.7772 | 10 | 12.5048 | 0 | 12.5048 | 0 | 0 | 0 | 0 | 0 | 0 | 0 | 0 | 0 | 0 | 69.1964 | 0 | 2.7444 | 35.8036 | 0 | 0 | 0
6101 | 92.1377 | 0 | 92.1377 | 55 | 4.1933 | 9.7767 | 10 | 13.1677 | 0 | 13.1677 | 0 | 0 | 0 | 0 | 0 | 0 | 0 | 0 | 0 | 0 | 69.1933 | 0 | 2.7641 | 35.8067 | 0 | 0 | 0
6102 | 92.6828 | 0 | 92.6828 | 55 | 6.1191 | 10.0488 | 10 | 11.5149 | 0 | 11.5149 | 0 | 0 | 0 | 0 | 0 | 0 | 0 | 0 | 0 | 0 | 71.1191 | 0 | 2.7805 | 33.8809 | 0 | 0 | 0
6103 | 90.2296 | 0 | 90.2296 | 47.2209 | 2 | 8.3677 | 10 | 11.6054 | 11.0355 | 11.6054 | 11.0355 | 0 | 0 | 0 | 0 | 0 | 0 | 0 | 0 | 0 | 59.2209 | 0 | 2.7069 | 45.7791 | 0 | 0 | 0
6104 | 90.3999 | 0 | 90.3999 | 42.9 | 2 | 3.0874 | 4 | 13.627 | 24.7855 | 13.627 | 24.7855 | 0 | 0 | 0 | 0 | 0 | 0 | 0 | 0 | 0 | 48.9 | 0 | 2.712 | 59.4488 | 0 | 0 | 0
6105 | 89.2353 | 0 | 89.2353 | 42.9 | 2 | 0 | 4 | 13.3594 | 37.7571 | 13.3594 | 37.7571 | 0 | 0 | 10.7812 | 0 | 0 | 0 | 10.7812 | 0 | 9.7031 | 48.9 | 0 | 2.6771 | 60.8192 | 0 | 0 | 0
6106 | 89.1064 | 0 | 89.1064 | 42.9 | 2 | 7.1054e-15 | 4 | 11.2907 | 44.9824 | 11.2907 | 44.9824 | 0 | 0 | 12 | 0 | 4.0666 | 0 | 16.0666 | 0 | 24.2523 | 48.9 | 0 | 2.6732 | 60.1649 | 0 | 0 | 0
6107 | 89.3036 | 0 | 89.3036 | 42.9 | 2 | 0 | 4 | 10.4386 | 51.8794 | 10.4386 | 51.8794 | 0 | 0 | 12 | 0 | 9.9144 | 0 | 21.9144 | 0 | 44.1929 | 48.9 | 0 | 2.6791 | 59.4409 | 0 | 0 | 0
6108 | 89.2089 | 0 | 89.2089 | 42.9 | 2 | 2.1316e-14 | 4 | 10.0451 | 51.8143 | 10.0451 | 49.9759 | 0 | 1.8384 | 12 | 0 | 7.7121 | 0 | 19.7121 | 0 | 62.1031 | 48.9 | 0 | 2.6763 | 59.4859 | 0 | 3.5527e-15 | 0
6109 | 88.1526 | 0 | 88.1526 | 42.9 | 2 | 0 | 4 | 11.7627 | 51.7939 | 11.7627 | 34.042 | 0 | 17.7519 | 6.5521 | 0 | 0 | 0 | 6.5521 | 0 | 68 | 48.9 | 0 | 2.6446 | 69.1451 | 0 | 0 | -2.6645e-15
6110 | 85.0715 | 0 | 85.0715 | 42.9 | 2 | 7.1054e-15 | 4 | 10.5912 | 42.8126 | 10.5912 | 25.5803 | 0 | 17.2323 | 0 | 0 | 0 | 0 | 0 | 0 | 68 | 48.9 | 0 | 2.5521 | 82.0206 | 0 | 0 | 0
6111 | 87.1682 | 0 | 87.1682 | 42.9 | 2 | 7.1054e-15 | 4 | 11.1337 | 37.7524 | 11.1337 | 27.1345 | 0 | 10.6178 | 0 | 0 | 0 | 0 | 0 | 0 | 68 | 48.9 | 0 | 2.615 | 82.8395 | 0 | 0 | 0
6112 | 91.9391 | 0 | 91.9391 | 42.9 | 2 | 6.689 | 4 | 12.0958 | 24.2543 | 12.0958 | 24.2543 | 0 | 0 | 0 | 0 | 0 | 0 | 0 | 0 | 68 | 48.9 | 0 | 2.7582 | 78.2931 | 0 | 0 | 0
6113 | 95.9507 | 0 | 95.9507 | 42.9473 | 2 | 8.6774 | 10 | 12.0579 | 13.8024 | 12.0579 | 13.8024 | 0 | 0 | 0 | 6.4657 | 0 | 0 | 0 | 6.4657 | 60.8158 | 54.9473 | 0 | 2.8785 | 65.5869 | 0 | 0 | 0
6114 | 99.1648 | 0 | 99.1648 | 42.9 | 2 | 10.7947 | 9.4979 | 11.9721 | 6.5863e-15 | 11.9721 | 6.5863e-15 | 0 | 0 | 0 | 12 | 0 | 10 | 0 | 22 | 36.636 | 54.3979 | 0 | 2.9749 | 50.6021 | 0 | 0 | 0
6115 | 102.412 | 0 | 102.412 | 44.3885 | 2 | 10.8554 | 10 | 14.729 | 0 | 14.729 | 0 | 0 | 0 | 0 | 12 | 0 | 8.4391 | 0 | 20.4391 | 14.1492 | 56.3885 | 0 | 3.0724 | 48.6115 | 0 | 0 | -1.4211e-14
6116 | 111.1943 | 0 | 111.1943 | 55 | 10.0792 | 12.3039 | 10 | 11.8111 | 0 | 11.8111 | 0 | 0 | 0 | 0 | 12 | 0 | 0 | 0 | 12 | 0.81585 | 75.0792 | 0 | 3.3358 | 29.9208 | 0 | 0 | -1.4211e-14
6117 | 105.8685 | 0 | 105.8685 | 55 | 15.5804 | 11.4894 | 10 | 13.0644 | 0 | 13.0644 | 0 | 0 | 0 | 0 | 0.73426 | 0 | 0 | 0 | 0.73426 | 0 | 80.5804 | 0 | 3.1761 | 24.4196 | 0 | 0 | 0
6118 | 102.1627 | 0 | 102.1627 | 55 | 12.3582 | 10.9304 | 10 | 13.8741 | 0 | 13.8741 | 0 | 0 | 0 | 0 | 0 | 0 | 0 | 0 | 0 | 0 | 77.3582 | 0 | 3.0649 | 27.6418 | 0 | 0 | 0
6119 | 97.3049 | 0 | 97.3049 | 55 | 6.0188 | 10.0347 | 10 | 16.2514 | 0 | 16.2514 | 0 | 0 | 0 | 0 | 0 | 0 | 0 | 0 | 0 | 0 | 71.0188 | 0 | 2.9191 | 33.9812 | 0 | 0 | 0
6120 | 83.1812 | 0 | 83.1812 | 50.6821 | 2 | 8.8567 | 10 | 11.6424 | 0 | 11.6424 | 0 | 0 | 0 | 0 | 0 | 0 | 0 | 0 | 0 | 0 | 62.6821 | 0 | 2.4954 | 42.3179 | 0 | 1.4211e-14 | 0
6121 | 84.183 | 0 | 84.183 | 48.9332 | 2 | 8.6096 | 10 | 14.6401 | 0 | 14.6401 | 0 | 0 | 0 | 0 | 0 | 0 | 0 | 0 | 0 | 0 | 60.9332 | 0 | 2.5255 | 44.0668 | 0 | 0 | 0
6122 | 87.743 | 0 | 87.743 | 53.0918 | 2 | 9.1972 | 10 | 13.454 | 0 | 13.454 | 0 | 0 | 0 | 0 | 0 | 0 | 0 | 0 | 0 | 0 | 65.0918 | 0 | 2.6323 | 39.9082 | 0 | 0 | 0
6123 | 85.3627 | 0 | 85.3627 | 49.7735 | 2 | 8.7283 | 10 | 14.8609 | 0 | 14.8609 | 0 | 0 | 0 | 0 | 0 | 0 | 0 | 0 | 0 | 0 | 61.7735 | 0 | 2.5609 | 43.2265 | 0 | 0 | 0
6124 | 87.4513 | 0 | 87.4513 | 51.4818 | 2 | 8.9697 | 10 | 14.9999 | 0 | 14.9999 | 0 | 0 | 0 | 0 | 0 | 0 | 0 | 0 | 0 | 0 | 63.4818 | 0 | 2.6235 | 41.5182 | 0 | 0 | 0
6125 | 86.0732 | 0 | 86.0732 | 53.4776 | 2 | 9.2517 | 10 | 11.3439 | 0 | 11.3439 | 0 | 0 | 0 | 0 | 0 | 0 | 0 | 0 | 0 | 0 | 65.4776 | 0 | 2.5822 | 39.5224 | 0 | 0 | 0
6126 | 87.9393 | 0 | 87.9393 | 54.8334 | 2 | 9.4433 | 10 | 11.6626 | 0 | 11.6626 | 0 | 0 | 0 | 0 | 0 | 0 | 0 | 0 | 0 | 0 | 66.8334 | 0 | 2.6382 | 38.1666 | 0 | 0 | 0
6127 | 88.4971 | 0 | 88.4971 | 45.7508 | 2 | 8.16 | 10 | 11.5713 | 11.015 | 11.5713 | 11.015 | 0 | 0 | 0 | 0 | 0 | 0 | 0 | 0 | 0 | 57.7508 | 0 | 2.6549 | 47.2492 | 0 | 0 | 0
6128 | 89.0064 | 0 | 89.0064 | 42.9 | 2 | 6.6066 | 4 | 10.9354 | 22.5645 | 10.9354 | 22.5645 | 0 | 0 | 0 | 0 | 0 | 0 | 0 | 0 | 0 | 48.9 | 0 | 2.6702 | 56.3653 | 0 | 0 | 0
6129 | 85.8453 | 0 | 85.8453 | 42.9 | 2 | 7.1054e-15 | 4 | 9.5526 | 30.2048 | 9.5526 | 30.2048 | 0 | 0 | 2.8122 | 0 | 0 | 0 | 2.8122 | 0 | 2.531 | 48.9 | 0 | 2.5754 | 61.8058 | 0 | 0 | 0
6130 | 84.6053 | 0 | 84.6053 | 42.9 | 2 | 7.1054e-15 | 4 | 11.8089 | 40.0929 | 11.8089 | 40.0929 | 0 | 0 | 12 | 0 | 4.1965 | 0 | 16.1965 | 0 | 17.2 | 48.9 | 0 | 2.5382 | 60.1488 | 0 | 0 | 0
6131 | 87.1738 | 0 | 87.1738 | 42.9 | 2 | 0 | 4 | 11.8499 | 43.1302 | 11.8499 | 43.1302 | 0 | 0 | 12 | 0 | 4.7063 | 0 | 16.7063 | 0 | 32.339 | 48.9 | 0 | 2.6152 | 60.0857 | 0 | 0 | 0
6132 | 85.354 | 0 | 85.354 | 42.9 | 2 | 0 | 4 | 11.5449 | 39.9412 | 11.5449 | 39.9412 | 0 | 0 | 12 | 0 | 3.0322 | 0 | 15.0322 | 0 | 45.9345 | 48.9 | 0 | 2.5606 | 60.2929 | 0 | 0 | 0
6133 | 81.7992 | 0 | 81.7992 | 42.9 | 2 | 0 | 4 | 9.3747 | 47.4481 | 9.3747 | 45.2825 | 0 | 2.1656 | 12 | 0 | 9.758 | 0 | 21.758 | 0 | 65.731 | 48.9 | 0 | 2.454 | 59.1921 | 0 | 3.5527e-15 | 0
6134 | 83.7796 | 0 | 83.7796 | 42.9 | 2 | 0 | 4 | 11.6824 | 38.5868 | 11.6824 | 25.7183 | 0 | 12.8684 | 2.5212 | 0 | 0 | 0 | 2.5212 | 0 | 68 | 48.9 | 0 | 2.5134 | 70.2487 | 0 | 0 | -1.3323e-15
6135 | 80.7691 | 0 | 80.7691 | 42.9 | 2 | 0 | 4 | 11.8381 | 31.8606 | 11.8381 | 20.0309 | 0 | 11.8297 | 0 | 0 | 0 | 0 | 0 | 0 | 68 | 48.9 | 0 | 2.4231 | 82.6894 | 0 | 0 | 0
6136 | 85.2572 | 0 | 85.2572 | 42.9 | 2 | 0.44141 | 4 | 12.0716 | 23.8442 | 12.0716 | 23.8442 | 0 | 0 | 0 | 0 | 0 | 0 | 0 | 0 | 68 | 48.9 | 0 | 2.5577 | 83.7672 | 0 | 0 | 0
6137 | 91.7336 | 0 | 91.7336 | 44.3875 | 2 | 8.0259 | 10 | 14.6417 | 12.2643 | 14.6417 | 12.2643 | 0 | 0 | 0 | 0.41417 | 0 | 0 | 0 | 0.41417 | 67.5398 | 56.3875 | 0 | 2.752 | 70.1983 | 0 | 0 | 0
6138 | 97.0286 | 0 | 97.0286 | 42.9 | 2 | 10.3881 | 9.1162 | 13.1204 | 5.7081e-15 | 13.1204 | 5.7081e-15 | 0 | 0 | 0 | 12 | 0 | 7.504 | 0 | 19.504 | 46.0672 | 54.0162 | 0 | 2.9109 | 53.4798 | 0 | 0 | 0
6139 | 99.198 | 0 | 99.198 | 42.9 | 2 | 10.7657 | 9.2928 | 12.2395 | 0 | 12.2395 | 0 | 0 | 0 | 0 | 12 | 0 | 10 | 0 | 22 | 21.8874 | 54.1928 | 0 | 2.9759 | 50.8072 | 0 | 0 | 0
6140 | 105.3243 | 0 | 105.3243 | 55 | 2.6136 | 11.3812 | 10 | 13.3944 | 0 | 13.3944 | 0 | 0 | 0 | 0 | 12 | 0 | 0.93509 | 0 | 12.9351 | 7.5398 | 67.6136 | 0 | 3.1597 | 37.3864 | 0 | 0 | -1.4211e-14
6141 | 99.7075 | 0 | 99.7075 | 55 | 6.1242 | 11.0084 | 10 | 10.789 | 0 | 10.789 | 0 | 0 | 0 | 0 | 6.7858 | 0 | 0 | 0 | 6.7858 | 0 | 71.1242 | 0 | 2.9912 | 33.8758 | 0 | 0 | 0
6142 | 96.8788 | 0 | 96.8788 | 55 | 6.7882 | 10.1434 | 10 | 14.9472 | 0 | 14.9472 | 0 | 0 | 0 | 0 | 0 | 0 | 0 | 0 | 0 | 0 | 71.7882 | 0 | 2.9064 | 33.2118 | 0 | 0 | 0
6143 | 91.2195 | 0 | 91.2195 | 55 | 3.4485 | 9.6715 | 10 | 13.0995 | 0 | 13.0995 | 0 | 0 | 0 | 0 | 0 | 0 | 0 | 0 | 0 | 0 | 68.4485 | 0 | 2.7366 | 36.5515 | 0 | 0 | 0
6144 | 89.6349 | 0 | 89.6349 | 52.8273 | 2 | 9.1598 | 10 | 15.6478 | 0 | 15.6478 | 0 | 0 | 0 | 0 | 0 | 0 | 0 | 0 | 0 | 0 | 64.8273 | 0 | 2.689 | 40.1727 | 0 | 1.4211e-14 | 0
6145 | 89.7449 | 0 | 89.7449 | 54.4106 | 2 | 9.3836 | 10 | 13.9507 | 0 | 13.9507 | 0 | 0 | 0 | 0 | 0 | 0 | 0 | 0 | 0 | 0 | 66.4106 | 0 | 2.6923 | 38.5894 | 0 | 0 | 0
6146 | 88.2879 | 0 | 88.2879 | 51.5216 | 2 | 8.9753 | 10 | 15.791 | 0 | 15.791 | 0 | 0 | 0 | 0 | 0 | 0 | 0 | 0 | 0 | 0 | 63.5216 | 0 | 2.6486 | 41.4784 | 0 | 0 | 0
6147 | 89.5518 | 0 | 89.5518 | 53.0809 | 2 | 9.1957 | 10 | 15.2753 | 0 | 15.2753 | 0 | 0 | 0 | 0 | 0 | 0 | 0 | 0 | 0 | 0 | 65.0809 | 0 | 2.6866 | 39.9191 | 0 | 0 | 0
6148 | 91.056 | 0 | 91.056 | 55 | 2.3073 | 9.5102 | 10 | 14.2385 | 0 | 14.2385 | 0 | 0 | 0 | 0 | 0 | 0 | 0 | 0 | 0 | 0 | 67.3073 | 0 | 2.7317 | 37.6927 | 0 | 0 | 0
6149 | 89.7059 | 0 | 89.7059 | 54.3403 | 2 | 9.3736 | 10 | 13.992 | 0 | 13.992 | 0 | 0 | 0 | 0 | 0 | 0 | 0 | 0 | 0 | 0 | 66.3403 | 0 | 2.6912 | 38.6597 | 0 | 0 | 0
6150 | 90.3321 | 0 | 90.3321 | 53.2997 | 2 | 9.2266 | 10 | 15.8057 | 0 | 15.8057 | 0 | 0 | 0 | 0 | 0 | 0 | 0 | 0 | 0 | 0 | 65.2997 | 0 | 2.71 | 39.7003 | 0 | 0 | 0
6151 | 90.8459 | 0 | 90.8459 | 46.3536 | 2 | 8.2451 | 10 | 13.7377 | 10.5094 | 13.7377 | 10.5094 | 0 | 0 | 0 | 0 | 0 | 0 | 0 | 0 | 0 | 58.3536 | 0 | 2.7254 | 46.6464 | 0 | 0 | 0
6152 | 89.7872 | 0 | 89.7872 | 42.9 | 2 | 5.0091 | 4 | 13.6952 | 22.1829 | 13.6952 | 22.1829 | 0 | 0 | 0 | 0 | 0 | 0 | 0 | 0 | 0 | 48.9 | 0 | 2.6936 | 57.765 | 0 | 0 | 0
6153 | 91.4672 | 0 | 91.4672 | 42.9 | 2 | 0.25365 | 4 | 13.9256 | 28.3879 | 13.9256 | 28.3879 | 0 | 0 | 0 | 0 | 0 | 0 | 0 | 0 | 0 | 48.9 | 0 | 2.744 | 61.9317 | 0 | 0 | 0
6154 | 87.6392 | 0 | 87.6392 | 42.9 | 2 | 0 | 4 | 12.9869 | 36.1976 | 12.9869 | 36.1976 | 0 | 0 | 10.4453 | 0 | 0 | 0 | 10.4453 | 0 | 9.4007 | 48.9 | 0 | 2.6292 | 60.8608 | 0 | 0 | 0
6155 | 89.9907 | 0 | 89.9907 | 42.9 | 2 | 0 | 4 | 11.6726 | 38.5631 | 11.6726 | 38.5631 | 0 | 0 | 9.145 | 0 | 0 | 0 | 9.145 | 0 | 17.6312 | 48.9 | 0 | 2.6997 | 61.0218 | 0 | 0 | 0
6156 | 87.3799 | 0 | 87.3799 | 42.9 | 2 | 7.1054e-15 | 4 | 14.0624 | 37.246 | 14.0624 | 37.246 | 0 | 0 | 12 | 0 | 0.82846 | 0 | 12.8285 | 0 | 29.195 | 48.9 | 0 | 2.6214 | 60.5658 | 0 | 0 | 0
6157 | 86.8503 | 0 | 86.8503 | 42.9 | 2 | 0 | 4 | 15.4123 | 40.1427 | 15.4123 | 40.1427 | 0 | 0 | 12 | 0 | 5.6048 | 0 | 17.6048 | 0 | 45.1624 | 48.9 | 0 | 2.6055 | 59.9744 | 0 | 0 | 0
6158 | 84.3945 | 0 | 84.3945 | 42.9 | 2 | 0 | 4 | 14.6936 | 37.4937 | 14.6936 | 37.4937 | 0 | 0 | 9.7431 | 0 | 6.9497 | 0 | 16.6928 | 0 | 60.3385 | 48.9 | 0 | 2.5318 | 60.0873 | 0 | 0 | 0
6159 | 87.6844 | 0 | 87.6844 | 42.9 | 2 | 0 | 4 | 14.1469 | 28.0153 | 14.1469 | 28.0153 | 0 | 0 | 0 | 0 | 3.3777 | 0 | 3.3777 | 0 | 63.4526 | 48.9 | 0 | 2.6305 | 73.7358 | 0 | 0 | 0
6160 | 89.1053 | 0 | 89.1053 | 42.9 | 2 | 3.8473 | 4 | 15.9078 | 20.4501 | 15.9078 | 20.4501 | 0 | 0 | 0 | 0 | 0 | 0 | 0 | 0 | 63.4526 | 48.9 | 0 | 2.6732 | 80.783 | 0 | 0 | 0
6161 | 91.9213 | 0 | 91.9213 | 42.9 | 2 | 7.79 | 4 | 15.9713 | 11.3417 | 15.9713 | 11.3417 | 0 | 0 | 0 | 7.9184 | 0 | 0 | 0 | 7.9184 | 54.6544 | 48.9 | 0 | 2.7576 | 70.3903 | 0 | 1.4211e-14 | 0
6162 | 99.3276 | 0 | 99.3276 | 42.9 | 2 | 10.3883 | 6.6213 | 15.4181 | 4.8364e-15 | 15.4181 | 4.8364e-15 | 0 | 0 | 0 | 12 | 0 | 10 | 0 | 22 | 30.4746 | 51.5213 | 0 | 2.9798 | 53.4787 | 0 | 0 | 0
6163 | 104.9661 | 0 | 104.9661 | 50.2732 | 2 | 11.0945 | 10 | 15.3518 | 0 | 15.3518 | 0 | 0 | 0 | 0 | 12 | 0 | 4.2466 | 0 | 16.2466 | 12.5352 | 62.2732 | 0 | 3.149 | 42.7268 | 0 | 0 | 0
6164 | 108.7602 | 0 | 108.7602 | 55 | 3.9475 | 11.3361 | 10 | 17.1949 | 0 | 17.1949 | 0 | 0 | 0 | 0 | 11.2816 | 0 | 0 | 0 | 11.2816 | 0 | 68.9475 | 0 | 3.2628 | 36.0525 | 0 | 0 | 0
6165 | 104.1063 | 0 | 104.1063 | 55 | 12.1815 | 10.9054 | 10 | 16.0194 | 0 | 16.0194 | 0 | 0 | 0 | 0 | 0 | 0 | 0 | 0 | 0 | 0 | 77.1815 | 0 | 3.1232 | 27.8185 | 0 | 0 | 0
6166 | 100.8645 | 0 | 100.8645 | 55 | 8.7968 | 10.4272 | 10 | 16.6405 | 0 | 16.6405 | 0 | 0 | 0 | 0 | 0 | 0 | 0 | 0 | 0 | 0 | 73.7968 | 0 | 3.0259 | 31.2032 | 0 | 0 | 0
6167 | 96.894 | 0 | 96.894 | 55 | 4.6095 | 9.8355 | 10 | 17.449 | 0 | 17.449 | 0 | 0 | 0 | 0 | 0 | 0 | 0 | 0 | 0 | 0 | 69.6095 | 0 | 2.9068 | 35.3905 | 0 | 0 | 0
6168 | 81.867 | 0 | 81.867 | 43.5499 | 2 | 7.849 | 10 | 18.4681 | 0 | 18.4681 | 0 | 0 | 0 | 0 | 0 | 0 | 0 | 0 | 0 | 0 | 55.5499 | 0 | 2.456 | 49.4501 | 0 | 0 | 0
6169 | 78.6514 | 0 | 78.6514 | 42.9 | 2 | 7.4246 | 7.6464 | 18.6803 | 0 | 18.6803 | 0 | 0 | 0 | 0 | 0 | 0 | 0 | 0 | 0 | 0 | 52.5464 | 0 | 2.3595 | 52.4536 | 0 | 0 | 0
6170 | 81.0181 | 0 | 81.0181 | 44.3386 | 2 | 7.9604 | 10 | 16.719 | 0 | 16.719 | 0 | 0 | 0 | 0 | 0 | 0 | 0 | 0 | 0 | 0 | 56.3386 | 0 | 2.4305 | 48.6614 | 0 | 0 | 0
6171 | 82.4187 | 0 | 82.4187 | 44.854 | 2 | 8.0332 | 10 | 17.5315 | 0 | 17.5315 | 0 | 0 | 0 | 0 | 0 | 0 | 0 | 0 | 0 | 0 | 56.854 | 0 | 2.4726 | 48.146 | 0 | 0 | 0
6172 | 80.3628 | 0 | 80.3628 | 44.0947 | 2 | 7.926 | 10 | 16.3421 | 0 | 16.3421 | 0 | 0 | 0 | 0 | 0 | 0 | 0 | 0 | 0 | 0 | 56.0947 | 0 | 2.4109 | 48.9053 | 0 | 1.4211e-14 | 0
6173 | 82.7541 | 0 | 82.7541 | 47.0277 | 2 | 8.3404 | 10 | 15.3861 | 0 | 15.3861 | 0 | 0 | 0 | 0 | 0 | 0 | 0 | 0 | 0 | 0 | 59.0277 | 0 | 2.4826 | 45.9723 | 0 | 0 | 0
6174 | 83.5421 | 0 | 83.5421 | 46.3809 | 2 | 8.249 | 10 | 16.9123 | 0 | 16.9123 | 0 | 0 | 0 | 0 | 0 | 0 | 0 | 0 | 0 | 0 | 58.3809 | 0 | 2.5063 | 46.6191 | 0 | 0 | 0
6175 | 83.4185 | 0 | 83.4185 | 42.9 | 2 | 6.9121 | 4.0195 | 15.3413 | 12.2456 | 15.3413 | 12.2456 | 0 | 0 | 0 | 0 | 0 | 0 | 0 | 0 | 0 | 48.9195 | 0 | 2.5026 | 56.0805 | 0 | 0 | 0
6176 | 81.4019 | 0 | 81.4019 | 42.9 | 2 | 1.4211e-14 | 4 | 16.4447 | 22.7191 | 16.4447 | 22.7191 | 0 | 0 | 6.6619 | 0 | 0 | 0 | 6.6619 | 0 | 5.9957 | 48.9 | 0 | 2.4421 | 61.3292 | 0 | 0 | 0
6177 | 83.4967 | 0 | 83.4967 | 42.9 | 2 | 1.4211e-14 | 4 | 15.5966 | 34.1596 | 15.5966 | 34.1596 | 0 | 0 | 12 | 0 | 3.1595 | 0 | 15.1595 | 0 | 19.7086 | 48.9 | 0 | 2.5049 | 60.2772 | 0 | 0 | 0
6178 | 82.1376 | 0 | 82.1376 | 42.9 | 2 | 1.4211e-14 | 4 | 14.473 | 38.5234 | 14.473 | 38.5234 | 0 | 0 | 12 | 0 | 7.7588 | 0 | 19.7588 | 0 | 37.6619 | 48.9 | 0 | 2.4641 | 59.7078 | 0 | 0 | 0
6179 | 79.1083 | 0 | 79.1083 | 42.9 | 2 | 7.1054e-15 | 4 | 14.8262 | 44.1855 | 14.8262 | 37.3821 | 0 | 6.8034 | 12 | 0 | 10 | 0 | 22 | 0 | 57.6814 | 48.9 | 0 | 2.3732 | 58.588 | 0 | 1.4211e-14 | 0
6180 | 79.1187 | 0 | 79.1187 | 42.9 | 2 | 7.1054e-15 | 4 | 13.284 | 44.8887 | 13.284 | 28.3809 | 0 | 16.5078 | 10.6715 | 0 | 0.77471 | 0 | 11.4462 | 0 | 68 | 48.9 | 0 | 2.3736 | 58.6932 | 0 | 1.7764e-14 | 0
6181 | 79.3709 | 0 | 79.3709 | 42.9 | 2 | 0 | 4 | 12.0477 | 42.5117 | 12.0477 | 18.4233 | 0 | 24.0884 | 0 | 0 | 0 | 0 | 0 | 0 | 68 | 48.9 | 0 | 2.3811 | 81.1717 | 0 | 0 | 0
6182 | 78.6636 | 0 | 78.6636 | 42.9 | 2 | 0 | 4 | 14.9066 | 38.2915 | 14.9066 | 14.857 | 0 | 23.4345 | 0 | 0 | 0 | 0 | 0 | 0 | 68 | 48.9 | 0 | 2.3599 | 81.2527 | 0 | 0 | 0
6183 | 78.1304 | 0 | 78.1304 | 42.9 | 2 | 0 | 4 | 14.735 | 31.0813 | 14.735 | 14.4955 | 0 | 16.5858 | 0 | 0 | 0 | 0 | 0 | 0 | 68 | 48.9 | 0 | 2.3439 | 82.1006 | 0 | 0 | 0
6184 | 82.4754 | 0 | 82.4754 | 42.9 | 2 | 0 | 4 | 15.2176 | 23.3112 | 15.2176 | 18.3579 | 0 | 4.9533 | 0 | 0 | 0 | 0 | 0 | 0 | 68 | 48.9 | 0 | 2.4743 | 83.5407 | 0 | 0 | 0
6185 | 85.8372 | 0 | 85.8372 | 42.9 | 2 | 7.1999 | 4 | 13.0359 | 10.764 | 13.0359 | 10.764 | 0 | 0 | 0 | 5.9374 | 0 | 0 | 0 | 5.9374 | 61.4029 | 48.9 | 0 | 2.5751 | 72.6431 | 0 | 0 | 0
6186 | 91.1724 | 0 | 91.1724 | 42.9 | 2 | 7.1085 | 4 | 15.8194 | 5.3152e-15 | 15.8194 | 5.3152e-15 | 0 | 0 | 0 | 12 | 0 | 7.3444 | 0 | 19.3444 | 40.1034 | 48.9 | 0 | 2.7352 | 60.976 | 0 | 1.4211e-14 | 0
6187 | 97.2853 | 0 | 97.2853 | 42.9 | 2 | 10.233 | 5.5225 | 14.6299 | 0 | 14.6299 | 0 | 0 | 0 | 0 | 12 | 0 | 10 | 0 | 22 | 15.9236 | 50.4225 | 0 | 2.9186 | 54.5775 | 0 | 0 | -1.4211e-14
6188 | 101.1989 | 0 | 101.1989 | 47.7943 | 2 | 10.2989 | 10 | 18.011 | 0 | 18.011 | 0 | 0 | 0 | 0 | 12 | 0 | 1.0947 | 0 | 13.0947 | 1.4029 | 59.7943 | 0 | 3.036 | 45.2057 | 0 | 0 | 0
6189 | 97.7917 | 0 | 97.7917 | 55 | 5.673 | 10.1642 | 10 | 15.6919 | 0 | 15.6919 | 0 | 0 | 0 | 0 | 1.2626 | 0 | 0 | 0 | 1.2626 | 0 | 70.673 | 0 | 2.9337 | 34.327 | 0 | 0 | 0
6190 | 93.1197 | 0 | 93.1197 | 53.8127 | 2 | 9.2991 | 10 | 18.0079 | 0 | 18.0079 | 0 | 0 | 0 | 0 | 0 | 0 | 0 | 0 | 0 | 0 | 65.8127 | 0 | 2.7936 | 39.1873 | 0 | 0 | 0
6191 | 86.5808 | 0 | 86.5808 | 48.1108 | 2 | 8.4934 | 10 | 17.9765 | 0 | 17.9765 | 0 | 0 | 0 | 0 | 0 | 0 | 0 | 0 | 0 | 0 | 60.1108 | 0 | 2.5974 | 44.8892 | 0 | 0 | 0
6192 | 85.1029 | 0 | 85.1029 | 47.3312 | 2 | 8.3833 | 10 | 17.3884 | 0 | 17.3884 | 0 | 0 | 0 | 0 | 0 | 0 | 0 | 0 | 0 | 0 | 59.3312 | 0 | 2.5531 | 45.6688 | 0 | 0 | 0
6193 | 82.7979 | 0 | 82.7979 | 46.1166 | 2 | 8.2116 | 10 | 16.4696 | 0 | 16.4696 | 0 | 0 | 0 | 0 | 0 | 0 | 0 | 0 | 0 | 0 | 58.1166 | 0 | 2.4839 | 46.8834 | 0 | 0 | 0
6194 | 83.1894 | 0 | 83.1894 | 45.7109 | 2 | 8.1543 | 10 | 17.3242 | 0 | 17.3242 | 0 | 0 | 0 | 0 | 0 | 0 | 0 | 0 | 0 | 0 | 57.7109 | 0 | 2.4957 | 47.2891 | 0 | 0 | 0
6195 | 87.2445 | 0 | 87.2445 | 49.012 | 2 | 8.6208 | 10 | 17.6117 | 0 | 17.6117 | 0 | 0 | 0 | 0 | 0 | 0 | 0 | 0 | 0 | 0 | 61.012 | 0 | 2.6173 | 43.988 | 0 | 0 | 0
6196 | 84.6815 | 0 | 84.6815 | 49.0589 | 2 | 8.6274 | 10 | 14.9951 | 0 | 14.9951 | 0 | 0 | 0 | 0 | 0 | 0 | 0 | 0 | 0 | 0 | 61.0589 | 0 | 2.5404 | 43.9411 | 0 | 0 | 0
6197 | 88.5788 | 0 | 88.5788 | 52.131 | 2 | 9.0615 | 10 | 15.3863 | 0 | 15.3863 | 0 | 0 | 0 | 0 | 0 | 0 | 0 | 0 | 0 | 0 | 64.131 | 0 | 2.6574 | 40.869 | 0 | 0 | 0
6198 | 85.0947 | 0 | 85.0947 | 51.3966 | 2 | 8.9577 | 10 | 12.7404 | 0 | 12.7404 | 0 | 0 | 0 | 0 | 0 | 0 | 0 | 0 | 0 | 0 | 63.3966 | 0 | 2.5528 | 41.6034 | 0 | 0 | -1.4211e-14
6199 | 85.743 | 0 | 85.743 | 42.9 | 2 | 6.998 | 4.6271 | 15.5527 | 13.6652 | 15.5527 | 13.6652 | 0 | 0 | 0 | 0 | 0 | 0 | 0 | 0 | 0 | 49.5271 | 0 | 2.5723 | 55.4729 | 0 | 0 | 0
6200 | 85.1241 | 0 | 85.1241 | 42.9 | 2 | 7.1054e-15 | 4 | 14.5674 | 25.4137 | 14.5674 | 25.4137 | 0 | 0 | 3.757 | 0 | 0 | 0 | 3.757 | 0 | 3.3813 | 48.9 | 0 | 2.5537 | 61.6888 | 0 | 0 | 0
6201 | 86.7768 | 0 | 86.7768 | 42.9 | 2 | 7.1054e-15 | 4 | 15.1961 | 35.0644 | 15.1961 | 35.0644 | 0 | 0 | 12 | 0 | 0.38374 | 0 | 12.3837 | 0 | 14.5351 | 48.9 | 0 | 2.6033 | 60.6208 | 0 | 0 | 0
6202 | 83.2677 | 0 | 83.2677 | 42.9 | 2 | 0 | 4 | 12.6351 | 47.1699 | 12.6351 | 43.7326 | 0 | 3.4372 | 12 | 0 | 10 | 0 | 22 | 0 | 34.5546 | 48.9 | 0 | 2.498 | 59.0048 | 0 | 0 | 0
6203 | 86.1966 | 0 | 86.1966 | 42.9 | 2 | 0 | 4 | 11.9061 | 47.8026 | 11.9061 | 47.3905 | 0 | 0.41205 | 12 | 0 | 10 | 0 | 22 | 0 | 54.5742 | 48.9 | 0 | 2.5859 | 59.3793 | 0 | 0 | 0
6204 | 85.8548 | 0 | 85.8548 | 42.9 | 2 | 7.1054e-15 | 4 | 12.3957 | 55 | 12.3957 | 37.8684 | 0 | 17.1316 | 12 | 0 | 1.3093 | 0 | 13.3093 | 0 | 66.5813 | 48.9 | 0 | 2.5756 | 58.3853 | 0 | 3.5527e-15 | 0
6205 | 82.3587 | 0 | 82.3587 | 42.9 | 2 | 0 | 4 | 11.9522 | 50.5673 | 11.9522 | 23.0829 | 0 | 27.4844 | 1.5764 | 0 | 0 | 0 | 1.5764 | 0 | 68 | 48.9 | 0 | 2.4708 | 68.5562 | 0 | 0 | -3.1086e-15
6206 | 84.0506 | 0 | 84.0506 | 42.9 | 2 | 0 | 4 | 13.106 | 45.302 | 13.106 | 22.0446 | 0 | 23.2574 | 0 | 0 | 0 | 0 | 0 | 0 | 68 | 48.9 | 0 | 2.5215 | 81.2746 | 0 | 0 | 0
6207 | 80.4443 | 0 | 80.4443 | 42.9 | 2 | 7.1054e-15 | 4 | 14.1826 | 35.4233 | 14.1826 | 17.3617 | 0 | 18.0616 | 0 | 0 | 0 | 0 | 0 | 0 | 68 | 48.9 | 0 | 2.4133 | 81.9179 | 0 | 0 | 0
6208 | 87.977 | 0 | 87.977 | 42.9 | 2 | 0.76071 | 4 | 14.6674 | 23.6488 | 14.6674 | 23.6488 | 0 | 0 | 0 | 0 | 0 | 0 | 0 | 0 | 68 | 48.9 | 0 | 2.6393 | 83.4874 | 0 | 0 | 0
6209 | 89.0969 | 0 | 89.0969 | 42.9 | 2 | 7.4089 | 7.5351 | 15.2722 | 13.9808 | 15.2722 | 13.9808 | 0 | 0 | 0 | 0 | 0 | 0 | 0 | 0 | 68 | 52.4351 | 0 | 2.6729 | 74.5649 | 0 | 0 | 0
6210 | 93.7364 | 0 | 93.7364 | 42.9 | 2 | 9.7901 | 5.5266 | 14.6581 | 6.5924e-15 | 14.6581 | 6.5924e-15 | 0 | 0 | 0 | 12 | 0 | 6.8616 | 0 | 18.8616 | 47.2242 | 50.4266 | 0 | 2.8121 | 57.7118 | 0 | 1.4211e-14 | 0
6211 | 100.3758 | 0 | 100.3758 | 42.9 | 2 | 10.4289 | 6.9089 | 16.138 | 0 | 16.138 | 0 | 0 | 0 | 0 | 12 | 0 | 10 | 0 | 22 | 23.0444 | 51.8089 | 0 | 3.0113 | 53.1911 | 0 | 0 | 0
6212 | 105.6539 | 0 | 105.6539 | 52.5344 | 2 | 11.0369 | 10 | 16.505 | 0 | 16.505 | 0 | 0 | 0 | 0 | 12 | 0 | 1.5775 | 0 | 13.5775 | 8 | 64.5344 | 0 | 3.1696 | 40.4656 | 0 | 0 | 0
6213 | 98.0111 | 0 | 98.0111 | 52.0381 | 2 | 10.0657 | 10 | 16.7073 | 0 | 16.7073 | 0 | 0 | 0 | 0 | 7.2 | 0 | 0 | 0 | 7.2 | 0 | 64.0381 | 0 | 2.9403 | 40.9619 | 0 | 0 | 0
6214 | 97.3759 | 0 | 97.3759 | 55 | 6.1652 | 10.0553 | 10 | 16.1554 | 0 | 16.1554 | 0 | 0 | 0 | 0 | 0 | 0 | 0 | 0 | 0 | 0 | 71.1652 | 0 | 2.9213 | 33.8348 | 0 | 0 | 0
6215 | 93.8009 | 0 | 93.8009 | 55 | 3.1528 | 9.6297 | 10 | 16.0185 | 0 | 16.0185 | 0 | 0 | 0 | 0 | 0 | 0 | 0 | 0 | 0 | 0 | 68.1528 | 0 | 2.814 | 36.8472 | 0 | 0 | 0
6216 | 84.4553 | 0 | 84.4553 | 47.7063 | 2 | 8.4363 | 10 | 16.3128 | 0 | 16.3128 | 0 | 0 | 0 | 0 | 0 | 0 | 0 | 0 | 0 | 0 | 59.7063 | 0 | 2.5337 | 45.2937 | 0 | 1.4211e-14 | 0
6217 | 83.8069 | 0 | 83.8069 | 48.159 | 2 | 8.5002 | 10 | 15.1477 | 0 | 15.1477 | 0 | 0 | 0 | 0 | 0 | 0 | 0 | 0 | 0 | 0 | 60.159 | 0 | 2.5142 | 44.841 | 0 | 0 | 0
6218 | 85.6791 | 0 | 85.6791 | 49.1763 | 2 | 8.644 | 10 | 15.8588 | 0 | 15.8588 | 0 | 0 | 0 | 0 | 0 | 0 | 0 | 0 | 0 | 0 | 61.1763 | 0 | 2.5704 | 43.8237 | 0 | 0 | 0
6219 | 87.1162 | 0 | 87.1162 | 50.5789 | 2 | 8.8422 | 10 | 15.6951 | 0 | 15.6951 | 0 | 0 | 0 | 0 | 0 | 0 | 0 | 0 | 0 | 0 | 62.5789 | 0 | 2.6135 | 42.4211 | 0 | 0 | 0
6220 | 85.2048 | 0 | 85.2048 | 49.9045 | 2 | 8.7469 | 10 | 14.5534 | 0 | 14.5534 | 0 | 0 | 0 | 0 | 0 | 0 | 0 | 0 | 0 | 0 | 61.9045 | 0 | 2.5561 | 43.0955 | 0 | 0 | 0
6221 | 86.6394 | 0 | 86.6394 | 50.5625 | 2 | 8.8398 | 10 | 15.2371 | 0 | 15.2371 | 0 | 0 | 0 | 0 | 0 | 0 | 0 | 0 | 0 | 0 | 62.5625 | 0 | 2.5992 | 42.4375 | 0 | 0 | 0
6222 | 87.4516 | 0 | 87.4516 | 52.3867 | 2 | 9.0976 | 10 | 13.9673 | 0 | 13.9673 | 0 | 0 | 0 | 0 | 0 | 0 | 0 | 0 | 0 | 0 | 64.3867 | 0 | 2.6235 | 40.6133 | 0 | 0 | 0
6223 | 89.5108 | 0 | 89.5108 | 44.4359 | 2 | 7.9742 | 10 | 14.0601 | 11.0406 | 14.0601 | 11.0406 | 0 | 0 | 0 | 0 | 0 | 0 | 0 | 0 | 0 | 56.4359 | 0 | 2.6853 | 48.5641 | 0 | 0 | 0
6224 | 89.0372 | 0 | 89.0372 | 42.9 | 2 | 2.2754 | 4 | 14.9133 | 22.9485 | 14.9133 | 22.9485 | 0 | 0 | 0 | 0 | 0 | 0 | 0 | 0 | 0 | 48.9 | 0 | 2.6711 | 60.1603 | 0 | 0 | 0
6225 | 86.4613 | 0 | 86.4613 | 42.9 | 2 | 0 | 4 | 14.8233 | 32.3635 | 14.8233 | 32.3635 | 0 | 0 | 9.6254 | 0 | 0 | 0 | 9.6254 | 0 | 8.6629 | 48.9 | 0 | 2.5938 | 60.9623 | 0 | 0 | 0
6226 | 86.528 | 0 | 86.528 | 42.9 | 2 | 0 | 4 | 15.3351 | 39.0694 | 15.3351 | 39.0694 | 0 | 0 | 12 | 0 | 4.7765 | 0 | 16.7765 | 0 | 23.8666 | 48.9 | 0 | 2.5958 | 60.077 | 0 | 0 | 0
6227 | 85.2206 | 0 | 85.2206 | 42.9 | 2 | 0 | 4 | 13.9039 | 46.194 | 13.9039 | 44.4167 | 0 | 1.7773 | 12 | 0 | 10 | 0 | 22 | 0 | 43.8861 | 48.9 | 0 | 2.5566 | 59.2103 | 0 | 0 | 0
6228 | 83.4218 | 0 | 83.4218 | 42.9 | 2 | 7.1054e-15 | 4 | 14.3471 | 40.7728 | 14.3471 | 39.0912 | 0 | 1.6816 | 12 | 0 | 6.9165 | 0 | 18.9165 | 0 | 61.0629 | 48.9 | 0 | 2.5027 | 59.6039 | 0 | 3.5527e-15 | 0
6229 | 85.8654 | 0 | 85.8654 | 42.9 | 2 | 0 | 4 | 12.4073 | 39.8645 | 12.4073 | 32.266 | 0 | 7.5985 | 7.7079 | 0 | 0 | 0 | 7.7079 | 0 | 68 | 48.9 | 0 | 2.576 | 70.259 | 0 | 0 | 0
6230 | 82.8491 | 0 | 82.8491 | 42.9 | 2 | 0 | 4 | 14.2347 | 37.583 | 14.2347 | 19.7144 | 0 | 17.8686 | 0 | 0 | 0 | 0 | 0 | 0 | 68 | 48.9 | 0 | 2.4855 | 81.9418 | 0 | 0 | -1.4211e-14
6231 | 84.2917 | 0 | 84.2917 | 42.9 | 2 | 7.1054e-15 | 4 | 12.7405 | 30.1745 | 12.7405 | 22.6511 | 0 | 7.5233 | 0 | 0 | 0 | 0 | 0 | 0 | 68 | 48.9 | 0 | 2.5287 | 83.2226 | 0 | 0 | 0
6232 | 84.706 | 0 | 84.706 | 42.9 | 2 | 0 | 4 | 15.0328 | 22.4249 | 15.0328 | 20.7731 | 0 | 1.6517 | 0 | 0 | 0 | 0 | 0 | 0 | 68 | 48.9 | 0 | 2.5412 | 83.9495 | 0 | 0 | 0
6233 | 90.237 | 0 | 90.237 | 42.9 | 2 | 8.0708 | 8.1785 | 13.1732 | 11.8729 | 13.1732 | 11.8729 | 0 | 0 | 0 | 4.0416 | 0 | 0 | 0 | 4.0416 | 63.5094 | 53.0785 | 0 | 2.7071 | 69.8799 | 0 | 0 | 0
6234 | 95.2147 | 0 | 95.2147 | 42.9 | 2 | 10.0666 | 6.2064 | 13.9032 | 5.3806e-15 | 13.9032 | 5.3806e-15 | 0 | 0 | 0 | 12 | 0 | 8.1384 | 0 | 20.1384 | 41.3487 | 51.1064 | 0 | 2.8564 | 55.7552 | 0 | 0 | -1.4211e-14
6235 | 98.5599 | 0 | 98.5599 | 42.9 | 2 | 10.2728 | 5.8043 | 15.5833 | 0 | 15.5833 | 0 | 0 | 0 | 0 | 12 | 0 | 9.9995 | 0 | 21.9995 | 17.1694 | 50.7043 | 0 | 2.9568 | 54.2962 | 0 | 0 | 0
6236 | 105.1183 | 0 | 105.1183 | 54.8433 | 2 | 11.1828 | 10 | 14.7909 | 0 | 14.7909 | 0 | 0 | 0 | 0 | 12 | 0 | 0.30123 | 0 | 12.3012 | 3.5094 | 66.8433 | 0 | 3.1535 | 38.1567 | 0 | 0 | 0
6237 | 101.8642 | 0 | 101.8642 | 55 | 8.5229 | 10.8348 | 10 | 14.3481 | 0 | 14.3481 | 0 | 0 | 0 | 0 | 3.1584 | 0 | 0 | 0 | 3.1584 | 0 | 73.5229 | 0 | 3.0559 | 31.4771 | 0 | 0 | 0
6238 | 97.9612 | 0 | 97.9612 | 55 | 6.9834 | 10.171 | 10 | 15.8069 | 0 | 15.8069 | 0 | 0 | 0 | 0 | 0 | 0 | 0 | 0 | 0 | 0 | 71.9834 | 0 | 2.9388 | 33.0166 | 0 | 0 | 0
6239 | 92.5174 | 0 | 92.5174 | 55 | 2.4973 | 9.5371 | 10 | 15.483 | 0 | 15.483 | 0 | 0 | 0 | 0 | 0 | 0 | 0 | 0 | 0 | 0 | 67.4973 | 0 | 2.7755 | 37.5027 | 0 | 0 | 0
6240 | 84.8533 | 0 | 84.8533 | 49.4759 | 2 | 8.6863 | 10 | 14.6911 | 0 | 14.6911 | 0 | 0 | 0 | 0 | 0 | 0 | 0 | 0 | 0 | 0 | 61.4759 | 0 | 2.5456 | 43.5241 | 0 | 0 | 0
6241 | 84.3477 | 0 | 84.3477 | 48.3707 | 2 | 8.5301 | 10 | 15.4469 | 0 | 15.4469 | 0 | 0 | 0 | 0 | 0 | 0 | 0 | 0 | 0 | 0 | 60.3707 | 0 | 2.5304 | 44.6293 | 0 | 0 | 0
6242 | 85.195 | 0 | 85.195 | 50.4877 | 2 | 8.8293 | 10 | 13.878 | 0 | 13.878 | 0 | 0 | 0 | 0 | 0 | 0 | 0 | 0 | 0 | 0 | 62.4877 | 0 | 2.5559 | 42.5123 | 0 | 0 | 0
6243 | 82.8225 | 0 | 82.8225 | 48.1565 | 2 | 8.4999 | 10 | 14.1662 | 0 | 14.1662 | 0 | 0 | 0 | 0 | 0 | 0 | 0 | 0 | 0 | 0 | 60.1565 | 0 | 2.4847 | 44.8435 | 0 | 0 | 0
6244 | 83.8255 | 0 | 83.8255 | 49.2625 | 2 | 8.6561 | 10 | 13.9069 | 0 | 13.9069 | 0 | 0 | 0 | 0 | 0 | 0 | 0 | 0 | 0 | 0 | 61.2625 | 0 | 2.5148 | 43.7375 | 0 | 0 | 0
6245 | 86.7354 | 0 | 86.7354 | 51.7212 | 2 | 9.0035 | 10 | 14.0107 | 0 | 14.0107 | 0 | 0 | 0 | 0 | 0 | 0 | 0 | 0 | 0 | 0 | 63.7212 | 0 | 2.6021 | 41.2788 | 0 | 0 | 0
6246 | 84.9191 | 0 | 84.9191 | 51.8086 | 2 | 9.0159 | 10 | 12.0946 | 0 | 12.0946 | 0 | 0 | 0 | 0 | 0 | 0 | 0 | 0 | 0 | 0 | 63.8086 | 0 | 2.5476 | 41.1914 | 0 | 0 | 0
6247 | 86.6325 | 0 | 86.6325 | 42.9 | 2 | 7.5651 | 8.6406 | 14.2122 | 11.3146 | 14.2122 | 11.3146 | 0 | 0 | 0 | 0 | 0 | 0 | 0 | 0 | 0 | 53.5406 | 0 | 2.599 | 51.4594 | 0 | 0 | 0
6248 | 83.6843 | 0 | 83.6843 | 42.9 | 2 | 1.4211e-14 | 4 | 13.152 | 22.5255 | 13.152 | 22.5255 | 0 | 0 | 0.89315 | 0 | 0 | 0 | 0.89315 | 0 | 0.80384 | 48.9 | 0 | 2.5105 | 62.0434 | 0 | 0 | 0
6249 | 86.2659 | 0 | 86.2659 | 42.9 | 2 | 0 | 4 | 12.34 | 28.823 | 12.34 | 28.823 | 0 | 0 | 3.7971 | 0 | 0 | 0 | 3.7971 | 0 | 4.2212 | 48.9 | 0 | 2.588 | 61.6839 | 0 | 0 | 0
6250 | 83.9298 | 0 | 83.9298 | 42.9 | 2 | 0 | 4 | 12.9635 | 32.8717 | 12.9635 | 32.8717 | 0 | 0 | 10.8055 | 0 | 0 | 0 | 10.8055 | 0 | 13.9461 | 48.9 | 0 | 2.5179 | 60.8162 | 0 | 0 | 0
6251 | 84.0557 | 0 | 84.0557 | 42.9 | 2 | 7.1054e-15 | 4 | 11.5236 | 40.2715 | 11.5236 | 40.2715 | 0 | 0 | 12 | 0 | 4.6394 | 0 | 16.6394 | 0 | 29.0235 | 48.9 | 0 | 2.5217 | 60.094 | 0 | 1.4211e-14 | 0
6252 | 84.6282 | 0 | 84.6282 | 42.9 | 2 | 7.1054e-15 | 4 | 11.3382 | 40.0285 | 11.3382 | 40.0285 | 0 | 0 | 12 | 0 | 3.6385 | 0 | 15.6385 | 0 | 43.178 | 48.9 | 0 | 2.5388 | 60.2179 | 0 | 0 | 0
6253 | 81.6006 | 0 | 81.6006 | 42.9 | 2 | 0 | 4 | 11.6716 | 40.1426 | 11.6716 | 40.1426 | 0 | 0 | 12 | 0 | 7.1136 | 0 | 19.1136 | 0 | 60.5365 | 48.9 | 0 | 2.448 | 59.7876 | 0 | 0 | 0
6254 | 79.6411 | 0 | 79.6411 | 42.9 | 2 | 0 | 4 | 12.3773 | 38.5855 | 12.3773 | 26.5028 | 0 | 12.0826 | 1.8376 | 0 | 6.3015 | 0 | 8.1391 | 0 | 68 | 48.9 | 0 | 2.3892 | 59.6505 | 0 | 0 | 0
6255 | 80.5268 | 0 | 80.5268 | 42.9 | 2 | 0 | 4 | 10.2235 | 32.3689 | 10.2235 | 21.4033 | 0 | 10.9656 | 0 | 0 | 0 | 0 | 0 | 0 | 68 | 48.9 | 0 | 2.4158 | 82.7964 | 0 | 0 | 0
6256 | 84.5799 | 0 | 84.5799 | 42.9 | 2 | 3.4373 | 4 | 11.1505 | 21.0921 | 11.1505 | 21.0921 | 0 | 0 | 0 | 0 | 0 | 0 | 0 | 0 | 68 | 48.9 | 0 | 2.5374 | 81.1422 | 0 | 0 | -1.4211e-14
6257 | 87.3652 | 0 | 87.3652 | 43.8574 | 2 | 8.1414 | 10 | 11.5655 | 10.0391 | 11.5655 | 10.0391 | 0 | 0 | 0 | 1.7618 | 0 | 0 | 0 | 1.7618 | 66.0424 | 55.8574 | 0 | 2.621 | 69.3808 | 0 | 0 | 0
6258 | 91.367 | 0 | 91.367 | 42.9 | 2 | 9.4843 | 9.8357 | 14.7586 | 5.1693e-15 | 14.7586 | 5.1693e-15 | 0 | 0 | 0 | 12 | 0 | 0.38826 | 0 | 12.3883 | 52.288 | 54.7357 | 0 | 2.741 | 59.876 | 0 | 0 | 0
6259 | 99.5766 | 0 | 99.5766 | 42.9 | 2 | 10.7797 | 9.3916 | 12.5052 | 0 | 12.5052 | 0 | 0 | 0 | 0 | 12 | 0 | 10 | 0 | 22 | 28.1081 | 54.2916 | 0 | 2.9873 | 50.7084 | 0 | 0 | 0
6260 | 102.8689 | 0 | 102.8689 | 44.9038 | 2 | 10.8734 | 10 | 15.041 | 0 | 15.041 | 0 | 0 | 0 | 0 | 12 | 0 | 8.0508 | 0 | 20.0508 | 6.0424 | 56.9038 | 0 | 3.0861 | 48.0962 | 0 | 0 | -1.4211e-14
6261 | 97.7469 | 0 | 97.7469 | 55 | 2.913 | 10.3642 | 10 | 14.0314 | 0 | 14.0314 | 0 | 0 | 0 | 0 | 5.4382 | 0 | 0 | 0 | 5.4382 | 0 | 67.913 | 0 | 2.9324 | 37.087 | 0 | 0 | 0
6262 | 94.532 | 0 | 94.532 | 55 | 5.9697 | 10.0277 | 10 | 13.5346 | 0 | 13.5346 | 0 | 0 | 0 | 0 | 0 | 0 | 0 | 0 | 0 | 0 | 70.9697 | 0 | 2.836 | 34.0303 | 0 | 0 | 0
6263 | 89.4656 | 0 | 89.4656 | 55 | 2.4602 | 9.5318 | 10 | 12.4736 | 0 | 12.4736 | 0 | 0 | 0 | 0 | 0 | 0 | 0 | 0 | 0 | 0 | 67.4602 | 0 | 2.684 | 37.5398 | 0 | 0 | 0
6264 | 85.0167 | 0 | 85.0167 | 53.5823 | 2 | 9.2665 | 10 | 10.1679 | 0 | 10.1679 | 0 | 0 | 0 | 0 | 0 | 0 | 0 | 0 | 0 | 0 | 65.5823 | 0 | 2.5505 | 39.4177 | 0 | 0 | 0
6265 | 85.313 | 0 | 85.313 | 52.9241 | 2 | 9.1735 | 10 | 11.2154 | 0 | 11.2154 | 0 | 0 | 0 | 0 | 0 | 0 | 0 | 0 | 0 | 0 | 64.9241 | 0 | 2.5594 | 40.0759 | 0 | 0 | 0
6266 | 87.9141 | 0 | 87.9141 | 55 | 4.4376 | 9.8113 | 10 | 8.6652 | 0 | 8.6652 | 0 | 0 | 0 | 0 | 0 | 0 | 0 | 0 | 0 | 0 | 69.4376 | 0 | 2.6374 | 35.5624 | 0 | 0 | 0
6267 | 88.4508 | 0 | 88.4508 | 55 | 3.5023 | 9.6791 | 10 | 10.2694 | 0 | 10.2694 | 0 | 0 | 0 | 0 | 0 | 0 | 0 | 0 | 0 | 0 | 68.5023 | 0 | 2.6535 | 36.4977 | 0 | 0 | 0
6268 | 90.9425 | 0 | 90.9425 | 55 | 7.0867 | 10.1856 | 10 | 8.6703 | 0 | 8.6703 | 0 | 0 | 0 | 0 | 0 | 0 | 0 | 0 | 0 | 0 | 72.0867 | 0 | 2.7283 | 32.9133 | 0 | 0 | 0
6269 | 88.7161 | 0 | 88.7161 | 55 | 7.147 | 10.1941 | 10 | 6.375 | 0 | 6.375 | 0 | 0 | 0 | 0 | 0 | 0 | 0 | 0 | 0 | 0 | 72.147 | 0 | 2.6615 | 32.853 | 0 | 0 | -1.4211e-14
6270 | 89.5989 | 0 | 89.5989 | 55 | 5.6959 | 9.989 | 10 | 8.9139 | 0 | 8.9139 | 0 | 0 | 0 | 0 | 0 | 0 | 0 | 0 | 0 | 0 | 70.6959 | 0 | 2.688 | 34.3041 | 0 | 0 | 0
6271 | 88.4175 | 0 | 88.4175 | 45.4258 | 2 | 8.114 | 10 | 9.4378 | 13.4399 | 9.4378 | 13.4399 | 0 | 0 | 0 | 0 | 0 | 0 | 0 | 0 | 0 | 57.4258 | 0 | 2.6525 | 47.5742 | 0 | 0 | 0
6272 | 89.5096 | 0 | 89.5096 | 42.9 | 2 | 7.0436 | 4.9499 | 6.8482 | 25.768 | 6.8482 | 25.768 | 0 | 0 | 0 | 0 | 0 | 0 | 0 | 0 | 0 | 49.8499 | 0 | 2.6853 | 55.1501 | 0 | 0 | 0
6273 | 89.8491 | 0 | 89.8491 | 42.9 | 2 | 7.1054e-15 | 4 | 8.0002 | 34.7089 | 8.0002 | 34.7089 | 0 | 0 | 1.76 | 0 | 0 | 0 | 1.76 | 0 | 1.584 | 48.9 | 0 | 2.6955 | 61.9361 | 0 | 0 | 0
6274 | 86.627 | 0 | 86.627 | 42.9 | 2 | 0 | 4 | 6.7733 | 44.2744 | 6.7733 | 44.2744 | 0 | 0 | 12 | 0 | 1.3207 | 0 | 13.3207 | 0 | 13.6016 | 48.9 | 0 | 2.5988 | 60.5048 | 0 | 0 | 0
6275 | 87.0805 | 0 | 87.0805 | 42.9 | 2 | 0 | 4 | 8.249 | 47.4152 | 8.249 | 47.4152 | 0 | 0 | 12 | 0 | 5.4837 | 0 | 17.4837 | 0 | 29.4573 | 48.9 | 0 | 2.6124 | 59.9894 | 0 | 0 | 0
6276 | 87.475 | 0 | 87.475 | 42.9 | 2 | 0 | 4 | 6.8847 | 51.6517 | 6.8847 | 51.6517 | 0 | 0 | 12 | 0 | 7.9614 | 0 | 19.9614 | 0 | 47.5973 | 48.9 | 0 | 2.6243 | 59.6827 | 0 | 0 | 0
6277 | 87.1313 | 0 | 87.1313 | 42.9 | 2 | 7.1054e-15 | 4 | 5.9479 | 51.2901 | 5.9479 | 51.2107 | 0 | 0.079454 | 12 | 0 | 6.9273 | 0 | 18.9273 | 0 | 64.784 | 48.9 | 0 | 2.6139 | 59.8009 | 0 | 3.5527e-15 | 0
6278 | 83.3423 | 0 | 83.3423 | 42.9 | 2 | 7.1054e-15 | 4 | 8.2466 | 48.4466 | 8.2466 | 29.7689 | 0 | 18.6777 | 3.5733 | 0 | 0 | 0 | 3.5733 | 0 | 68 | 48.9 | 0 | 2.5003 | 69.3992 | 0 | 0 | 0
6279 | 84.8014 | 0 | 84.8014 | 42.9 | 2 | 0 | 4 | 6.1098 | 37.4638 | 6.1098 | 29.7916 | 0 | 7.6722 | 0 | 0 | 0 | 0 | 0 | 0 | 68 | 48.9 | 0 | 2.544 | 83.2041 | 0 | 1.4211e-14 | 0
6280 | 90.4214 | 0 | 90.4214 | 42.9 | 2 | 7.6813 | 9.4632 | 6.9744 | 21.4025 | 6.9744 | 21.4025 | 0 | 0 | 0 | 0 | 0 | 0 | 0 | 0 | 68 | 54.3632 | 0 | 2.7126 | 72.6368 | 0 | 0 | 0
6281 | 93.1414 | 0 | 93.1414 | 42.9 | 2 | 8.7989 | 8.9738 | 8.8706 | 13.1987 | 8.8706 | 13.1987 | 0 | 0 | 0 | 8.3993 | 0 | 0 | 0 | 8.3993 | 58.6674 | 53.8738 | 0 | 2.7942 | 64.7268 | 0 | 0 | -1.4211e-14
6282 | 98.192 | 0 | 98.192 | 44.7066 | 2 | 11.1209 | 10 | 8.3645 | 6.2413e-15 | 8.3645 | 6.2413e-15 | 0 | 0 | 0 | 12 | 0 | 10 | 0 | 22 | 34.4876 | 56.7066 | 0 | 2.9458 | 48.2934 | 0 | 0 | 0
6283 | 102.3195 | 0 | 102.3195 | 48.9208 | 2 | 11.4958 | 10 | 9.4638 | 0 | 9.4638 | 0 | 0 | 0 | 0 | 12 | 0 | 8.4391 | 0 | 20.4391 | 12.0008 | 60.9208 | 0 | 3.0696 | 44.0792 | 0 | 0 | -1.4211e-14
6284 | 105.8908 | 0 | 105.8908 | 55 | 8.8027 | 11.9541 | 10 | 9.3333 | 0 | 9.3333 | 0 | 0 | 0 | 0 | 10.8007 | 0 | 0 | 0 | 10.8007 | 0 | 73.8027 | 0 | 3.1767 | 31.1973 | 0 | 0 | 0
6285 | 103.611 | 0 | 103.611 | 55 | 16.4608 | 11.5101 | 10 | 10.6401 | 0 | 10.6401 | 0 | 0 | 0 | 0 | 0 | 0 | 0 | 0 | 0 | 0 | 81.4608 | 0 | 3.1083 | 23.5392 | 0 | 0 | 0
6286 | 100.0936 | 0 | 100.0936 | 55 | 15.4012 | 11.3604 | 10 | 8.332 | 0 | 8.332 | 0 | 0 | 0 | 0 | 0 | 0 | 0 | 0 | 0 | 0 | 80.4012 | 0 | 3.0028 | 24.5988 | 0 | 0 | 0
6287 | 95.8679 | 0 | 95.8679 | 55 | 8.8686 | 10.4373 | 10 | 11.5619 | 0 | 11.5619 | 0 | 0 | 0 | 0 | 0 | 0 | 0 | 0 | 0 | 0 | 73.8686 | 0 | 2.876 | 31.1314 | 0 | 1.4211e-14 | 0
6288 | 86.6438 | 0 | 86.6438 | 53.6627 | 2 | 9.2779 | 10 | 11.7033 | 0 | 11.7033 | 0 | 0 | 0 | 0 | 0 | 0 | 0 | 0 | 0 | 0 | 65.6627 | 0 | 2.5993 | 39.3373 | 0 | 0 | 0
6289 | 88.5791 | 0 | 88.5791 | 53.5135 | 2 | 9.2568 | 10 | 13.8087 | 0 | 13.8087 | 0 | 0 | 0 | 0 | 0 | 0 | 0 | 0 | 0 | 0 | 65.5135 | 0 | 2.6574 | 39.4865 | 0 | 0 | 0
6290 | 85.0854 | 0 | 85.0854 | 50.5034 | 2 | 8.8315 | 10 | 13.7505 | 0 | 13.7505 | 0 | 0 | 0 | 0 | 0 | 0 | 0 | 0 | 0 | 0 | 62.5034 | 0 | 2.5526 | 42.4966 | 0 | 0 | 0
6291 | 87.1736 | 0 | 87.1736 | 52.2963 | 2 | 9.0848 | 10 | 13.7925 | 0 | 13.7925 | 0 | 0 | 0 | 0 | 0 | 0 | 0 | 0 | 0 | 0 | 64.2963 | 0 | 2.6152 | 40.7037 | 0 | 1.4211e-14 | 0
6292 | 87.162 | 0 | 87.162 | 52.2951 | 2 | 9.0846 | 10 | 13.7823 | 0 | 13.7823 | 0 | 0 | 0 | 0 | 0 | 0 | 0 | 0 | 0 | 0 | 64.2951 | 0 | 2.6149 | 40.7049 | 0 | 0 | 0
6293 | 87.3954 | 0 | 87.3954 | 54.4784 | 2 | 9.3931 | 10 | 11.5239 | 0 | 11.5239 | 0 | 0 | 0 | 0 | 0 | 0 | 0 | 0 | 0 | 0 | 66.4784 | 0 | 2.6219 | 38.5216 | 0 | 0 | 0
6294 | 86.4859 | 0 | 86.4859 | 54.957 | 2 | 9.4608 | 10 | 10.0681 | 0 | 10.0681 | 0 | 0 | 0 | 0 | 0 | 0 | 0 | 0 | 0 | 0 | 66.957 | 0 | 2.5946 | 38.043 | 0 | 0 | 0
6295 | 89.9743 | 0 | 89.9743 | 44.7146 | 2 | 8.0135 | 10 | 12.6517 | 12.5945 | 12.6517 | 12.5945 | 0 | 0 | 0 | 0 | 0 | 0 | 0 | 0 | 0 | 56.7146 | 0 | 2.6992 | 48.2854 | 0 | 0 | 0
6296 | 88.4097 | 0 | 88.4097 | 42.9 | 2 | 2.3395 | 4 | 10.7027 | 26.4675 | 10.7027 | 26.4675 | 0 | 0 | 0 | 0 | 0 | 0 | 0 | 0 | 0 | 48.9 | 0 | 2.6523 | 60.1041 | 0 | 0 | -1.4211e-14
6297 | 88.788 | 0 | 88.788 | 42.9 | 2 | 0 | 4 | 10.055 | 38.3588 | 10.055 | 38.3588 | 0 | 0 | 8.5258 | 0 | 0 | 0 | 8.5258 | 0 | 7.6732 | 48.9 | 0 | 2.6636 | 61.0985 | 0 | 0 | 0
6298 | 85.2125 | 0 | 85.2125 | 42.9 | 2 | 7.1054e-15 | 4 | 11.9221 | 47.5954 | 11.9221 | 46.3904 | 0 | 1.2051 | 12 | 0 | 10 | 0 | 22 | 0 | 27.6927 | 48.9 | 0 | 2.5564 | 59.2811 | 0 | 0 | 0
6299 | 84.6562 | 0 | 84.6562 | 42.9 | 2 | 0 | 4 | 9.8997 | 55 | 9.8997 | 47.8565 | 0 | 7.1435 | 12 | 0 | 10 | 0 | 22 | 0 | 47.7123 | 48.9 | 0 | 2.5397 | 58.5459 | 0 | 0 | 0
6300 | 84.7415 | 0 | 84.7415 | 42.9 | 2 | 7.1054e-15 | 4 | 9.062 | 54.7709 | 9.062 | 40.4725 | 0 | 14.2984 | 12 | 0 | 1.693 | 0 | 13.693 | 0 | 60.0732 | 48.9 | 0 | 2.5422 | 58.6885 | 0 | 3.5527e-15 | 0
6301 | 82.7673 | 0 | 82.7673 | 42.9 | 2 | 0 | 4 | 10.5452 | 44.7922 | 10.5452 | 32.1297 | 0 | 12.6625 | 8.8076 | 0 | 0 | 0 | 8.8076 | 0 | 68 | 48.9 | 0 | 2.483 | 69.4959 | 0 | 8.8818e-15 | 0
6302 | 84.2191 | 0 | 84.2191 | 42.9 | 2 | 1.4211e-14 | 4 | 10.8974 | 47.2029 | 10.8974 | 24.4217 | 0 | 22.7812 | 0 | 0 | 0 | 0 | 0 | 0 | 68 | 48.9 | 0 | 2.5266 | 81.3336 | 0 | 0 | 0
6303 | 84.8816 | 0 | 84.8816 | 42.9 | 2 | 0 | 4 | 10.9082 | 35.7736 | 10.9082 | 25.0734 | 0 | 10.7002 | 0 | 0 | 0 | 0 | 0 | 0 | 68 | 48.9 | 0 | 2.5464 | 82.8293 | 0 | 1.4211e-14 | 0
6304 | 89.2242 | 0 | 89.2242 | 42.9 | 2 | 1.3491 | 4 | 10.1978 | 28.7773 | 10.1978 | 28.7773 | 0 | 0 | 0 | 0 | 0 | 0 | 0 | 0 | 68 | 48.9 | 0 | 2.6767 | 82.9719 | 0 | 0 | 0
6305 | 91.2478 | 0 | 91.2478 | 43.8401 | 2 | 8.2104 | 10 | 12.7135 | 12.2164 | 12.7135 | 12.2164 | 0 | 0 | 0 | 2.2674 | 0 | 0 | 0 | 2.2674 | 65.4806 | 55.8401 | 0 | 2.7374 | 68.8924 | 0 | 0 | 0
6306 | 97.5569 | 0 | 97.5569 | 42.9 | 2 | 10.7629 | 9.2727 | 10.6213 | 5.8848e-15 | 10.6213 | 5.8848e-15 | 0 | 0 | 0 | 12 | 0 | 10 | 0 | 22 | 41.3008 | 54.1727 | 0 | 2.9267 | 50.8273 | 0 | 0 | 0
6307 | 102.7348 | 0 | 102.7348 | 48.0702 | 2 | 11.3756 | 10 | 10.8499 | 0 | 10.8499 | 0 | 0 | 0 | 0 | 12 | 0 | 8.4391 | 0 | 20.4391 | 18.814 | 60.0702 | 0 | 3.082 | 44.9298 | 0 | 0 | -1.4211e-14
6308 | 105.5016 | 0 | 105.5016 | 55 | 4.4542 | 11.5091 | 10 | 12.5383 | 0 | 12.5383 | 0 | 0 | 0 | 0 | 12 | 0 | 0 | 0 | 12 | 5.4806 | 69.4542 | 0 | 3.165 | 35.5458 | 0 | 0 | 0
6309 | 102.9791 | 0 | 102.9791 | 55 | 9.7349 | 11.2567 | 10 | 12.0549 | 0 | 12.0549 | 0 | 0 | 0 | 0 | 4.9326 | 0 | 0 | 0 | 4.9326 | 0 | 74.7349 | 0 | 3.0894 | 30.2651 | 0 | 0 | 0
6310 | 98.0423 | 0 | 98.0423 | 55 | 8.9604 | 10.4503 | 10 | 13.6316 | 0 | 13.6316 | 0 | 0 | 0 | 0 | 0 | 0 | 0 | 0 | 0 | 0 | 73.9604 | 0 | 2.9413 | 31.0396 | 0 | 0 | 0
6311 | 94.3586 | 0 | 94.3586 | 55 | 6.7417 | 10.1368 | 10 | 12.4802 | 0 | 12.4802 | 0 | 0 | 0 | 0 | 0 | 0 | 0 | 0 | 0 | 0 | 71.7417 | 0 | 2.8308 | 33.2583 | 0 | 0 | 0
6312 | 81.3003 | 0 | 81.3003 | 50.3776 | 2 | 8.8137 | 10 | 10.109 | 0 | 10.109 | 0 | 0 | 0 | 0 | 0 | 0 | 0 | 0 | 0 | 0 | 62.3776 | 0 | 2.439 | 42.6224 | 0 | 0 | 0
6313 | 85.3539 | 0 | 85.3539 | 52.0677 | 2 | 9.0525 | 10 | 12.2337 | 0 | 12.2337 | 0 | 0 | 0 | 0 | 0 | 0 | 0 | 0 | 0 | 0 | 64.0677 | 0 | 2.5606 | 40.9323 | 0 | 0 | 0
6314 | 84.9609 | 0 | 84.9609 | 52.2955 | 2 | 9.0847 | 10 | 11.5807 | 0 | 11.5807 | 0 | 0 | 0 | 0 | 0 | 0 | 0 | 0 | 0 | 0 | 64.2955 | 0 | 2.5488 | 40.7045 | 0 | 0 | 0
6315 | 82.5825 | 0 | 82.5825 | 51.0545 | 2 | 8.9093 | 10 | 10.6187 | 0 | 10.6187 | 0 | 0 | 0 | 0 | 0 | 0 | 0 | 0 | 0 | 0 | 63.0545 | 0 | 2.4775 | 41.9455 | 0 | 0 | 0
6316 | 86.6871 | 0 | 86.6871 | 55 | 2.0325 | 9.4714 | 10 | 10.1832 | 0 | 10.1832 | 0 | 0 | 0 | 0 | 0 | 0 | 0 | 0 | 0 | 0 | 67.0325 | 0 | 2.6006 | 37.9675 | 0 | 0 | 0
6317 | 87.0284 | 0 | 87.0284 | 54.4268 | 2 | 9.3858 | 10 | 11.2157 | 0 | 11.2157 | 0 | 0 | 0 | 0 | 0 | 0 | 0 | 0 | 0 | 0 | 66.4268 | 0 | 2.6109 | 38.5732 | 0 | 0 | 0
6318 | 84.423 | 0 | 84.423 | 53.9521 | 2 | 9.3188 | 10 | 9.1521 | 0 | 9.1521 | 0 | 0 | 0 | 0 | 0 | 0 | 0 | 0 | 0 | 0 | 65.9521 | 0 | 2.5327 | 39.0479 | 0 | 1.4211e-14 | 0
6319 | 86.9874 | 0 | 86.9874 | 45.3543 | 2 | 8.1039 | 10 | 10.1932 | 11.3359 | 10.1932 | 11.3359 | 0 | 0 | 0 | 0 | 0 | 0 | 0 | 0 | 0 | 57.3543 | 0 | 2.6096 | 47.6457 | 0 | 0 | -1.4211e-14
6320 | 86.958 | 0 | 86.958 | 42.9 | 2 | 6.5896 | 4 | 9.0816 | 22.3869 | 9.0816 | 22.3869 | 0 | 0 | 0 | 0 | 0 | 0 | 0 | 0 | 0 | 48.9 | 0 | 2.6087 | 56.3802 | 0 | 0 | -1.4211e-14
6321 | 82.4458 | 0 | 82.4458 | 42.9 | 2 | 7.1054e-15 | 4 | 8.9366 | 29.7745 | 8.9366 | 29.7745 | 0 | 0 | 5.1653 | 0 | 0 | 0 | 5.1653 | 0 | 4.6488 | 48.9 | 0 | 2.4734 | 61.5145 | 0 | 0 | 0
6322 | 82.0062 | 0 | 82.0062 | 42.9 | 2 | 0 | 4 | 7.7407 | 37.3499 | 7.7407 | 37.3499 | 0 | 0 | 11.9844 | 0 | 0 | 0 | 11.9844 | 0 | 15.4348 | 48.9 | 0 | 2.4602 | 60.6703 | 0 | 0 | 0
6323 | 83.0705 | 0 | 83.0705 | 42.9 | 2 | 0 | 4 | 7.2238 | 43.8963 | 7.2238 | 43.8963 | 0 | 0 | 12 | 0 | 4.9495 | 0 | 16.9495 | 0 | 30.798 | 48.9 | 0 | 2.4921 | 60.0556 | 0 | 0 | 0
6324 | 80.4685 | 0 | 80.4685 | 42.9 | 2 | 0 | 4 | 9.9721 | 43.3052 | 9.9721 | 43.3052 | 0 | 0 | 12 | 0 | 9.7089 | 0 | 21.7089 | 0 | 50.5491 | 48.9 | 0 | 2.4141 | 59.4663 | 0 | 0 | 0
6325 | 80.7742 | 0 | 80.7742 | 42.9 | 2 | 0 | 4 | 8.4252 | 34.6688 | 8.4252 | 34.6688 | 0 | 0 | 11.2198 | 0 | 0 | 0 | 11.2198 | 0 | 60.647 | 48.9 | 0 | 2.4232 | 70.7649 | 0 | 0 | 0
6326 | 80.7596 | 0 | 80.7596 | 42.9 | 2 | 7.1054e-15 | 4 | 9.0972 | 37.2039 | 9.0972 | 30.7608 | 0 | 6.4431 | 0.96376 | 0 | 7.0347 | 0 | 7.9984 | 0 | 68 | 48.9 | 0 | 2.4228 | 60.3661 | 0 | 1.7764e-15 | 0
6327 | 80.6715 | 0 | 80.6715 | 42.9 | 2 | 0 | 4 | 8.8743 | 32.5631 | 8.8743 | 22.8972 | 0 | 9.6658 | 0 | 0 | 0 | 0 | 0 | 0 | 68 | 48.9 | 0 | 2.4201 | 82.9573 | 0 | 0 | 0
6328 | 82.6706 | 0 | 82.6706 | 42.9 | 2 | 3.6406 | 4 | 9.1642 | 20.9658 | 9.1642 | 20.9658 | 0 | 0 | 0 | 0 | 0 | 0 | 0 | 0 | 68 | 48.9 | 0 | 2.4801 | 80.964 | 0 | 0 | 0
6329 | 90.8547 | 0 | 90.8547 | 42.9 | 2 | 8.57 | 8.1663 | 10.2215 | 11.4103 | 10.2215 | 11.4103 | 0 | 0 | 0 | 7.5866 | 0 | 0 | 0 | 7.5866 | 59.5705 | 53.0663 | 0 | 2.7256 | 66.3471 | 0 | 0 | -1.4211e-14
6330 | 91.6855 | 0 | 91.6855 | 42.9 | 2 | 10.29 | 6.2779 | 8.5695 | 5.2194e-15 | 8.5695 | 5.2194e-15 | 0 | 0 | 0 | 12 | 0 | 9.6481 | 0 | 21.6481 | 35.7723 | 51.1779 | 0 | 2.7506 | 54.174 | 0 | 0 | 0
6331 | 97.2207 | 0 | 97.2207 | 42.9 | 2 | 10.5646 | 9.0785 | 11.8867 | 0 | 11.8867 | 0 | 0 | 0 | 0 | 12 | 0 | 8.7909 | 0 | 20.7909 | 12.9038 | 53.9785 | 0 | 2.9166 | 51.0215 | 0 | 0 | 0
6332 | 104.7548 | 0 | 104.7548 | 55 | 4.2255 | 11.4222 | 10 | 12.4937 | 0 | 12.4937 | 0 | 0 | 0 | 0 | 11.6134 | 0 | 0 | 0 | 11.6134 | 0 | 69.2255 | 0 | 3.1426 | 35.7745 | 0 | 0 | 0
6333 | 97.4394 | 0 | 97.4394 | 55 | 11.1865 | 10.7648 | 10 | 10.4881 | 0 | 10.4881 | 0 | 0 | 0 | 0 | 0 | 0 | 0 | 0 | 0 | 0 | 76.1865 | 0 | 2.9232 | 28.8135 | 0 | 0 | 0
6334 | 95.7566 | 0 | 95.7566 | 55 | 8.2906 | 10.3557 | 10 | 12.1104 | 0 | 12.1104 | 0 | 0 | 0 | 0 | 0 | 0 | 0 | 0 | 0 | 0 | 73.2906 | 0 | 2.8727 | 31.7094 | 0 | 0 | 0
6335 | 93.0284 | 0 | 93.0284 | 55 | 8.0763 | 10.3254 | 10 | 9.6267 | 0 | 9.6267 | 0 | 0 | 0 | 0 | 0 | 0 | 0 | 0 | 0 | 0 | 73.0763 | 0 | 2.7909 | 31.9237 | 0 | 0 | 0
6336 | 84.0278 | 0 | 84.0278 | 51.77 | 2 | 9.0104 | 10 | 11.2474 | 0 | 11.2474 | 0 | 0 | 0 | 0 | 0 | 0 | 0 | 0 | 0 | 0 | 63.77 | 0 | 2.5208 | 41.23 | 0 | 0 | 0
6337 | 86.2626 | 0 | 86.2626 | 52.7955 | 2 | 9.1553 | 10 | 12.3117 | 0 | 12.3117 | 0 | 0 | 0 | 0 | 0 | 0 | 0 | 0 | 0 | 0 | 64.7955 | 0 | 2.5879 | 40.2045 | 0 | 0 | 0
6338 | 87.7429 | 0 | 87.7429 | 53.7685 | 2 | 9.2928 | 10 | 12.6815 | 0 | 12.6815 | 0 | 0 | 0 | 0 | 0 | 0 | 0 | 0 | 0 | 0 | 65.7685 | 0 | 2.6323 | 39.2315 | 0 | 1.4211e-14 | 0
6339 | 89.1605 | 0 | 89.1605 | 55 | 3.1343 | 9.6271 | 10 | 11.3991 | 0 | 11.3991 | 0 | 0 | 0 | 0 | 0 | 0 | 0 | 0 | 0 | 0 | 68.1343 | 0 | 2.6748 | 36.8657 | 0 | 0 | 0
6340 | 87.492 | 0 | 87.492 | 54.7028 | 2 | 9.4248 | 10 | 11.3643 | 0 | 11.3643 | 0 | 0 | 0 | 0 | 0 | 0 | 0 | 0 | 0 | 0 | 66.7028 | 0 | 2.6248 | 38.2972 | 0 | 0 | 0
6341 | 87.556 | 0 | 87.556 | 53.7298 | 2 | 9.2874 | 10 | 12.5388 | 0 | 12.5388 | 0 | 0 | 0 | 0 | 0 | 0 | 0 | 0 | 0 | 0 | 65.7298 | 0 | 2.6267 | 39.2702 | 0 | 0 | 0
6342 | 87.2246 | 0 | 87.2246 | 55 | 3.2474 | 9.6431 | 10 | 9.3342 | 0 | 9.3342 | 0 | 0 | 0 | 0 | 0 | 0 | 0 | 0 | 0 | 0 | 68.2474 | 0 | 2.6167 | 36.7526 | 0 | 0 | 0
6343 | 90.1368 | 0 | 90.1368 | 45.0381 | 2 | 8.0592 | 10 | 10.8064 | 14.233 | 10.8064 | 14.233 | 0 | 0 | 0 | 0 | 0 | 0 | 0 | 0 | 0 | 57.0381 | 0 | 2.7041 | 47.9619 | 0 | 0 | 0
6344 | 86.419 | 0 | 86.419 | 42.9 | 2 | 2.9138 | 4 | 9.2409 | 25.3643 | 9.2409 | 25.3643 | 0 | 0 | 0 | 0 | 0 | 0 | 0 | 0 | 0 | 48.9 | 0 | 2.5926 | 59.6009 | 0 | 1.4211e-14 | 0
6345 | 86.9605 | 0 | 86.9605 | 42.9 | 2 | 0 | 4 | 8.4257 | 39.8079 | 8.4257 | 39.8079 | 0 | 0 | 10.173 | 0 | 0 | 0 | 10.173 | 0 | 9.1557 | 48.9 | 0 | 2.6088 | 60.8945 | 0 | 0 | 0
6346 | 85.4614 | 0 | 85.4614 | 42.9 | 2 | 0 | 4 | 8.8529 | 48.6074 | 8.8529 | 48.6074 | 0 | 0 | 12 | 0 | 8.8988 | 0 | 20.8988 | 0 | 28.16 | 48.9 | 0 | 2.5638 | 59.5666 | 0 | 0 | 0
6347 | 88.7209 | 0 | 88.7209 | 42.9 | 2 | 0 | 4 | 7.6808 | 53.269 | 7.6808 | 53.269 | 0 | 0 | 12 | 0 | 9.1289 | 0 | 21.1289 | 0 | 47.3765 | 48.9 | 0 | 2.6616 | 59.5381 | 0 | 0 | 0
6348 | 85.1813 | 0 | 85.1813 | 42.9 | 2 | 0 | 4 | 9.4274 | 55 | 9.4274 | 42.5192 | 0 | 12.4808 | 12 | 0 | 3.6653 | 0 | 15.6653 | 0 | 61.5557 | 48.9 | 0 | 2.5554 | 58.6694 | 0 | 1.7764e-14 | 0
6349 | 84.1818 | 0 | 84.1818 | 42.9 | 2 | 0 | 4 | 8.3316 | 53.6562 | 8.3316 | 34.1106 | 0 | 19.5456 | 7.1603 | 0 | 0 | 0 | 7.1603 | 0 | 68 | 48.9 | 0 | 2.5255 | 68.8477 | 0 | 1.1546e-14 | 0
6350 | 84.2966 | 0 | 84.2966 | 42.9 | 2 | 0 | 4 | 7.2261 | 48.6131 | 7.2261 | 28.1705 | 0 | 20.4426 | 0 | 0 | 0 | 0 | 0 | 0 | 68 | 48.9 | 0 | 2.5289 | 81.6231 | 0 | 0 | 0
6351 | 83.6673 | 0 | 83.6673 | 42.9 | 2 | 0 | 4 | 6.4884 | 40.3562 | 6.4884 | 28.2789 | 0 | 12.0773 | 0 | 0 | 0 | 0 | 0 | 0 | 68 | 48.9 | 0 | 2.51 | 82.6588 | 0 | 0 | 0
6352 | 85.686 | 0 | 85.686 | 42.9 | 2 | 0 | 4 | 8.9437 | 29.631 | 8.9437 | 27.8423 | 0 | 1.7887 | 0 | 0 | 0 | 0 | 0 | 0 | 68 | 48.9 | 0 | 2.5706 | 83.9325 | 0 | 0 | 0
6353 | 89.9799 | 0 | 89.9799 | 42.9 | 2 | 8.0694 | 5.31 | 10.6603 | 14.1403 | 10.6603 | 14.1403 | 0 | 0 | 0 | 6.8999 | 0 | 0 | 0 | 6.8999 | 60.3334 | 50.21 | 0 | 2.6994 | 69.8901 | 0 | 1.4211e-14 | 0
6354 | 97.093 | 0 | 97.093 | 42.9 | 2 | 10.8607 | 9.9651 | 9.3672 | 6.8281e-15 | 9.3672 | 6.8281e-15 | 0 | 0 | 0 | 12 | 0 | 10 | 0 | 22 | 36.1536 | 54.8651 | 0 | 2.9128 | 50.1349 | 0 | 0 | 0
6355 | 103.0741 | 0 | 103.0741 | 48.2157 | 2 | 11.3962 | 10 | 11.0231 | 0 | 11.0231 | 0 | 0 | 0 | 0 | 12 | 0 | 8.4391 | 0 | 20.4391 | 13.6668 | 60.2157 | 0 | 3.0922 | 44.7843 | 0 | 0 | 0
6356 | 106.295 | 0 | 106.295 | 55 | 6.8864 | 11.8528 | 10 | 10.5558 | 0 | 10.5558 | 0 | 0 | 0 | 0 | 12 | 0 | 0 | 0 | 12 | 0.33344 | 71.8864 | 0 | 3.1888 | 33.1136 | 0 | 0 | 0
6357 | 99.9517 | 0 | 99.9517 | 55 | 10.862 | 10.7614 | 10 | 13.0282 | 0 | 13.0282 | 0 | 0 | 0 | 0 | 0.3001 | 0 | 0 | 0 | 0.3001 | 0 | 75.862 | 0 | 2.9985 | 29.138 | 0 | 0 | 0
6358 | 98.1344 | 0 | 98.1344 | 55 | 10.1224 | 10.6145 | 10 | 12.3975 | 0 | 12.3975 | 0 | 0 | 0 | 0 | 0 | 0 | 0 | 0 | 0 | 0 | 75.1224 | 0 | 2.944 | 29.8776 | 0 | 0 | 0
6359 | 95.4546 | 0 | 95.4546 | 55 | 8.6492 | 10.4063 | 10 | 11.3991 | 0 | 11.3991 | 0 | 0 | 0 | 0 | 0 | 0 | 0 | 0 | 0 | 0 | 73.6492 | 0 | 2.8636 | 31.3508 | 0 | 0 | 0
6360 | 77.1266 | 0 | 77.1266 | 42.9 | 2 | 7.6252 | 9.0664 | 15.535 | 0 | 15.535 | 0 | 0 | 0 | 0 | 0 | 0 | 0 | 0 | 0 | 0 | 53.9664 | 0 | 2.3138 | 51.0336 | 0 | 0 | 0
6361 | 79.6019 | 0 | 79.6019 | 42.9 | 2 | 7.7043 | 9.6261 | 17.3715 | 0 | 17.3715 | 0 | 0 | 0 | 0 | 0 | 0 | 0 | 0 | 0 | 0 | 54.5261 | 0 | 2.3881 | 50.4739 | 0 | 0 | 0
6362 | 78.5815 | 0 | 78.5815 | 44.2389 | 2 | 7.9463 | 10 | 14.3962 | 0 | 14.3962 | 0 | 0 | 0 | 0 | 0 | 0 | 0 | 0 | 0 | 0 | 56.2389 | 0 | 2.3574 | 48.7611 | 0 | 0 | 0
6363 | 79.9629 | 0 | 79.9629 | 45.5282 | 2 | 8.1285 | 10 | 14.3062 | 0 | 14.3062 | 0 | 0 | 0 | 0 | 0 | 0 | 0 | 0 | 0 | 0 | 57.5282 | 0 | 2.3989 | 47.4718 | 0 | 1.4211e-14 | 0
6364 | 82.6449 | 0 | 82.6449 | 48.2716 | 2 | 8.5161 | 10 | 13.8572 | 0 | 13.8572 | 0 | 0 | 0 | 0 | 0 | 0 | 0 | 0 | 0 | 0 | 60.2716 | 0 | 2.4793 | 44.7284 | 0 | 0 | 0
6365 | 80.5646 | 0 | 80.5646 | 47.0582 | 2 | 8.3447 | 10 | 13.1618 | 0 | 13.1618 | 0 | 0 | 0 | 0 | 0 | 0 | 0 | 0 | 0 | 0 | 59.0582 | 0 | 2.4169 | 45.9418 | 0 | 0 | 0
6366 | 81.6598 | 0 | 81.6598 | 46.8726 | 2 | 8.3185 | 10 | 14.4688 | 0 | 14.4688 | 0 | 0 | 0 | 0 | 0 | 0 | 0 | 0 | 0 | 0 | 58.8726 | 0 | 2.4498 | 46.1274 | 0 | 0 | 0
6367 | 79.7377 | 0 | 79.7377 | 42.9 | 2 | 4.9212 | 4 | 13.691 | 12.2255 | 13.691 | 12.2255 | 0 | 0 | 0 | 0 | 0 | 0 | 0 | 0 | 0 | 48.9 | 0 | 2.3921 | 57.842 | 0 | 0 | 0
6368 | 79.7692 | 0 | 79.7692 | 42.9 | 2 | 0 | 4 | 13.3919 | 22.6687 | 13.3919 | 22.6687 | 0 | 0 | 5.1914 | 0 | 0 | 0 | 5.1914 | 0 | 4.6722 | 48.9 | 0 | 2.3931 | 61.5113 | 0 | 0 | 0
6369 | 82.0317 | 0 | 82.0317 | 42.9 | 2 | 0 | 4 | 12.6621 | 31.4479 | 12.6621 | 31.4479 | 0 | 0 | 10.9783 | 0 | 0 | 0 | 10.9783 | 0 | 14.5527 | 48.9 | 0 | 2.461 | 60.7948 | 0 | 0 | 0
6370 | 80.7746 | 0 | 80.7746 | 42.9 | 2 | 0 | 4 | 12.23 | 35.9741 | 12.23 | 35.9741 | 0 | 0 | 12 | 0 | 4.3295 | 0 | 16.3295 | 0 | 29.3443 | 48.9 | 0 | 2.4232 | 60.1323 | 0 | 0 | 0
6371 | 80.0069 | 0 | 80.0069 | 42.9 | 2 | 0 | 4 | 12.5491 | 48.3139 | 12.5491 | 40.5579 | 0 | 7.756 | 12 | 0 | 10 | 0 | 22 | 0 | 49.3639 | 48.9 | 0 | 2.4002 | 58.4701 | 0 | 0 | -1.4211e-14
6372 | 80.6765 | 0 | 80.6765 | 42.9 | 2 | 7.1054e-15 | 4 | 12.6738 | 44.1751 | 12.6738 | 38.4663 | 0 | 5.7088 | 12 | 0 | 7.3636 | 0 | 19.3636 | 0 | 66.9527 | 48.9 | 0 | 2.4203 | 59.0499 | 0 | 3.5527e-15 | 0
6373 | 76.9456 | 0 | 76.9456 | 42.9 | 2 | 7.1054e-15 | 4 | 10.3749 | 39.5928 | 10.3749 | 18.8343 | 0 | 20.7585 | 1.1636 | 0 | 0 | 0 | 1.1636 | 0 | 68 | 48.9 | 0 | 2.3084 | 69.4399 | 0 | 1.5543e-15 | 0
6374 | 76.3712 | 0 | 76.3712 | 42.9 | 2 | 1.4211e-14 | 4 | 11.5142 | 35.1801 | 11.5142 | 15.957 | 0 | 19.2231 | 0 | 0 | 0 | 0 | 0 | 0 | 68 | 48.9 | 0 | 2.2911 | 81.7741 | 0 | 0 | 0
6375 | 75.1453 | 0 | 75.1453 | 42.9 | 2 | 0 | 4 | 12.5357 | 31.1993 | 12.5357 | 13.7096 | 0 | 17.4897 | 0 | 0 | 0 | 0 | 0 | 0 | 68 | 48.9 | 0 | 2.2544 | 81.9887 | 0 | 0 | 0
6376 | 80.9967 | 0 | 80.9967 | 42.9 | 2 | 0 | 4 | 14.2998 | 21.5076 | 14.2998 | 17.7969 | 0 | 3.7107 | 0 | 0 | 0 | 0 | 0 | 0 | 68 | 48.9 | 0 | 2.4299 | 83.6946 | 0 | 0 | 0
6377 | 86.7634 | 0 | 86.7634 | 42.9 | 2 | 3.7548 | 4 | 14.0927 | 10.9673 | 14.0927 | 10.9673 | 0 | 0 | 0 | 9.0486 | 0 | 0 | 0 | 9.0486 | 57.946 | 48.9 | 0 | 2.6029 | 72.9357 | 0 | 0 | 0
6378 | 91.7333 | 0 | 91.7333 | 42.9 | 2 | 6.3538 | 4 | 14.4795 | 5.7215e-15 | 14.4795 | 5.7215e-15 | 0 | 0 | 0 | 12 | 0 | 10 | 0 | 22 | 33.7661 | 48.9 | 0 | 2.752 | 59.3105 | 0 | 1.4211e-14 | 0
6379 | 94.4425 | 0 | 94.4425 | 42.9 | 2 | 9.5776 | 4 | 15.5258 | 0 | 15.5258 | 0 | 0 | 0 | 0 | 12 | 0 | 8.4391 | 0 | 20.4391 | 11.2793 | 48.9 | 0 | 2.8333 | 56.2925 | 0 | 0 | 0
6380 | 100.4485 | 0 | 100.4485 | 53.3446 | 2 | 10.6673 | 10 | 14.2853 | 0 | 14.2853 | 0 | 0 | 0 | 0 | 10.1514 | 0 | 0 | 0 | 10.1514 | 0 | 65.3446 | 0 | 3.0135 | 39.6554 | 0 | 0 | 0
6381 | 95.4649 | 0 | 95.4649 | 55 | 7.0166 | 10.1757 | 10 | 13.2726 | 0 | 13.2726 | 0 | 0 | 0 | 0 | 0 | 0 | 0 | 0 | 0 | 0 | 72.0166 | 0 | 2.8639 | 32.9834 | 0 | 0 | 0
6382 | 89.4544 | 0 | 89.4544 | 53.4766 | 2 | 9.2516 | 10 | 14.7263 | 0 | 14.7263 | 0 | 0 | 0 | 0 | 0 | 0 | 0 | 0 | 0 | 0 | 65.4766 | 0 | 2.6836 | 39.5234 | 0 | 0 | 0
6383 | 88.3021 | 0 | 88.3021 | 52.252 | 2 | 9.0785 | 10 | 14.9715 | 0 | 14.9715 | 0 | 0 | 0 | 0 | 0 | 0 | 0 | 0 | 0 | 0 | 64.252 | 0 | 2.6491 | 40.748 | 0 | 0 | 0
6384 | 81.928 | 0 | 81.928 | 44.421 | 2 | 7.9721 | 10 | 17.5349 | 0 | 17.5349 | 0 | 0 | 0 | 0 | 0 | 0 | 0 | 0 | 0 | 0 | 56.421 | 0 | 2.4578 | 48.579 | 0 | 0 | -1.4211e-14
6385 | 80.3954 | 0 | 80.3954 | 42.9 | 2 | 7.685 | 9.4891 | 18.3214 | 0 | 18.3214 | 0 | 0 | 0 | 0 | 0 | 0 | 0 | 0 | 0 | 0 | 54.3891 | 0 | 2.4119 | 50.6109 | 0 | 0 | 0
6386 | 82.3909 | 0 | 82.3909 | 45.1712 | 2 | 8.0781 | 10 | 17.1416 | 0 | 17.1416 | 0 | 0 | 0 | 0 | 0 | 0 | 0 | 0 | 0 | 0 | 57.1712 | 0 | 2.4717 | 47.8288 | 0 | 0 | 0
6387 | 83.7235 | 0 | 83.7235 | 45.1635 | 2 | 8.077 | 10 | 18.483 | 0 | 18.483 | 0 | 0 | 0 | 0 | 0 | 0 | 0 | 0 | 0 | 0 | 57.1635 | 0 | 2.5117 | 47.8365 | 0 | 0 | 0
6388 | 84.6638 | 0 | 84.6638 | 48.1185 | 2 | 8.4945 | 10 | 16.0508 | 0 | 16.0508 | 0 | 0 | 0 | 0 | 0 | 0 | 0 | 0 | 0 | 0 | 60.1185 | 0 | 2.5399 | 44.8815 | 0 | 0 | 0
6389 | 84.8287 | 0 | 84.8287 | 45.713 | 2 | 8.1546 | 10 | 18.9611 | 0 | 18.9611 | 0 | 0 | 0 | 0 | 0 | 0 | 0 | 0 | 0 | 0 | 57.713 | 0 | 2.5449 | 47.287 | 0 | 0 | 0
6390 | 85.8742 | 0 | 85.8742 | 48.0613 | 2 | 8.4864 | 10 | 17.3264 | 0 | 17.3264 | 0 | 0 | 0 | 0 | 0 | 0 | 0 | 0 | 0 | 0 | 60.0613 | 0 | 2.5762 | 44.9387 | 0 | 0 | 0
6391 | 82.026 | 0 | 82.026 | 42.9 | 2 | 2.254 | 4 | 16.4077 | 14.4643 | 16.4077 | 14.4643 | 0 | 0 | 0 | 0 | 0 | 0 | 0 | 0 | 0 | 48.9 | 0 | 2.4608 | 60.1791 | 0 | 1.4211e-14 | 0
6392 | 84.529 | 0 | 84.529 | 42.9 | 2 | 0 | 4 | 14.4513 | 25.3596 | 14.4513 | 25.3596 | 0 | 0 | 4.1819 | 0 | 0 | 0 | 4.1819 | 0 | 3.7637 | 48.9 | 0 | 2.5359 | 61.6362 | 0 | 0 | 0
6393 | 82.0557 | 0 | 82.0557 | 42.9 | 2 | 7.1054e-15 | 4 | 15.4021 | 40.225 | 15.4021 | 39.7537 | 0 | 0.47137 | 12 | 0 | 10 | 0 | 22 | 0 | 23.7832 | 48.9 | 0 | 2.4617 | 59.3719 | 0 | 0 | 0
6394 | 81.0458 | 0 | 81.0458 | 42.9 | 2 | 0 | 4 | 16.3329 | 43.7336 | 16.3329 | 37.8129 | 0 | 5.9207 | 12 | 0 | 10 | 0 | 22 | 0 | 43.8028 | 48.9 | 0 | 2.4314 | 58.6973 | 0 | 1.4211e-14 | 0
6395 | 80.5097 | 0 | 80.5097 | 42.9 | 2 | 7.1054e-15 | 4 | 15.0908 | 55 | 15.0908 | 30.2119 | 0 | 24.7881 | 12 | 0 | 1.693 | 0 | 13.693 | 0 | 56.1637 | 48.9 | 0 | 2.4153 | 57.3899 | 0 | 3.5527e-15 | 0
6396 | 80.3472 | 0 | 80.3472 | 42.9 | 2 | 7.1054e-15 | 4 | 16.5253 | 55 | 16.5253 | 26.9219 | 0 | 28.0781 | 12 | 0 | 0 | 0 | 12 | 0 | 66.9637 | 48.9 | 0 | 2.4104 | 67.1922 | 0 | 0 | 0
6397 | 82.5658 | 0 | 82.5658 | 42.9 | 2 | 7.1054e-15 | 4 | 14.5913 | 48.3623 | 14.5913 | 20.2259 | 0 | 28.1364 | 1.1514 | 0 | 0 | 0 | 1.1514 | 0 | 68 | 48.9 | 0 | 2.477 | 68.528 | 0 | 6.4393e-15 | 0
6398 | 78.5869 | 0 | 78.5869 | 42.9 | 2 | 0 | 4 | 13.3733 | 45.3847 | 13.3733 | 16.3136 | 0 | 29.0712 | 0 | 0 | 0 | 0 | 0 | 0 | 68 | 48.9 | 0 | 2.3576 | 80.5549 | 0 | 1.4211e-14 | 0
6399 | 77.897 | 0 | 77.897 | 42.9 | 2 | 0 | 4 | 16.0889 | 36.4605 | 16.0889 | 12.9081 | 0 | 23.5524 | 0 | 0 | 0 | 0 | 0 | 0 | 68 | 48.9 | 0 | 2.3369 | 81.2381 | 0 | 0 | 0
6400 | 83.8331 | 0 | 83.8331 | 42.9 | 2 | 0 | 4 | 16.4741 | 25.2274 | 16.4741 | 18.459 | 0 | 6.7684 | 0 | 0 | 0 | 0 | 0 | 0 | 68 | 48.9 | 0 | 2.515 | 83.316 | 0 | 0 | 0
6401 | 85.8729 | 0 | 85.8729 | 42.9 | 2 | 6.9448 | 4.2511 | 14.4324 | 15.3447 | 14.4324 | 15.3447 | 0 | 0 | 0 | 0 | 0 | 0 | 0 | 0 | 68 | 49.1511 | 0 | 2.5762 | 77.8489 | 0 | 0 | -1.4211e-14
6402 | 91.3003 | 0 | 91.3003 | 42.9 | 2 | 9.2338 | 8.131 | 16.7157 | 6.5715e-15 | 16.7157 | 6.5715e-15 | 0 | 0 | 0 | 12 | 0 | 0.31986 | 0 | 12.3199 | 54.3197 | 53.031 | 0 | 2.739 | 61.6491 | 0 | 0 | 0
6403 | 95.7448 | 0 | 95.7448 | 42.9 | 2 | 9.4949 | 8.2877 | 19.0516 | 0 | 19.0516 | 0 | 0 | 0 | 0 | 12 | 0 | 2.0106 | 0 | 14.0106 | 38.8055 | 53.1877 | 0 | 2.8723 | 59.8017 | 0 | 0 | 0
6404 | 102.7563 | 0 | 102.7563 | 42.9 | 2 | 10.6829 | 8.7064 | 16.467 | 0 | 16.467 | 0 | 0 | 0 | 0 | 12 | 0 | 10 | 0 | 22 | 14.6257 | 53.6064 | 0 | 3.0827 | 51.3936 | 0 | 0 | 0
6405 | 99.5617 | 0 | 99.5617 | 46.4064 | 2 | 10.133 | 10 | 17.7137 | 0 | 17.7137 | 0 | 0 | 0 | 0 | 7.2 | 0 | 6.1086 | 0 | 13.3086 | 0 | 58.4064 | 0 | 2.9868 | 46.5936 | 0 | 0 | 0
6406 | 93.8031 | 0 | 93.8031 | 53.5572 | 2 | 9.263 | 10 | 18.9829 | 0 | 18.9829 | 0 | 0 | 0 | 0 | 0 | 0 | 0 | 0 | 0 | 0 | 65.5572 | 0 | 2.8141 | 39.4428 | 0 | 0 | 0
6407 | 91.1456 | 0 | 91.1456 | 50.6529 | 2 | 8.8526 | 10 | 19.6401 | 0 | 19.6401 | 0 | 0 | 0 | 0 | 0 | 0 | 0 | 0 | 0 | 0 | 62.6529 | 0 | 2.7344 | 42.3471 | 0 | 0 | 0
6408 | 85.1754 | 0 | 85.1754 | 51.2152 | 2 | 8.9321 | 10 | 13.0281 | 0 | 13.0281 | 0 | 0 | 0 | 0 | 0 | 0 | 0 | 0 | 0 | 0 | 63.2152 | 0 | 2.5553 | 41.7848 | 0 | 0 | 0
6409 | 87.6591 | 0 | 87.6591 | 52.8238 | 2 | 9.1593 | 10 | 13.6759 | 0 | 13.6759 | 0 | 0 | 0 | 0 | 0 | 0 | 0 | 0 | 0 | 0 | 64.8238 | 0 | 2.6298 | 40.1762 | 0 | 0 | 0
6410 | 87.4057 | 0 | 87.4057 | 52.8306 | 2 | 9.1603 | 10 | 13.4148 | 0 | 13.4148 | 0 | 0 | 0 | 0 | 0 | 0 | 0 | 0 | 0 | 0 | 64.8306 | 0 | 2.6222 | 40.1694 | 0 | 0 | 0
6411 | 89.8487 | 0 | 89.8487 | 52.6423 | 2 | 9.1337 | 10 | 16.0728 | 0 | 16.0728 | 0 | 0 | 0 | 0 | 0 | 0 | 0 | 0 | 0 | 0 | 64.6423 | 0 | 2.6955 | 40.3577 | 0 | 0 | 0
6412 | 90.9527 | 0 | 90.9527 | 55 | 5.1639 | 9.9139 | 10 | 10.8749 | 0 | 10.8749 | 0 | 0 | 0 | 0 | 0 | 0 | 0 | 0 | 0 | 0 | 70.1639 | 0 | 2.7286 | 34.8361 | 0 | 0 | 0
6413 | 89.1225 | 0 | 89.1225 | 53.5149 | 2 | 9.257 | 10 | 14.3507 | 0 | 14.3507 | 0 | 0 | 0 | 0 | 0 | 0 | 0 | 0 | 0 | 0 | 65.5149 | 0 | 2.6737 | 39.4851 | 0 | 0 | 0
6414 | 89.5643 | 0 | 89.5643 | 55 | 2.6497 | 9.5586 | 10 | 12.3559 | 0 | 12.3559 | 0 | 0 | 0 | 0 | 0 | 0 | 0 | 0 | 0 | 0 | 67.6497 | 0 | 2.6869 | 37.3503 | 0 | 0 | 0
6415 | 91.5077 | 0 | 91.5077 | 46.133 | 2 | 8.214 | 10 | 13.3156 | 11.8452 | 13.3156 | 11.8452 | 0 | 0 | 0 | 0 | 0 | 0 | 0 | 0 | 0 | 58.133 | 0 | 2.7452 | 46.867 | 0 | 0 | 0
6416 | 88.7713 | 0 | 88.7713 | 42.9 | 2 | 7.0871 | 5.258 | 10.0468 | 21.4795 | 10.0468 | 21.4795 | 0 | 0 | 0 | 0 | 0 | 0 | 0 | 0 | 0 | 50.158 | 0 | 2.6631 | 54.842 | 0 | 0 | 0
6417 | 88.2288 | 0 | 88.2288 | 42.9 | 2 | 0 | 4 | 10.4447 | 32.1042 | 10.4447 | 32.1042 | 0 | 0 | 3.2202 | 0 | 0 | 0 | 3.2202 | 0 | 2.8981 | 48.9 | 0 | 2.6469 | 61.7553 | 0 | 0 | 0
6418 | 87.6697 | 0 | 87.6697 | 42.9 | 2 | 0 | 4 | 9.1547 | 36.7166 | 9.1547 | 36.7166 | 0 | 0 | 7.1016 | 0 | 0 | 0 | 7.1016 | 0 | 9.2895 | 48.9 | 0 | 2.6301 | 61.2748 | 0 | 0 | 0
6419 | 88.7346 | 0 | 88.7346 | 42.9 | 2 | 0 | 4 | 10.7292 | 44.719 | 10.7292 | 44.719 | 0 | 0 | 12 | 0 | 3.6136 | 0 | 15.6136 | 0 | 23.4211 | 48.9 | 0 | 2.662 | 60.221 | 0 | 0 | 0
6420 | 85.8048 | 0 | 85.8048 | 42.9 | 2 | 7.1054e-15 | 4 | 10.5687 | 41.1177 | 10.5687 | 41.1177 | 0 | 0 | 12 | 0 | 2.7817 | 0 | 14.7817 | 0 | 36.7857 | 48.9 | 0 | 2.5741 | 60.324 | 0 | 0 | 0
6421 | 84.6476 | 0 | 84.6476 | 42.9 | 2 | 0 | 4 | 10.314 | 47.1024 | 10.314 | 47.1024 | 0 | 0 | 12 | 0 | 9.6687 | 0 | 21.6687 | 0 | 56.4998 | 48.9 | 0 | 2.5394 | 59.4713 | 0 | 0 | 0
6422 | 85.6739 | 0 | 85.6739 | 42.9 | 2 | 7.1054e-15 | 4 | 10.9104 | 39.2407 | 10.9104 | 38.5043 | 0 | 0.73638 | 7.0116 | 0 | 5.6291 | 0 | 12.6407 | 0 | 68 | 48.9 | 0 | 2.5702 | 60.4978 | 0 | 3.5527e-15 | 0
6423 | 83.2377 | 0 | 83.2377 | 42.9 | 2 | 0 | 4 | 11.6806 | 30.7853 | 11.6806 | 22.6571 | 0 | 8.1282 | 0 | 0 | 0 | 0 | 0 | 0 | 68 | 48.9 | 0 | 2.4971 | 83.1477 | 0 | 0 | 0
6424 | 89.799 | 0 | 89.799 | 42.9 | 2 | 3.1909 | 4 | 13.3759 | 24.3321 | 13.3759 | 24.3321 | 0 | 0 | 0 | 0 | 0 | 0 | 0 | 0 | 68 | 48.9 | 0 | 2.694 | 81.3581 | 0 | 0 | 0
6425 | 91.4895 | 0 | 91.4895 | 43.0432 | 2 | 8.4889 | 10 | 11.9794 | 10.9425 | 11.9794 | 10.9425 | 0 | 0 | 0 | 5.0356 | 0 | 0 | 0 | 5.0356 | 62.4049 | 55.0432 | 0 | 2.7447 | 66.9213 | 0 | 0 | 0
6426 | 95.7369 | 0 | 95.7369 | 42.9 | 2 | 10.475 | 8.0925 | 11.127 | 5.5946e-15 | 11.127 | 5.5946e-15 | 0 | 0 | 0 | 12 | 0 | 9.1424 | 0 | 21.1424 | 39.1553 | 52.9925 | 0 | 2.8721 | 52.865 | 0 | 0 | 0
6427 | 102.5505 | 0 | 102.5505 | 45.6959 | 2 | 11.1613 | 10 | 12.3967 | 0 | 12.3967 | 0 | 0 | 0 | 0 | 12 | 0 | 9.2967 | 0 | 21.2967 | 15.7383 | 57.6959 | 0 | 3.0765 | 47.3041 | 0 | 0 | 0
6428 | 109.0203 | 0 | 109.0203 | 55 | 8.8923 | 12.1362 | 10 | 10.9918 | 0 | 10.9918 | 0 | 0 | 0 | 0 | 12 | 0 | 0 | 0 | 12 | 2.4049 | 73.8923 | 0 | 3.2706 | 31.1077 | 0 | 0 | 0
6429 | 102.887 | 0 | 102.887 | 55 | 11.8779 | 11.1684 | 10 | 12.6763 | 0 | 12.6763 | 0 | 0 | 0 | 0 | 2.1644 | 0 | 0 | 0 | 2.1644 | 0 | 76.8779 | 0 | 3.0866 | 28.1221 | 0 | 0 | -1.4211e-14
6430 | 98.0248 | 0 | 98.0248 | 55 | 9.9269 | 10.5869 | 10 | 12.5111 | 0 | 12.5111 | 0 | 0 | 0 | 0 | 0 | 0 | 0 | 0 | 0 | 0 | 74.9269 | 0 | 2.9407 | 30.0731 | 0 | 0 | 0
6431 | 94.2894 | 0 | 94.2894 | 55 | 5.3663 | 9.9425 | 10 | 13.9807 | 0 | 13.9807 | 0 | 0 | 0 | 0 | 0 | 0 | 0 | 0 | 0 | 0 | 70.3663 | 0 | 2.8287 | 34.6337 | 0 | 0 | 0
6432 | 81.1627 | 0 | 81.1627 | 47.6424 | 2 | 8.4272 | 10 | 13.0931 | 0 | 13.0931 | 0 | 0 | 0 | 0 | 0 | 0 | 0 | 0 | 0 | 0 | 59.6424 | 0 | 2.4349 | 45.3576 | 0 | 0 | 0
6433 | 85.0586 | 0 | 85.0586 | 50.0486 | 2 | 8.7672 | 10 | 14.2427 | 0 | 14.2427 | 0 | 0 | 0 | 0 | 0 | 0 | 0 | 0 | 0 | 0 | 62.0486 | 0 | 2.5518 | 42.9514 | 0 | 0 | 0
6434 | 83.5502 | 0 | 83.5502 | 50.936 | 2 | 8.8926 | 10 | 11.7216 | 0 | 11.7216 | 0 | 0 | 0 | 0 | 0 | 0 | 0 | 0 | 0 | 0 | 62.936 | 0 | 2.5065 | 42.064 | 0 | 0 | -1.4211e-14
6435 | 85.0284 | 0 | 85.0284 | 51.779 | 2 | 9.0117 | 10 | 12.2377 | 0 | 12.2377 | 0 | 0 | 0 | 0 | 0 | 0 | 0 | 0 | 0 | 0 | 63.779 | 0 | 2.5509 | 41.221 | 0 | 0 | 0
6436 | 85.2246 | 0 | 85.2246 | 50.6347 | 2 | 8.85 | 10 | 13.7399 | 0 | 13.7399 | 0 | 0 | 0 | 0 | 0 | 0 | 0 | 0 | 0 | 0 | 62.6347 | 0 | 2.5567 | 42.3653 | 0 | 0 | 0
6437 | 87.8569 | 0 | 87.8569 | 54.5626 | 2 | 9.405 | 10 | 11.8893 | 0 | 11.8893 | 0 | 0 | 0 | 0 | 0 | 0 | 0 | 0 | 0 | 0 | 66.5626 | 0 | 2.6357 | 38.4374 | 0 | 0 | 0
6438 | 84.8268 | 0 | 84.8268 | 50.3233 | 2 | 8.806 | 10 | 13.6975 | 0 | 13.6975 | 0 | 0 | 0 | 0 | 0 | 0 | 0 | 0 | 0 | 0 | 62.3233 | 0 | 2.5448 | 42.6767 | 0 | 0 | 0
6439 | 86.5207 | 0 | 86.5207 | 43.3401 | 2 | 7.8193 | 10 | 12.6874 | 10.6738 | 12.6874 | 10.6738 | 0 | 0 | 0 | 0 | 0 | 0 | 0 | 0 | 0 | 55.3401 | 0 | 2.5956 | 49.6599 | 0 | 0 | 0
6440 | 83.8039 | 0 | 83.8039 | 42.9 | 2 | 5.6435 | 4 | 10.8044 | 18.456 | 10.8044 | 18.456 | 0 | 0 | 0 | 0 | 0 | 0 | 0 | 0 | 0 | 48.9 | 0 | 2.5141 | 57.2092 | 0 | 1.4211e-14 | 0
6441 | 85.9687 | 0 | 85.9687 | 42.9 | 2 | 0 | 4 | 10.0707 | 32.2002 | 10.0707 | 32.2002 | 0 | 0 | 5.2021 | 0 | 0 | 0 | 5.2021 | 0 | 4.6819 | 48.9 | 0 | 2.5791 | 61.5099 | 0 | 0 | 0
6442 | 83.7682 | 0 | 83.7682 | 42.9 | 2 | 0 | 4 | 11.1931 | 37.4088 | 11.1931 | 37.4088 | 0 | 0 | 12 | 0 | 1.7337 | 0 | 13.7337 | 0 | 17.0803 | 48.9 | 0 | 2.513 | 60.4537 | 0 | 0 | 0
6443 | 85.1074 | 0 | 85.1074 | 42.9 | 2 | 0 | 4 | 9.3896 | 43.0522 | 9.3896 | 43.0522 | 0 | 0 | 12 | 0 | 4.2344 | 0 | 16.2344 | 0 | 31.7842 | 48.9 | 0 | 2.5532 | 60.1441 | 0 | 0 | 0
6444 | 84.0899 | 0 | 84.0899 | 42.9 | 2 | 1.4211e-14 | 4 | 9.7622 | 41.5734 | 9.7622 | 41.5734 | 0 | 0 | 12 | 0 | 4.1456 | 0 | 16.1456 | 0 | 46.4062 | 48.9 | 0 | 2.5227 | 60.1551 | 0 | 0 | 0
6445 | 80.7879 | 0 | 80.7879 | 42.9 | 2 | 0 | 4 | 10.2143 | 36.2738 | 10.2143 | 36.2738 | 0 | 0 | 12 | 0 | 2.6002 | 0 | 14.6002 | 0 | 59.6035 | 48.9 | 0 | 2.4236 | 60.3464 | 0 | 0 | 0
6446 | 82.7397 | 0 | 82.7397 | 42.9 | 2 | 0 | 4 | 11.056 | 38.358 | 11.056 | 31.8941 | 0 | 6.4639 | 0.13123 | 0 | 8.9792 | 0 | 9.1104 | 0 | 68 | 48.9 | 0 | 2.4822 | 60.2258 | 0 | 1.0658e-14 | 0
6447 | 82.0762 | 0 | 82.0762 | 42.9 | 2 | 7.1054e-15 | 4 | 10.7831 | 29.1049 | 10.7831 | 22.3932 | 0 | 6.7117 | 0 | 0 | 0 | 0 | 0 | 0 | 68 | 48.9 | 0 | 2.4623 | 83.323 | 0 | 0 | 0
6448 | 85.1035 | 0 | 85.1035 | 42.9 | 2 | 4.5889 | 4 | 12.0414 | 19.5733 | 12.0414 | 19.5733 | 0 | 0 | 0 | 0 | 0 | 0 | 0 | 0 | 68 | 48.9 | 0 | 2.5531 | 80.1332 | 0 | 0 | 0
6449 | 91.4783 | 0 | 91.4783 | 42.9 | 2 | 8.2971 | 7.7739 | 11.8129 | 12.6469 | 11.8129 | 12.6469 | 0 | 0 | 0 | 6.0474 | 0 | 0 | 0 | 6.0474 | 61.2806 | 52.6739 | 0 | 2.7443 | 68.2786 | 0 | 0 | 0
6450 | 95.5883 | 0 | 95.5883 | 42.9 | 2 | 10.3065 | 6.0426 | 12.3393 | 5.1387e-15 | 12.3393 | 5.1387e-15 | 0 | 0 | 0 | 12 | 0 | 10 | 0 | 22 | 37.1008 | 50.9426 | 0 | 2.8676 | 54.0574 | 0 | 1.4211e-14 | 0
6451 | 100.8469 | 0 | 100.8469 | 45.2937 | 2 | 10.9833 | 10 | 12.1309 | 0 | 12.1309 | 0 | 0 | 0 | 0 | 12 | 0 | 8.4391 | 0 | 20.4391 | 14.6139 | 57.2937 | 0 | 3.0254 | 47.7063 | 0 | 0 | 0
6452 | 103.3224 | 0 | 103.3224 | 53.708 | 2 | 10.9798 | 10 | 14.6345 | 0 | 14.6345 | 0 | 0 | 0 | 0 | 12 | 0 | 0 | 0 | 12 | 1.2806 | 65.708 | 0 | 3.0997 | 39.292 | 0 | 0 | 0
6453 | 97.7269 | 0 | 97.7269 | 55 | 7.4933 | 10.4059 | 10 | 13.6752 | 0 | 13.6752 | 0 | 0 | 0 | 0 | 1.1526 | 0 | 0 | 0 | 1.1526 | 0 | 72.4933 | 0 | 2.9318 | 32.5067 | 0 | 0 | 0
6454 | 97.1528 | 0 | 97.1528 | 55 | 7.3708 | 10.2257 | 10 | 14.5563 | 0 | 14.5563 | 0 | 0 | 0 | 0 | 0 | 0 | 0 | 0 | 0 | 0 | 72.3708 | 0 | 2.9146 | 32.6292 | 0 | 0 | 0
6455 | 90.7049 | 0 | 90.7049 | 55 | 3.7898 | 9.7197 | 10 | 12.1954 | 0 | 12.1954 | 0 | 0 | 0 | 0 | 0 | 0 | 0 | 0 | 0 | 0 | 68.7898 | 0 | 2.7211 | 36.2102 | 0 | 0 | 0
6456 | 84.6723 | 0 | 84.6723 | 51.6173 | 2 | 8.9889 | 10 | 12.0661 | 0 | 12.0661 | 0 | 0 | 0 | 0 | 0 | 0 | 0 | 0 | 0 | 0 | 63.6173 | 0 | 2.5402 | 41.3827 | 0 | 0 | 0
6457 | 85.2588 | 0 | 85.2588 | 50.5547 | 2 | 8.8387 | 10 | 13.8653 | 0 | 13.8653 | 0 | 0 | 0 | 0 | 0 | 0 | 0 | 0 | 0 | 0 | 62.5547 | 0 | 2.5578 | 42.4453 | 0 | 0 | 0
6458 | 84.4825 | 0 | 84.4825 | 49.8972 | 2 | 8.7458 | 10 | 13.8396 | 0 | 13.8396 | 0 | 0 | 0 | 0 | 0 | 0 | 0 | 0 | 0 | 0 | 61.8972 | 0 | 2.5345 | 43.1028 | 0 | 0 | 0
6459 | 84.7729 | 0 | 84.7729 | 50.6526 | 2 | 8.8526 | 10 | 13.2677 | 0 | 13.2677 | 0 | 0 | 0 | 0 | 0 | 0 | 0 | 0 | 0 | 0 | 62.6526 | 0 | 2.5432 | 42.3474 | 0 | 1.4211e-14 | 0
6460 | 85.035 | 0 | 85.035 | 52.4353 | 2 | 9.1044 | 10 | 11.4953 | 0 | 11.4953 | 0 | 0 | 0 | 0 | 0 | 0 | 0 | 0 | 0 | 0 | 64.4353 | 0 | 2.551 | 40.5647 | 0 | 0 | 0
6461 | 84.5092 | 0 | 84.5092 | 50.5878 | 2 | 8.8434 | 10 | 13.078 | 0 | 13.078 | 0 | 0 | 0 | 0 | 0 | 0 | 0 | 0 | 0 | 0 | 62.5878 | 0 | 2.5353 | 42.4122 | 0 | 0 | 0
6462 | 83.7813 | 0 | 83.7813 | 51.7498 | 2 | 9.0076 | 10 | 11.0239 | 0 | 11.0239 | 0 | 0 | 0 | 0 | 0 | 0 | 0 | 0 | 0 | 0 | 63.7498 | 0 | 2.5134 | 41.2502 | 0 | 1.4211e-14 | 0
6463 | 85.0313 | 0 | 85.0313 | 43.8637 | 2 | 7.8933 | 10 | 9.9245 | 11.3498 | 9.9245 | 11.3498 | 0 | 0 | 0 | 0 | 0 | 0 | 0 | 0 | 0 | 55.8637 | 0 | 2.5509 | 49.1363 | 0 | 0 | 0
6464 | 84.1149 | 0 | 84.1149 | 42.9 | 2 | 0.54827 | 4 | 11.7744 | 22.8922 | 11.7744 | 22.8922 | 0 | 0 | 0 | 0 | 0 | 0 | 0 | 0 | 0 | 48.9 | 0 | 2.5234 | 61.6736 | 0 | 0 | 0
6465 | 87.1264 | 0 | 87.1264 | 42.9 | 2 | 7.1054e-15 | 4 | 11.4319 | 35.6652 | 11.4319 | 35.6652 | 0 | 0 | 8.8707 | 0 | 0 | 0 | 8.8707 | 0 | 7.9836 | 48.9 | 0 | 2.6138 | 61.0558 | 0 | 0 | 0
6466 | 86.0862 | 0 | 86.0862 | 42.9 | 2 | 0 | 4 | 10.2035 | 39.8537 | 10.2035 | 39.8537 | 0 | 0 | 12 | 0 | 0.87108 | 0 | 12.8711 | 0 | 19.5867 | 48.9 | 0 | 2.5826 | 60.5605 | 0 | 0 | 0
6467 | 82.5527 | 0 | 82.5527 | 42.9 | 2 | 0 | 4 | 8.0724 | 47.614 | 8.0724 | 47.5803 | 0 | 0.033735 | 12 | 0 | 10 | 0 | 22 | 0 | 39.6062 | 48.9 | 0 | 2.4766 | 59.4261 | 0 | 0 | -1.4211e-14
6468 | 80.8034 | 0 | 80.8034 | 42.9 | 2 | 0 | 4 | 8.4375 | 50.6331 | 8.4375 | 45.4659 | 0 | 5.1672 | 12 | 0 | 10 | 0 | 22 | 0 | 59.6258 | 48.9 | 0 | 2.4241 | 58.7906 | 0 | 1.4211e-14 | 0
6469 | 81.5636 | 0 | 81.5636 | 42.9 | 2 | 7.1054e-15 | 4 | 10.1054 | 42.5089 | 10.1054 | 31.8429 | 0 | 10.666 | 8.4627 | 0 | 0.82196 | 0 | 9.2846 | 0 | 68 | 48.9 | 0 | 2.4469 | 59.684 | 0 | 0 | -1.7764e-15
6470 | 79.8624 | 0 | 79.8624 | 42.9 | 2 | 0 | 4 | 9.7675 | 38.6916 | 9.7675 | 21.1949 | 0 | 17.4967 | 0 | 0 | 0 | 0 | 0 | 0 | 68 | 48.9 | 0 | 2.3959 | 81.9878 | 0 | 0 | 0
6471 | 79.2527 | 0 | 79.2527 | 42.9 | 2 | 1.4211e-14 | 4 | 9.5839 | 33.7126 | 9.5839 | 20.7688 | 0 | 12.9438 | 0 | 0 | 0 | 0 | 0 | 0 | 68 | 48.9 | 0 | 2.3776 | 82.5515 | 0 | 0 | 0
6472 | 83.7546 | 0 | 83.7546 | 42.9 | 2 | 3.5282 | 4 | 9.9009 | 21.4256 | 9.9009 | 21.4256 | 0 | 0 | 0 | 0 | 0 | 0 | 0 | 0 | 68 | 48.9 | 0 | 2.5126 | 81.0626 | 0 | 0 | 0
6473 | 87.7097 | 0 | 87.7097 | 42.9 | 2 | 7.9435 | 5.9934 | 11.742 | 11.8056 | 11.742 | 11.8056 | 0 | 0 | 0 | 5.3253 | 0 | 0 | 0 | 5.3253 | 62.083 | 50.8934 | 0 | 2.6313 | 70.7813 | 0 | 1.4211e-14 | 0
6474 | 94.655 | 0 | 94.655 | 42.9 | 2 | 10.2993 | 5.9917 | 11.4641 | 5.6899e-15 | 11.4641 | 5.6899e-15 | 0 | 0 | 0 | 12 | 0 | 10 | 0 | 22 | 37.9032 | 50.8917 | 0 | 2.8397 | 54.1083 | 0 | 0 | 0
6475 | 99.394 | 0 | 99.394 | 44.1532 | 2 | 10.8222 | 10 | 11.9795 | 0 | 11.9795 | 0 | 0 | 0 | 0 | 12 | 0 | 8.4391 | 0 | 20.4391 | 15.4164 | 56.1532 | 0 | 2.9818 | 48.8468 | 0 | 0 | -1.4211e-14
6476 | 102.9467 | 0 | 102.9467 | 55 | 3.3553 | 11.3539 | 10 | 11.2375 | 0 | 11.2375 | 0 | 0 | 0 | 0 | 12 | 0 | 0 | 0 | 12 | 2.083 | 68.3553 | 0 | 3.0884 | 36.6447 | 0 | 0 | 0
6477 | 99.1752 | 0 | 99.1752 | 55 | 8.7882 | 10.6909 | 10 | 12.8213 | 0 | 12.8213 | 0 | 0 | 0 | 0 | 1.8747 | 0 | 0 | 0 | 1.8747 | 0 | 73.7882 | 0 | 2.9753 | 31.2118 | 0 | 0 | 0
6478 | 95.2588 | 0 | 95.2588 | 55 | 8.4174 | 10.3736 | 10 | 11.4678 | 0 | 11.4678 | 0 | 0 | 0 | 0 | 0 | 0 | 0 | 0 | 0 | 0 | 73.4174 | 0 | 2.8578 | 31.5826 | 0 | 0 | 0
6479 | 93.4968 | 0 | 93.4968 | 55 | 4.8675 | 9.872 | 10 | 13.7574 | 0 | 13.7574 | 0 | 0 | 0 | 0 | 0 | 0 | 0 | 0 | 0 | 0 | 69.8675 | 0 | 2.8049 | 35.1325 | 0 | 0 | 0
6480 | 80.2191 | 0 | 80.2191 | 48.272 | 2 | 8.5162 | 10 | 11.4308 | 0 | 11.4308 | 0 | 0 | 0 | 0 | 0 | 0 | 0 | 0 | 0 | 0 | 60.272 | 0 | 2.4066 | 44.728 | 0 | 0 | 0
6481 | 81.6488 | 0 | 81.6488 | 49.4186 | 2 | 8.6782 | 10 | 11.5521 | 0 | 11.5521 | 0 | 0 | 0 | 0 | 0 | 0 | 0 | 0 | 0 | 0 | 61.4186 | 0 | 2.4495 | 43.5814 | 0 | 0 | 0
6482 | 84.7516 | 0 | 84.7516 | 52.1065 | 2 | 9.058 | 10 | 11.5871 | 0 | 11.5871 | 0 | 0 | 0 | 0 | 0 | 0 | 0 | 0 | 0 | 0 | 64.1065 | 0 | 2.5425 | 40.8935 | 0 | 0 | 0
6483 | 83.1196 | 0 | 83.1196 | 51.3905 | 2 | 8.9568 | 10 | 10.7723 | 0 | 10.7723 | 0 | 0 | 0 | 0 | 0 | 0 | 0 | 0 | 0 | 0 | 63.3905 | 0 | 2.4936 | 41.6095 | 0 | 0 | 0
6484 | 83.4786 | 0 | 83.4786 | 54.5966 | 2 | 9.4098 | 10 | 7.4722 | 0 | 7.4722 | 0 | 0 | 0 | 0 | 0 | 0 | 0 | 0 | 0 | 0 | 66.5966 | 0 | 2.5044 | 38.4034 | 0 | 0 | 0
6485 | 83.0499 | 0 | 83.0499 | 50.9551 | 2 | 8.8953 | 10 | 11.1995 | 0 | 11.1995 | 0 | 0 | 0 | 0 | 0 | 0 | 0 | 0 | 0 | 0 | 62.9551 | 0 | 2.4915 | 42.0449 | 0 | 0 | 0
6486 | 83.517 | 0 | 83.517 | 52.7923 | 2 | 9.1549 | 10 | 9.5698 | 0 | 9.5698 | 0 | 0 | 0 | 0 | 0 | 0 | 0 | 0 | 0 | 0 | 64.7923 | 0 | 2.5055 | 40.2077 | 0 | 0 | 0
6487 | 81.9957 | 0 | 81.9957 | 42.9 | 2 | 7.3824 | 7.3476 | 9.1472 | 13.2185 | 9.1472 | 13.2185 | 0 | 0 | 0 | 0 | 0 | 0 | 0 | 0 | 0 | 52.2476 | 0 | 2.4599 | 52.7524 | 0 | 0 | 0
6488 | 85.0299 | 0 | 85.0299 | 42.9 | 2 | 0.39849 | 4 | 10.1951 | 25.5363 | 10.1951 | 25.5363 | 0 | 0 | 0 | 0 | 0 | 0 | 0 | 0 | 0 | 48.9 | 0 | 2.5509 | 61.8048 | 0 | 0 | 0
6489 | 81.1677 | 0 | 81.1677 | 42.9 | 2 | 7.1054e-15 | 4 | 7.1621 | 37.6031 | 7.1621 | 37.6031 | 0 | 0 | 12 | 0 | 0.4975 | 0 | 12.4975 | 0 | 11.2587 | 48.9 | 0 | 2.435 | 60.6067 | 0 | 0 | 0
6490 | 82.2628 | 0 | 82.2628 | 42.9 | 2 | 0 | 4 | 9.7472 | 45.1836 | 9.7472 | 45.1836 | 0 | 0 | 12 | 0 | 9.5681 | 0 | 21.5681 | 0 | 30.88 | 48.9 | 0 | 2.4679 | 59.4838 | 0 | 0 | 0
6491 | 80.7617 | 0 | 80.7617 | 42.9 | 2 | 0 | 4 | 8.7173 | 48.9048 | 8.7173 | 45.1443 | 0 | 3.7604 | 12 | 0 | 10 | 0 | 22 | 0 | 50.8996 | 48.9 | 0 | 2.4228 | 58.9647 | 0 | 1.4211e-14 | 0
6492 | 82.5827 | 0 | 82.5827 | 42.9 | 2 | 7.1054e-15 | 4 | 10.2915 | 55 | 10.2915 | 37.0186 | 0 | 17.9814 | 12 | 0 | 1.6274 | 0 | 13.6274 | 0 | 63.2 | 48.9 | 0 | 2.4775 | 58.2407 | 0 | 1.5987e-14 | 0
6493 | 82.1846 | 0 | 82.1846 | 42.9 | 2 | 0 | 4 | 8.8164 | 53.6184 | 8.8164 | 29.8016 | 0 | 23.8168 | 5.3333 | 0 | 0 | 0 | 5.3333 | 0 | 68 | 48.9 | 0 | 2.4655 | 68.5451 | 0 | 0 | -1.5987e-14
6494 | 80.4217 | 0 | 80.4217 | 42.9 | 2 | 0 | 4 | 10.446 | 48.4504 | 10.446 | 21.0758 | 0 | 27.3746 | 0 | 0 | 0 | 0 | 0 | 0 | 68 | 48.9 | 0 | 2.4127 | 80.7649 | 0 | 0 | 0
6495 | 80.3248 | 0 | 80.3248 | 42.9 | 2 | 0 | 4 | 7.6829 | 39.532 | 7.6829 | 23.7419 | 0 | 15.7902 | 0 | 0 | 0 | 0 | 0 | 0 | 68 | 48.9 | 0 | 2.4097 | 82.1991 | 0 | 1.4211e-14 | 0
6496 | 81.1847 | 0 | 81.1847 | 42.9 | 2 | 0 | 4 | 8.7161 | 30.4235 | 8.7161 | 23.5686 | 0 | 6.8549 | 0 | 0 | 0 | 0 | 0 | 0 | 68 | 48.9 | 0 | 2.4355 | 83.3053 | 0 | 0 | 0
6497 | 86.3051 | 0 | 86.3051 | 42.9 | 2 | 7.6485 | 6.4843 | 10.1433 | 14.3821 | 10.1433 | 14.3821 | 0 | 0 | 0 | 2.7469 | 0 | 0 | 0 | 2.7469 | 64.9479 | 51.3843 | 0 | 2.5892 | 72.8688 | 0 | 0 | 0
6498 | 90.6169 | 0 | 90.6169 | 42.9 | 2 | 10.0276 | 4.2216 | 9.6202 | 6.7849e-15 | 9.6202 | 6.7849e-15 | 0 | 0 | 0 | 12 | 0 | 9.8474 | 0 | 21.8474 | 40.9335 | 49.1216 | 0 | 2.7185 | 56.0309 | 0 | 0 | 0
6499 | 96.7773 | 0 | 96.7773 | 43.7618 | 2 | 10.7884 | 10 | 9.6354 | 0 | 9.6354 | 0 | 0 | 0 | 0 | 12 | 0 | 8.5917 | 0 | 20.5917 | 18.2812 | 55.7618 | 0 | 2.9033 | 49.2382 | 0 | 0 | 0
6500 | 102.7079 | 0 | 102.7079 | 55 | 2.068 | 11.172 | 10 | 12.4678 | 0 | 12.4678 | 0 | 0 | 0 | 0 | 12 | 0 | 0 | 0 | 12 | 4.9479 | 67.068 | 0 | 3.0812 | 37.932 | 0 | 0 | 0
6501 | 99.12 | 0 | 99.12 | 55 | 7.5304 | 10.8775 | 10 | 11.2591 | 0 | 11.2591 | 0 | 0 | 0 | 0 | 4.4531 | 0 | 0 | 0 | 4.4531 | 0 | 72.5304 | 0 | 2.9736 | 32.4696 | 0 | 0 | 0
6502 | 92.723 | 0 | 92.723 | 55 | 7.4529 | 10.2373 | 10 | 10.0328 | 0 | 10.0328 | 0 | 0 | 0 | 0 | 0 | 0 | 0 | 0 | 0 | 0 | 72.4529 | 0 | 2.7817 | 32.5471 | 0 | 0 | 0
6503 | 90.7432 | 0 | 90.7432 | 55 | 3.2606 | 9.6449 | 10 | 12.8376 | 0 | 12.8376 | 0 | 0 | 0 | 0 | 0 | 0 | 0 | 0 | 0 | 0 | 68.2606 | 0 | 2.7223 | 36.7394 | 0 | 0 | 0
6504 | 79.242 | 0 | 79.242 | 45.5031 | 2 | 8.125 | 10 | 13.6139 | 0 | 13.6139 | 0 | 0 | 0 | 0 | 0 | 0 | 0 | 0 | 0 | 0 | 57.5031 | 0 | 2.3773 | 47.4969 | 0 | 0 | 0
6505 | 79.3296 | 0 | 79.3296 | 45.9288 | 2 | 8.1851 | 10 | 13.2156 | 0 | 13.2156 | 0 | 0 | 0 | 0 | 0 | 0 | 0 | 0 | 0 | 0 | 57.9288 | 0 | 2.3799 | 47.0712 | 0 | 0 | 0
6506 | 81.7676 | 0 | 81.7676 | 49.885 | 2 | 8.7441 | 10 | 11.1384 | 0 | 11.1384 | 0 | 0 | 0 | 0 | 0 | 0 | 0 | 0 | 0 | 0 | 61.885 | 0 | 2.453 | 43.115 | 0 | 0 | 0
6507 | 82.3258 | 0 | 82.3258 | 48.3735 | 2 | 8.5305 | 10 | 13.4217 | 0 | 13.4217 | 0 | 0 | 0 | 0 | 0 | 0 | 0 | 0 | 0 | 0 | 60.3735 | 0 | 2.4698 | 44.6265 | 0 | 0 | 0
6508 | 82.6519 | 0 | 82.6519 | 49.4537 | 2 | 8.6832 | 10 | 12.515 | 0 | 12.515 | 0 | 0 | 0 | 0 | 0 | 0 | 0 | 0 | 0 | 0 | 61.4537 | 0 | 2.4796 | 43.5463 | 0 | 0 | 0
6509 | 81.6706 | 0 | 81.6706 | 51.5979 | 2 | 8.9861 | 10 | 9.0865 | 0 | 9.0865 | 0 | 0 | 0 | 0 | 0 | 0 | 0 | 0 | 0 | 0 | 63.5979 | 0 | 2.4501 | 41.4021 | 0 | 0 | 0
6510 | 83.0712 | 0 | 83.0712 | 50.7556 | 2 | 8.8671 | 10 | 11.4484 | 0 | 11.4484 | 0 | 0 | 0 | 0 | 0 | 0 | 0 | 0 | 0 | 0 | 62.7556 | 0 | 2.4921 | 42.2444 | 0 | 0 | 0
6511 | 83.2963 | 0 | 83.2963 | 42.9 | 2 | 7.7157 | 9.7065 | 8.5721 | 12.4021 | 8.5721 | 12.4021 | 0 | 0 | 0 | 0 | 0 | 0 | 0 | 0 | 0 | 54.6065 | 0 | 2.4989 | 50.3935 | 0 | 1.4211e-14 | 0
6512 | 81.957 | 0 | 81.957 | 42.9 | 2 | 0 | 4 | 9.5925 | 24.5997 | 9.5925 | 24.5997 | 0 | 0 | 1.1351 | 0 | 0 | 0 | 1.1351 | 0 | 1.0216 | 48.9 | 0 | 2.4587 | 62.0134 | 0 | 0 | 0
6513 | 79.3426 | 0 | 79.3426 | 42.9 | 2 | 7.1054e-15 | 4 | 8.9525 | 29.6582 | 8.9525 | 29.6582 | 0 | 0 | 8.1681 | 0 | 0 | 0 | 8.1681 | 0 | 8.3729 | 48.9 | 0 | 2.3803 | 61.1427 | 0 | 0 | 0
6514 | 78.5734 | 0 | 78.5734 | 42.9 | 2 | 0 | 4 | 8.8817 | 45.6667 | 8.8817 | 42.7916 | 0 | 2.8751 | 12 | 0 | 10 | 0 | 22 | 0 | 28.3925 | 48.9 | 0 | 2.3572 | 59.0744 | 0 | 0 | -1.4211e-14
6515 | 79.2517 | 0 | 79.2517 | 42.9 | 2 | 7.1054e-15 | 4 | 8.0961 | 45.659 | 8.0961 | 44.2556 | 0 | 1.4034 | 12 | 0 | 10 | 0 | 22 | 0 | 48.412 | 48.9 | 0 | 2.3776 | 59.2566 | 0 | 0 | 0
6516 | 79.1233 | 0 | 79.1233 | 42.9 | 2 | 7.1054e-15 | 4 | 8.6482 | 44.269 | 8.6482 | 35.2681 | 0 | 9.0008 | 12 | 0 | 1.693 | 0 | 13.693 | 0 | 60.7729 | 48.9 | 0 | 2.3737 | 59.3444 | 0 | 3.5527e-15 | 0
6517 | 78.4157 | 0 | 78.4157 | 42.9 | 2 | 0 | 4 | 8.7586 | 42.515 | 8.7586 | 28.7872 | 0 | 13.7278 | 8.0301 | 0 | 0 | 0 | 8.0301 | 0 | 68 | 48.9 | 0 | 2.3525 | 69.4603 | 0 | 0 | 0
6518 | 75.7918 | 0 | 75.7918 | 42.9 | 2 | 0 | 4 | 10.771 | 39.1199 | 10.771 | 16.1208 | 0 | 22.9991 | 0 | 0 | 0 | 0 | 0 | 0 | 68 | 48.9 | 0 | 2.2738 | 81.3066 | 0 | 0 | 0
6519 | 78.3402 | 0 | 78.3402 | 42.9 | 2 | 7.1054e-15 | 4 | 10.9025 | 33.5777 | 10.9025 | 18.5377 | 0 | 15.0399 | 0 | 0 | 0 | 0 | 0 | 0 | 68 | 48.9 | 0 | 2.3502 | 82.292 | 0 | 0 | 0
6520 | 79.1626 | 0 | 79.1626 | 42.9 | 2 | 0.20386 | 4 | 8.21 | 21.8488 | 8.21 | 21.8488 | 0 | 0 | 0 | 0 | 0 | 0 | 0 | 0 | 68 | 48.9 | 0 | 2.3749 | 83.9753 | 0 | 0 | 0
6521 | 85.8662 | 0 | 85.8662 | 42.9 | 2 | 7.9946 | 6.7173 | 9.9765 | 11.3148 | 9.9765 | 11.3148 | 0 | 0 | 0 | 4.963 | 0 | 0 | 0 | 4.963 | 62.4855 | 51.6173 | 0 | 2.576 | 70.4197 | 0 | 0 | -1.4211e-14
6522 | 86.9238 | 0 | 86.9238 | 42.9 | 2 | 9.39 | 5.4774 | 11.0777 | 5.4343e-15 | 11.0777 | 5.4343e-15 | 0 | 0 | 0 | 12 | 0 | 4.0788 | 0 | 16.0788 | 44.7281 | 50.3774 | 0 | 2.6077 | 60.5439 | 0 | 0 | 0
6523 | 93.2132 | 0 | 93.2132 | 42.9 | 2 | 10.063 | 5.1837 | 11.9309 | 0 | 11.9309 | 0 | 0 | 0 | 0 | 12 | 0 | 9.1356 | 0 | 21.1356 | 21.4859 | 50.0837 | 0 | 2.7964 | 55.7807 | 0 | 1.4211e-14 | 0
6524 | 96.6585 | 0 | 96.6585 | 45.2478 | 2 | 10.5227 | 10 | 11.6633 | 0 | 11.6633 | 0 | 0 | 0 | 0 | 12 | 0 | 5.2247 | 0 | 17.2247 | 2.4855 | 57.2478 | 0 | 2.8998 | 47.7522 | 0 | 0 | 0
6525 | 96.0054 | 0 | 96.0054 | 55 | 6.1471 | 10.3689 | 10 | 12.2524 | 0 | 12.2524 | 0 | 0 | 0 | 0 | 2.237 | 0 | 0 | 0 | 2.237 | 0 | 71.1471 | 0 | 2.8802 | 33.8529 | 0 | 0 | 0
6526 | 92.3085 | 0 | 92.3085 | 55 | 5.6642 | 9.9846 | 10 | 11.6598 | 0 | 11.6598 | 0 | 0 | 0 | 0 | 0 | 0 | 0 | 0 | 0 | 0 | 70.6642 | 0 | 2.7693 | 34.3358 | 0 | 0 | 0
6527 | 85.7818 | 0 | 85.7818 | 52.7251 | 2 | 9.1454 | 10 | 11.9113 | 0 | 11.9113 | 0 | 0 | 0 | 0 | 0 | 0 | 0 | 0 | 0 | 0 | 64.7251 | 0 | 2.5735 | 40.2749 | 0 | 1.4211e-14 | 0
6528 | 84.7021 | 0 | 84.7021 | 53.1991 | 2 | 9.2124 | 10 | 10.2906 | 0 | 10.2906 | 0 | 0 | 0 | 0 | 0 | 0 | 0 | 0 | 0 | 0 | 65.1991 | 0 | 2.5411 | 39.8009 | 0 | 0 | 0
6529 | 83.1377 | 0 | 83.1377 | 48.6986 | 2 | 8.5765 | 10 | 13.8626 | 0 | 13.8626 | 0 | 0 | 0 | 0 | 0 | 0 | 0 | 0 | 0 | 0 | 60.6986 | 0 | 2.4941 | 44.3014 | 0 | 0 | 0
6530 | 85.403 | 0 | 85.403 | 51.3826 | 2 | 8.9557 | 10 | 13.0647 | 0 | 13.0647 | 0 | 0 | 0 | 0 | 0 | 0 | 0 | 0 | 0 | 0 | 63.3826 | 0 | 2.5621 | 41.6174 | 0 | 0 | 0
6531 | 85.6672 | 0 | 85.6672 | 52.3085 | 2 | 9.0865 | 10 | 12.2722 | 0 | 12.2722 | 0 | 0 | 0 | 0 | 0 | 0 | 0 | 0 | 0 | 0 | 64.3085 | 0 | 2.57 | 40.6915 | 0 | 1.4211e-14 | 0
6532 | 86.2306 | 0 | 86.2306 | 54.0338 | 2 | 9.3303 | 10 | 10.8665 | 0 | 10.8665 | 0 | 0 | 0 | 0 | 0 | 0 | 0 | 0 | 0 | 0 | 66.0338 | 0 | 2.5869 | 38.9662 | 0 | 0 | -1.4211e-14
6533 | 87.1845 | 0 | 87.1845 | 54.9252 | 2 | 9.4563 | 10 | 10.8031 | 0 | 10.8031 | 0 | 0 | 0 | 0 | 0 | 0 | 0 | 0 | 0 | 0 | 66.9252 | 0 | 2.6155 | 38.0748 | 0 | 0 | 0
6534 | 88.3987 | 0 | 88.3987 | 55 | 3.9975 | 9.7491 | 10 | 9.6521 | 0 | 9.6521 | 0 | 0 | 0 | 0 | 0 | 0 | 0 | 0 | 0 | 0 | 68.9975 | 0 | 2.652 | 36.0025 | 0 | 0 | 0
6535 | 88.5521 | 0 | 88.5521 | 45.1926 | 2 | 8.0811 | 10 | 9.095 | 14.1835 | 9.095 | 14.1835 | 0 | 0 | 0 | 0 | 0 | 0 | 0 | 0 | 0 | 57.1926 | 0 | 2.6566 | 47.8074 | 0 | 0 | 0
6536 | 85.5426 | 0 | 85.5426 | 42.9 | 2 | 1.0367 | 4 | 9.7195 | 25.8864 | 9.7195 | 25.8864 | 0 | 0 | 0 | 0 | 0 | 0 | 0 | 0 | 0 | 48.9 | 0 | 2.5663 | 61.2456 | 0 | 0 | 0
6537 | 87.9291 | 0 | 87.9291 | 42.9 | 2 | 0 | 4 | 8.0135 | 37.3219 | 8.0135 | 37.3219 | 0 | 0 | 6.3064 | 0 | 0 | 0 | 6.3064 | 0 | 5.6757 | 48.9 | 0 | 2.6379 | 61.3732 | 0 | 0 | 0
6538 | 86.7241 | 0 | 86.7241 | 42.9 | 2 | 7.1054e-15 | 4 | 8.6979 | 43.7152 | 8.6979 | 43.7152 | 0 | 0 | 12 | 0 | 2.5889 | 0 | 14.5889 | 0 | 18.8626 | 48.9 | 0 | 2.6017 | 60.3478 | 0 | 0 | 0
6539 | 83.737 | 0 | 83.737 | 42.9 | 2 | 0 | 4 | 9.5746 | 50.8835 | 9.5746 | 47.2624 | 0 | 3.6211 | 12 | 0 | 10 | 0 | 22 | 0 | 38.8821 | 48.9 | 0 | 2.5121 | 58.982 | 0 | 1.4211e-14 | 0
6540 | 82.1792 | 0 | 82.1792 | 42.9 | 2 | 7.1054e-15 | 4 | 8.6942 | 50.5978 | 8.6942 | 45.6892 | 0 | 4.9086 | 12 | 0 | 9.1041 | 0 | 21.1041 | 0 | 58.0757 | 48.9 | 0 | 2.4654 | 58.9335 | 0 | 3.5527e-15 | 0
6541 | 83.1319 | 0 | 83.1319 | 42.9 | 2 | 1.4211e-14 | 4 | 9.3225 | 49.6353 | 9.3225 | 35.9364 | 0 | 13.6989 | 11.027 | 0 | 0 | 0 | 11.027 | 0 | 68 | 48.9 | 0 | 2.494 | 69.0928 | 0 | 0 | -1.7764e-15
6542 | 80.8033 | 0 | 80.8033 | 42.9 | 2 | 0 | 4 | 9.9852 | 50.1572 | 9.9852 | 21.9182 | 0 | 28.239 | 0 | 0 | 0 | 0 | 0 | 0 | 68 | 48.9 | 0 | 2.4241 | 80.6579 | 0 | 0 | 0
6543 | 82.1206 | 0 | 82.1206 | 42.9 | 2 | 0 | 4 | 7.2864 | 37.9814 | 7.2864 | 25.9342 | 0 | 12.0472 | 0 | 0 | 0 | 0 | 0 | 0 | 68 | 48.9 | 0 | 2.4636 | 82.6625 | 0 | 0 | 0
6544 | 84.4397 | 0 | 84.4397 | 42.9 | 2 | 0 | 4 | 9.1848 | 29.4224 | 9.1848 | 26.3548 | 0 | 3.0676 | 0 | 0 | 0 | 0 | 0 | 0 | 68 | 48.9 | 0 | 2.5332 | 83.7742 | 0 | 0 | 0
6545 | 90.8693 | 0 | 90.8693 | 42.9 | 2 | 8.4566 | 9.5275 | 8.0046 | 14.5579 | 8.0046 | 14.5579 | 0 | 0 | 0 | 5.4227 | 0 | 0 | 0 | 5.4227 | 61.9748 | 54.4275 | 0 | 2.7261 | 67.1498 | 0 | 0 | 0
6546 | 95.3287 | 0 | 95.3287 | 42.9 | 2 | 10.5171 | 7.5332 | 10.3783 | 6.3001e-15 | 10.3783 | 6.3001e-15 | 0 | 0 | 0 | 12 | 0 | 10 | 0 | 22 | 37.7949 | 52.4332 | 0 | 2.8599 | 52.5668 | 0 | 0 | 0
6547 | 99.8113 | 0 | 99.8113 | 44.9615 | 2 | 10.9364 | 10 | 11.4743 | 0 | 11.4743 | 0 | 0 | 0 | 0 | 12 | 0 | 8.4391 | 0 | 20.4391 | 15.3081 | 56.9615 | 0 | 2.9943 | 48.0385 | 0 | 0 | 0
6548 | 105.0799 | 0 | 105.0799 | 55 | 5.331 | 11.633 | 10 | 11.1159 | 0 | 11.1159 | 0 | 0 | 0 | 0 | 12 | 0 | 0 | 0 | 12 | 1.9748 | 70.331 | 0 | 3.1524 | 34.669 | 0 | 0 | 0
6549 | 99.5443 | 0 | 99.5443 | 55 | 11.3415 | 11.0379 | 10 | 10.3876 | 0 | 10.3876 | 0 | 0 | 0 | 0 | 1.7773 | 0 | 0 | 0 | 1.7773 | 0 | 76.3415 | 0 | 2.9863 | 28.6585 | 0 | 0 | -1.4211e-14
6550 | 94.5799 | 0 | 94.5799 | 55 | 8.9401 | 10.4474 | 10 | 10.1923 | 0 | 10.1923 | 0 | 0 | 0 | 0 | 0 | 0 | 0 | 0 | 0 | 0 | 73.9401 | 0 | 2.8374 | 31.0599 | 0 | 0 | 0
6551 | 93.9925 | 0 | 93.9925 | 55 | 7.3921 | 10.2287 | 10 | 11.3716 | 0 | 11.3716 | 0 | 0 | 0 | 0 | 0 | 0 | 0 | 0 | 0 | 0 | 72.3921 | 0 | 2.8198 | 32.6079 | 0 | 0 | 0
6552 | 83.2524 | 0 | 83.2524 | 48.9314 | 2 | 9.0311 | 10 | 13.2898 | 0 | 13.2898 | 0 | 0 | 0 | 0 | 0 | 0 | 0 | 0 | 0 | 0 | 60.9314 | 0 | 2.4976 | 44.0686 | 0 | 0 | 0
6553 | 86.7892 | 0 | 86.7892 | 52.753 | 2 | 9.5975 | 10 | 12.4387 | 0 | 12.4387 | 0 | 0 | 0 | 0 | 0 | 0 | 0 | 0 | 0 | 0 | 64.753 | 0 | 2.6037 | 40.247 | 0 | 0 | 0
6554 | 84.2765 | 0 | 84.2765 | 48.9485 | 2 | 9.0336 | 10 | 14.2944 | 0 | 14.2944 | 0 | 0 | 0 | 0 | 0 | 0 | 0 | 0 | 0 | 0 | 60.9485 | 0 | 2.5283 | 44.0515 | 0 | 0 | 0
6555 | 88.1369 | 0 | 88.1369 | 53.9808 | 2 | 9.7795 | 10 | 12.3766 | 0 | 12.3766 | 0 | 0 | 0 | 0 | 0 | 0 | 0 | 0 | 0 | 0 | 65.9808 | 0 | 2.6441 | 39.0192 | 0 | 0 | 0
6556 | 85.1826 | 0 | 85.1826 | 52.1315 | 2 | 9.5054 | 10 | 11.5457 | 0 | 11.5457 | 0 | 0 | 0 | 0 | 0 | 0 | 0 | 0 | 0 | 0 | 64.1315 | 0 | 2.5555 | 40.8685 | 0 | 0 | 0
6557 | 89.4141 | 0 | 89.4141 | 54.5422 | 2 | 9.8627 | 10 | 13.0092 | 0 | 13.0092 | 0 | 0 | 0 | 0 | 0 | 0 | 0 | 0 | 0 | 0 | 66.5422 | 0 | 2.6824 | 38.4578 | 0 | 0 | 0
6558 | 87.8898 | 0 | 87.8898 | 55 | 2.1433 | 9.9518 | 10 | 10.7947 | 0 | 10.7947 | 0 | 0 | 0 | 0 | 0 | 0 | 0 | 0 | 0 | 0 | 67.1433 | 0 | 2.6367 | 37.8567 | 0 | 0 | 0
6559 | 88.6699 | 0 | 88.6699 | 44.9911 | 2 | 8.4471 | 10 | 9.9223 | 13.3094 | 9.9223 | 13.3094 | 0 | 0 | 0 | 0 | 0 | 0 | 0 | 0 | 0 | 56.9911 | 0 | 2.6601 | 48.0089 | 0 | 0 | 0
6560 | 86.3226 | 0 | 86.3226 | 42.9 | 2 | 4.9632 | 4 | 9.88 | 22.5794 | 9.88 | 22.5794 | 0 | 0 | 0 | 0 | 0 | 0 | 0 | 0 | 0 | 48.9 | 0 | 2.5897 | 58.0897 | 0 | 0 | 0
6561 | 86.4517 | 0 | 86.4517 | 42.9 | 2 | 0 | 4 | 8.8839 | 35.4819 | 8.8839 | 35.4819 | 0 | 0 | 6.8141 | 0 | 0 | 0 | 6.8141 | 0 | 6.1327 | 48.9 | 0 | 2.5936 | 61.5326 | 0 | 0 | 0
6562 | 84.5344 | 0 | 84.5344 | 42.9 | 2 | 0 | 4 | 11.6803 | 39.8142 | 11.6803 | 39.8142 | 0 | 0 | 12 | 0 | 3.8602 | 0 | 15.8602 | 0 | 20.4916 | 48.9 | 0 | 2.536 | 60.3649 | 0 | 0 | 0
6563 | 85.6712 | 0 | 85.6712 | 42.9 | 2 | 0 | 4 | 9.4978 | 43.6889 | 9.4978 | 43.6889 | 0 | 0 | 12 | 0 | 4.4155 | 0 | 16.4155 | 0 | 35.3625 | 48.9 | 0 | 2.5701 | 60.2932 | 0 | 0 | 0
6564 | 86.1897 | 0 | 86.1897 | 42.9 | 2 | 0 | 4 | 9.9759 | 50.3031 | 9.9759 | 49.3138 | 0 | 0.98931 | 12 | 0 | 10 | 0 | 22 | 0 | 55.382 | 48.9 | 0 | 2.5857 | 59.4447 | 0 | 1.4211e-14 | 0
6565 | 83.5441 | 0 | 83.5441 | 42.9 | 2 | 7.1054e-15 | 4 | 10.0699 | 50.2286 | 10.0699 | 38.5107 | 0 | 11.7178 | 10.5192 | 0 | 3.4174 | 0 | 13.9366 | 0 | 68 | 48.9 | 0 | 2.5063 | 59.1006 | 0 | 3.5527e-15 | 0
6566 | 81.4253 | 0 | 81.4253 | 42.9 | 2 | 1.4211e-14 | 4 | 10.5857 | 40.576 | 10.5857 | 21.9396 | 0 | 18.6364 | 0 | 0 | 0 | 0 | 0 | 0 | 68 | 48.9 | 0 | 2.4428 | 82.0066 | 0 | 1.4211e-14 | 0
6567 | 80.9025 | 0 | 80.9025 | 42.9 | 2 | 0 | 4 | 9.9569 | 30.669 | 9.9569 | 22.0456 | 0 | 8.6234 | 0 | 0 | 0 | 0 | 0 | 0 | 68 | 48.9 | 0 | 2.4271 | 83.2991 | 0 | 0 | 0
6568 | 85.5321 | 0 | 85.5321 | 42.9 | 2 | 4.7955 | 4 | 10.1599 | 21.6767 | 10.1599 | 21.6767 | 0 | 0 | 0 | 0 | 0 | 0 | 0 | 0 | 68 | 48.9 | 0 | 2.566 | 80.2358 | 0 | 0 | 0
6569 | 92.4168 | 0 | 92.4168 | 42.9 | 2 | 8.998 | 7.9461 | 9.5298 | 13.1811 | 9.5298 | 13.1811 | 0 | 0 | 0 | 7.8619 | 0 | 0 | 0 | 7.8619 | 59.2645 | 52.8461 | 0 | 2.7725 | 66.292 | 0 | 0 | -1.4211e-14
6570 | 96.9317 | 0 | 96.9317 | 42.9 | 2 | 11.2099 | 8.7317 | 10.0901 | 6.0019e-15 | 10.0901 | 6.0019e-15 | 0 | 0 | 0 | 12 | 0 | 10 | 0 | 22 | 35.0847 | 53.6317 | 0 | 2.908 | 51.3683 | 0 | 0 | 0
6571 | 100.4092 | 0 | 100.4092 | 46.1812 | 2 | 11.6529 | 10 | 10.136 | 0 | 10.136 | 0 | 0 | 0 | 0 | 12 | 0 | 8.4391 | 0 | 20.4391 | 12.5979 | 58.1812 | 0 | 3.0123 | 46.8188 | 0 | 0 | 0
6572 | 105.4811 | 0 | 105.4811 | 55 | 4.2337 | 11.9421 | 10 | 12.9672 | 0 | 12.9672 | 0 | 0 | 0 | 0 | 11.3381 | 0 | 0 | 0 | 11.3381 | 0 | 69.2337 | 0 | 3.1644 | 35.7663 | 0 | 0 | 0
6573 | 100.997 | 0 | 100.997 | 55 | 11.6965 | 11.3677 | 10 | 12.9327 | 0 | 12.9327 | 0 | 0 | 0 | 0 | 0 | 0 | 0 | 0 | 0 | 0 | 76.6965 | 0 | 3.0299 | 28.3035 | 0 | 1.4211e-14 | 0
6574 | 96.7588 | 0 | 96.7588 | 55 | 6.6925 | 10.6261 | 10 | 14.4402 | 0 | 14.4402 | 0 | 0 | 0 | 0 | 0 | 0 | 0 | 0 | 0 | 0 | 71.6925 | 0 | 2.9028 | 33.3075 | 0 | 0 | 0
6575 | 91.6004 | 0 | 91.6004 | 55 | 2.6737 | 10.0304 | 10 | 13.8962 | 0 | 13.8962 | 0 | 0 | 0 | 0 | 0 | 0 | 0 | 0 | 0 | 0 | 67.6737 | 0 | 2.748 | 37.3263 | 0 | 0 | 0
6576 | 85.0715 | 0 | 85.0715 | 48.4679 | 2 | 8.9624 | 10 | 15.6413 | 0 | 15.6413 | 0 | 0 | 0 | 0 | 0 | 0 | 0 | 0 | 0 | 0 | 60.4679 | 0 | 2.5521 | 44.5321 | 0 | 0 | 0
6577 | 86.5759 | 0 | 86.5759 | 51.801 | 2 | 9.4564 | 10 | 13.3185 | 0 | 13.3185 | 0 | 0 | 0 | 0 | 0 | 0 | 0 | 0 | 0 | 0 | 63.801 | 0 | 2.5973 | 41.199 | 0 | 0 | 0
6578 | 85.6806 | 0 | 85.6806 | 50.9238 | 2 | 9.3264 | 10 | 13.4304 | 0 | 13.4304 | 0 | 0 | 0 | 0 | 0 | 0 | 0 | 0 | 0 | 0 | 62.9238 | 0 | 2.5704 | 42.0762 | 0 | 0 | 0
6579 | 85.3115 | 0 | 85.3115 | 51.7677 | 2 | 9.4515 | 10 | 12.0924 | 0 | 12.0924 | 0 | 0 | 0 | 0 | 0 | 0 | 0 | 0 | 0 | 0 | 63.7677 | 0 | 2.5593 | 41.2323 | 0 | 0 | 0
6580 | 87.6595 | 0 | 87.6595 | 51.0894 | 2 | 9.3509 | 10 | 15.2192 | 0 | 15.2192 | 0 | 0 | 0 | 0 | 0 | 0 | 0 | 0 | 0 | 0 | 63.0894 | 0 | 2.6298 | 41.9106 | 0 | 0 | 0
6581 | 85.4531 | 0 | 85.4531 | 49.7186 | 2 | 9.1478 | 10 | 14.5867 | 0 | 14.5867 | 0 | 0 | 0 | 0 | 0 | 0 | 0 | 0 | 0 | 0 | 61.7186 | 0 | 2.5636 | 43.2814 | 0 | 0 | 0
6582 | 88.6131 | 0 | 88.6131 | 54.337 | 2 | 9.8323 | 10 | 12.4439 | 0 | 12.4439 | 0 | 0 | 0 | 0 | 0 | 0 | 0 | 0 | 0 | 0 | 66.337 | 0 | 2.6584 | 38.663 | 0 | 0 | 0
6583 | 85.4772 | 0 | 85.4772 | 42.9 | 2 | 8.0512 | 9.4202 | 12.5879 | 10.5179 | 12.5879 | 10.5179 | 0 | 0 | 0 | 0 | 0 | 0 | 0 | 0 | 0 | 54.3202 | 0 | 2.5643 | 50.6798 | 0 | 1.4211e-14 | 0
6584 | 85.0779 | 0 | 85.0779 | 42.9 | 2 | 0.6442 | 4 | 12.1436 | 23.39 | 12.1436 | 23.39 | 0 | 0 | 0 | 0 | 0 | 0 | 0 | 0 | 0 | 48.9 | 0 | 2.5523 | 61.8512 | 0 | 0 | 0
6585 | 86.1963 | 0 | 86.1963 | 42.9 | 2 | 0 | 4 | 10.9307 | 32.0593 | 10.9307 | 32.0593 | 0 | 0 | 5.6937 | 0 | 0 | 0 | 5.6937 | 0 | 5.1243 | 48.9 | 0 | 2.5859 | 61.6773 | 0 | 0 | 0
6586 | 83.7578 | 0 | 83.7578 | 42.9 | 2 | 7.1054e-15 | 4 | 11.3785 | 38.9267 | 11.3785 | 38.9267 | 0 | 0 | 12 | 0 | 3.4475 | 0 | 15.4475 | 0 | 19.1027 | 48.9 | 0 | 2.5127 | 60.4182 | 0 | 0 | 0
6587 | 82.8349 | 0 | 82.8349 | 42.9 | 2 | 0 | 4 | 12.0819 | 46.4483 | 12.0819 | 43.8529 | 0 | 2.5954 | 12 | 0 | 10 | 0 | 22 | 0 | 39.1223 | 48.9 | 0 | 2.485 | 59.2374 | 0 | 1.4211e-14 | 0
6588 | 82.7626 | 0 | 82.7626 | 42.9 | 2 | 7.1054e-15 | 4 | 11.0259 | 46.8983 | 11.0259 | 43.0823 | 0 | 3.816 | 12 | 0 | 8.2456 | 0 | 20.2456 | 0 | 57.5243 | 48.9 | 0 | 2.4829 | 59.3063 | 0 | 3.5527e-15 | 0
6589 | 83.8177 | 0 | 83.8177 | 42.9 | 2 | 0 | 4 | 10.5212 | 49.2176 | 10.5212 | 36.0362 | 0 | 13.1815 | 11.6397 | 0 | 0 | 0 | 11.6397 | 0 | 68 | 48.9 | 0 | 2.5145 | 69.2082 | 0 | 0 | -1.7764e-15
6590 | 83.4569 | 0 | 83.4569 | 42.9 | 2 | 0 | 4 | 9.7055 | 37.1645 | 9.7055 | 24.8514 | 0 | 12.3132 | 0 | 0 | 0 | 0 | 0 | 0 | 68 | 48.9 | 0 | 2.5037 | 82.8228 | 0 | 0 | 0
6591 | 83.6917 | 0 | 83.6917 | 42.9 | 2 | 7.1054e-15 | 4 | 13.4031 | 31.8171 | 13.4031 | 21.3886 | 0 | 10.4285 | 0 | 0 | 0 | 0 | 0 | 0 | 68 | 48.9 | 0 | 2.5108 | 83.0661 | 0 | 0 | 0
6592 | 87.4927 | 0 | 87.4927 | 42.9 | 2 | 3.4472 | 4 | 13.5287 | 21.6168 | 13.5287 | 21.6168 | 0 | 0 | 0 | 0 | 0 | 0 | 0 | 0 | 68 | 48.9 | 0 | 2.6248 | 81.41 | 0 | 0 | 0
6593 | 91.4082 | 0 | 91.4082 | 42.9 | 2 | 6.9819 | 4 | 13.0476 | 11.4725 | 13.0476 | 11.4725 | 0 | 0 | 0 | 11.0061 | 0 | 0 | 0 | 11.0061 | 55.771 | 48.9 | 0 | 2.7422 | 68.7462 | 0 | 0 | 0
6594 | 95.322 | 0 | 95.322 | 42.9 | 2 | 10.614 | 4.7111 | 13.0969 | 5.6608e-15 | 13.0969 | 5.6608e-15 | 0 | 0 | 0 | 12 | 0 | 10 | 0 | 22 | 31.5911 | 49.6111 | 0 | 2.8597 | 55.3889 | 0 | 0 | 0
6595 | 99.4823 | 0 | 99.4823 | 43.1256 | 2 | 11.2 | 10 | 12.7176 | 0 | 12.7176 | 0 | 0 | 0 | 0 | 12 | 0 | 8.4391 | 0 | 20.4391 | 9.1043 | 55.1256 | 0 | 2.9845 | 49.8744 | 0 | 0 | 0
6596 | 106.1673 | 0 | 106.1673 | 55 | 9.0646 | 12.1921 | 10 | 11.7166 | 0 | 11.7166 | 0 | 0 | 0 | 0 | 8.1939 | 0 | 0 | 0 | 8.1939 | 0 | 74.0646 | 0 | 3.185 | 30.9354 | 0 | 1.4211e-14 | 0
6597 | 100.0266 | 0 | 100.0266 | 55 | 10.0409 | 11.1224 | 10 | 13.8633 | 0 | 13.8633 | 0 | 0 | 0 | 0 | 0 | 0 | 0 | 0 | 0 | 0 | 75.0409 | 0 | 3.0008 | 29.9591 | 0 | 0 | -1.4211e-14
6598 | 95.7832 | 0 | 95.7832 | 55 | 4.5771 | 10.3125 | 10 | 15.8936 | 0 | 15.8936 | 0 | 0 | 0 | 0 | 0 | 0 | 0 | 0 | 0 | 0 | 69.5771 | 0 | 2.8735 | 35.4229 | 0 | 0 | 0
6599 | 94.0978 | 0 | 94.0978 | 55 | 5.9021 | 10.5089 | 10 | 12.6868 | 0 | 12.6868 | 0 | 0 | 0 | 0 | 0 | 0 | 0 | 0 | 0 | 0 | 70.9021 | 0 | 2.8229 | 34.0979 | 0 | 0 | 0
6600 | 81.073 | 0 | 81.073 | 45.3473 | 2 | 8.4999 | 10 | 15.2258 | 0 | 15.2258 | 0 | 0 | 0 | 0 | 0 | 0 | 0 | 0 | 0 | 0 | 57.3473 | 0 | 2.4322 | 47.6527 | 0 | 0 | 0
6601 | 80.2593 | 0 | 80.2593 | 43.2849 | 2 | 8.1942 | 10 | 16.7802 | 0 | 16.7802 | 0 | 0 | 0 | 0 | 0 | 0 | 0 | 0 | 0 | 0 | 55.2849 | 0 | 2.4078 | 49.7151 | 0 | 0 | 0
6602 | 82.8153 | 0 | 82.8153 | 46.1793 | 2 | 8.6232 | 10 | 16.0129 | 0 | 16.0129 | 0 | 0 | 0 | 0 | 0 | 0 | 0 | 0 | 0 | 0 | 58.1793 | 0 | 2.4845 | 46.8207 | 0 | 0 | 0
6603 | 84.9807 | 0 | 84.9807 | 47.7944 | 2 | 8.8626 | 10 | 16.3237 | 0 | 16.3237 | 0 | 0 | 0 | 0 | 0 | 0 | 0 | 0 | 0 | 0 | 59.7944 | 0 | 2.5494 | 45.2056 | 0 | 0 | 0
6604 | 85.1498 | 0 | 85.1498 | 49.5366 | 2 | 9.1208 | 10 | 14.4924 | 0 | 14.4924 | 0 | 0 | 0 | 0 | 0 | 0 | 0 | 0 | 0 | 0 | 61.5366 | 0 | 2.5545 | 43.4634 | 0 | 0 | 0
6605 | 81.796 | 0 | 81.796 | 46.7457 | 2 | 8.7071 | 10 | 14.3432 | 0 | 14.3432 | 0 | 0 | 0 | 0 | 0 | 0 | 0 | 0 | 0 | 0 | 58.7457 | 0 | 2.4539 | 46.2543 | 0 | 0 | 0
6606 | 85.3997 | 0 | 85.3997 | 49.0804 | 2 | 9.0532 | 10 | 15.2662 | 0 | 15.2662 | 0 | 0 | 0 | 0 | 0 | 0 | 0 | 0 | 0 | 0 | 61.0804 | 0 | 2.562 | 43.9196 | 0 | 0 | 0
6607 | 84.3826 | 0 | 84.3826 | 42.9 | 2 | 7.3068 | 4.3978 | 14.0058 | 13.7722 | 14.0058 | 13.7722 | 0 | 0 | 0 | 0 | 0 | 0 | 0 | 0 | 0 | 49.2978 | 0 | 2.5315 | 55.7022 | 0 | 0 | 0
6608 | 83.4168 | 0 | 83.4168 | 42.9 | 2 | 7.1054e-15 | 4 | 14.4715 | 28.1986 | 14.4715 | 28.1986 | 0 | 0 | 8.1532 | 0 | 0 | 0 | 8.1532 | 0 | 7.3379 | 48.9 | 0 | 2.5025 | 61.3598 | 0 | 0 | 0
6609 | 81.8375 | 0 | 81.8375 | 42.9 | 2 | 0 | 4 | 13.165 | 39.0241 | 13.165 | 39.0241 | 0 | 0 | 12 | 0 | 7.2516 | 0 | 19.2516 | 0 | 24.8235 | 48.9 | 0 | 2.4551 | 59.9272 | 0 | 0 | 0
6610 | 82.388 | 0 | 82.388 | 42.9 | 2 | 7.1054e-15 | 4 | 11.7838 | 45.8086 | 11.7838 | 43.7042 | 0 | 2.1043 | 12 | 0 | 10 | 0 | 22 | 0 | 44.8431 | 48.9 | 0 | 2.4716 | 59.3007 | 0 | 0 | 0
6611 | 83.7087 | 0 | 83.7087 | 42.9 | 2 | 0 | 4 | 12.4487 | 47.4873 | 12.4487 | 38.8015 | 0 | 8.6858 | 12 | 0 | 4.4414 | 0 | 16.4414 | 0 | 59.7379 | 48.9 | 0 | 2.5113 | 59.1687 | 0 | 1.7764e-14 | 0
6612 | 79.383 | 0 | 79.383 | 42.9 | 2 | 7.1054e-15 | 4 | 12.9619 | 55 | 12.9619 | 26.7012 | 0 | 28.2988 | 9.1801 | 0 | 0 | 0 | 9.1801 | 0 | 68 | 48.9 | 0 | 2.3815 | 67.5743 | 0 | 0 | 0
6613 | 80.2209 | 0 | 80.2209 | 42.9 | 2 | 7.1054e-15 | 4 | 14.077 | 53.5231 | 14.077 | 17.2439 | 0 | 36.2793 | 0 | 0 | 0 | 0 | 0 | 0 | 68 | 48.9 | 0 | 2.4066 | 79.7291 | 0 | 0 | 0
6614 | 78.23 | 0 | 78.23 | 42.9 | 2 | 7.1054e-15 | 4 | 12.2026 | 39.23 | 12.2026 | 17.1274 | 0 | 22.1026 | 0 | 0 | 0 | 0 | 0 | 0 | 68 | 48.9 | 0 | 2.3469 | 81.5591 | 0 | 0 | 0
6615 | 77.2849 | 0 | 77.2849 | 42.9 | 2 | 0 | 4 | 14.0603 | 38.1385 | 14.0603 | 14.3246 | 0 | 23.8139 | 0 | 0 | 0 | 0 | 0 | 0 | 68 | 48.9 | 0 | 2.3185 | 81.3382 | 0 | 0 | 0
6616 | 81.9994 | 0 | 81.9994 | 42.9 | 2 | 0 | 4 | 15.2499 | 27.8983 | 15.2499 | 17.8496 | 0 | 10.0488 | 0 | 0 | 0 | 0 | 0 | 0 | 68 | 48.9 | 0 | 2.46 | 83.1151 | 0 | 0 | 0
6617 | 89.224 | 0 | 89.224 | 42.9 | 2 | 8.0395 | 5.7185 | 12.9447 | 13.9986 | 12.9447 | 13.9986 | 0 | 0 | 0 | 3.6227 | 0 | 0 | 0 | 3.6227 | 63.9748 | 50.6185 | 0 | 2.6767 | 72.7588 | 0 | 0 | 0
6618 | 90.9028 | 0 | 90.9028 | 42.9 | 2 | 9.8257 | 4.1715 | 14.7842 | 6.8755e-15 | 14.7842 | 6.8755e-15 | 0 | 0 | 0 | 12 | 0 | 5.2213 | 0 | 17.2213 | 44.9782 | 49.0715 | 0 | 2.7271 | 60.7072 | 0 | 0 | 0
6619 | 95.8379 | 0 | 95.8379 | 42.9 | 2 | 10.244 | 4.1818 | 16.4793 | 0 | 16.4793 | 0 | 0 | 0 | 0 | 12 | 0 | 8.0328 | 0 | 20.0328 | 22.932 | 49.0818 | 0 | 2.8751 | 57.8854 | 0 | 1.4211e-14 | 0
6620 | 100.1654 | 0 | 100.1654 | 44.8055 | 2 | 10.9667 | 10 | 15.2082 | 0 | 15.2082 | 0 | 0 | 0 | 0 | 12 | 0 | 5.185 | 0 | 17.185 | 3.9748 | 56.8055 | 0 | 3.005 | 48.1945 | 0 | 1.4211e-14 | 0
6621 | 97.7978 | 0 | 97.7978 | 55 | 2.2927 | 10.5042 | 10 | 16.4236 | 0 | 16.4236 | 0 | 0 | 0 | 0 | 3.5773 | 0 | 0 | 0 | 3.5773 | 0 | 67.2927 | 0 | 2.9339 | 37.7073 | 0 | 0 | 0
6622 | 92.8487 | 0 | 92.8487 | 53.6041 | 2 | 9.7237 | 10 | 17.5209 | 0 | 17.5209 | 0 | 0 | 0 | 0 | 0 | 0 | 0 | 0 | 0 | 0 | 65.6041 | 0 | 2.7855 | 39.3959 | 0 | 0 | 0
6623 | 89.9109 | 0 | 89.9109 | 53.0504 | 2 | 9.6416 | 10 | 15.2189 | 0 | 15.2189 | 0 | 0 | 0 | 0 | 0 | 0 | 0 | 0 | 0 | 0 | 65.0504 | 0 | 2.6973 | 39.9496 | 0 | 0 | 0
6624 | 85.2493 | 0 | 85.2493 | 49.7918 | 2 | 9.1586 | 10 | 14.2989 | 0 | 14.2989 | 0 | 0 | 0 | 0 | 0 | 0 | 0 | 0 | 0 | 0 | 61.7918 | 0 | 2.5575 | 43.2082 | 0 | 0 | 0
6625 | 87.1297 | 0 | 87.1297 | 50.2981 | 2 | 9.2336 | 10 | 15.598 | 0 | 15.598 | 0 | 0 | 0 | 0 | 0 | 0 | 0 | 0 | 0 | 0 | 62.2981 | 0 | 2.6139 | 42.7019 | 0 | 0 | 0
6626 | 85.8388 | 0 | 85.8388 | 52.4273 | 2 | 9.5492 | 10 | 11.8622 | 0 | 11.8622 | 0 | 0 | 0 | 0 | 0 | 0 | 0 | 0 | 0 | 0 | 64.4273 | 0 | 2.5752 | 40.5727 | 0 | 0 | 0
6627 | 86.7354 | 0 | 86.7354 | 51.742 | 2 | 9.4477 | 10 | 13.5458 | 0 | 13.5458 | 0 | 0 | 0 | 0 | 0 | 0 | 0 | 0 | 0 | 0 | 63.742 | 0 | 2.6021 | 41.258 | 0 | 0 | 0
6628 | 89.4463 | 0 | 89.4463 | 53.9891 | 2 | 9.7807 | 10 | 13.6764 | 0 | 13.6764 | 0 | 0 | 0 | 0 | 0 | 0 | 0 | 0 | 0 | 0 | 65.9891 | 0 | 2.6834 | 39.0109 | 0 | 0 | -1.4211e-14
6629 | 87.7172 | 0 | 87.7172 | 53.3118 | 2 | 9.6803 | 10 | 12.725 | 0 | 12.725 | 0 | 0 | 0 | 0 | 0 | 0 | 0 | 0 | 0 | 0 | 65.3118 | 0 | 2.6315 | 39.6882 | 0 | 0 | 0
6630 | 90.9379 | 0 | 90.9379 | 55 | 2.9298 | 10.0684 | 10 | 12.9397 | 0 | 12.9397 | 0 | 0 | 0 | 0 | 0 | 0 | 0 | 0 | 0 | 0 | 67.9298 | 0 | 2.7281 | 37.0702 | 0 | 0 | 0
6631 | 89.5019 | 0 | 89.5019 | 44.0263 | 2 | 8.3041 | 10 | 11.3373 | 13.8343 | 11.3373 | 13.8343 | 0 | 0 | 0 | 0 | 0 | 0 | 0 | 0 | 0 | 56.0263 | 0 | 2.6851 | 48.9737 | 0 | 0 | 0
6632 | 87.5549 | 0 | 87.5549 | 42.9 | 2 | 0 | 4 | 12.6385 | 28.1262 | 12.6385 | 28.1262 | 0 | 0 | 2.1098 | 0 | 0 | 0 | 2.1098 | 0 | 1.8988 | 48.9 | 0 | 2.6266 | 62.1399 | 0 | 0 | 0
6633 | 87.8325 | 0 | 87.8325 | 42.9 | 2 | 0 | 4 | 12.7624 | 38.2621 | 12.7624 | 38.2621 | 0 | 0 | 12 | 0 | 0.092144 | 0 | 12.0921 | 0 | 12.7838 | 48.9 | 0 | 2.635 | 60.8513 | 0 | 0 | 0
6634 | 87.4312 | 0 | 87.4312 | 42.9 | 2 | 0 | 4 | 10.3088 | 46.2567 | 10.3088 | 46.2567 | 0 | 0 | 12 | 0 | 6.0344 | 0 | 18.0344 | 0 | 29.1472 | 48.9 | 0 | 2.6229 | 60.0843 | 0 | 0 | 0
6635 | 87.4155 | 0 | 87.4155 | 42.9 | 2 | 0 | 4 | 10.2296 | 53.1676 | 10.2296 | 50.2858 | 0 | 2.8818 | 12 | 0 | 10 | 0 | 22 | 0 | 49.1667 | 48.9 | 0 | 2.6225 | 59.2004 | 0 | 0 | -1.4211e-14
6636 | 87.3514 | 0 | 87.3514 | 42.9 | 2 | 7.1054e-15 | 4 | 10.5595 | 51.2638 | 10.5595 | 45.4584 | 0 | 5.8054 | 12 | 0 | 5.5665 | 0 | 17.5665 | 0 | 65.0988 | 48.9 | 0 | 2.6205 | 59.3953 | 0 | 3.5527e-15 | 0
6637 | 83.8089 | 0 | 83.8089 | 42.9 | 2 | 7.1054e-15 | 4 | 11.4888 | 48.5882 | 11.4888 | 26.6437 | 0 | 21.9445 | 3.2235 | 0 | 0 | 0 | 3.2235 | 0 | 68 | 48.9 | 0 | 2.5143 | 69.1634 | 0 | 3.1086e-15 | 0
6638 | 84.4116 | 0 | 84.4116 | 42.9 | 2 | 7.1054e-15 | 4 | 10.4136 | 50.8276 | 10.4136 | 25.098 | 0 | 25.7296 | 0 | 0 | 0 | 0 | 0 | 0 | 68 | 48.9 | 0 | 2.5323 | 81.0909 | 0 | 0 | 0
6639 | 86.2223 | 0 | 86.2223 | 42.9 | 2 | 0 | 4 | 10.567 | 43.497 | 10.567 | 26.7553 | 0 | 16.7418 | 0 | 0 | 0 | 0 | 0 | 0 | 68 | 48.9 | 0 | 2.5867 | 82.2511 | 0 | 0 | 0
6640 | 86.5588 | 0 | 86.5588 | 42.9 | 2 | 0 | 4 | 12.8339 | 25.8509 | 12.8339 | 24.8248 | 0 | 1.0261 | 0 | 0 | 0 | 0 | 0 | 0 | 68 | 48.9 | 0 | 2.5968 | 84.2798 | 0 | 0 | 0
6641 | 94.5189 | 0 | 94.5189 | 42.9 | 2 | 7.4788 | 4 | 12.216 | 14.2805 | 12.216 | 14.2805 | 0 | 0 | 0 | 11.6436 | 0 | 0 | 0 | 11.6436 | 55.0627 | 48.9 | 0 | 2.8356 | 67.7583 | 0 | 0 | 0
6642 | 98.2318 | 0 | 98.2318 | 42.9 | 2 | 11.1532 | 8.3492 | 11.8293 | 6.772e-15 | 11.8293 | 6.772e-15 | 0 | 0 | 0 | 12 | 0 | 10 | 0 | 22 | 30.8828 | 53.2492 | 0 | 2.947 | 51.7508 | 0 | 0 | 0
6643 | 100.2758 | 0 | 100.2758 | 43.3836 | 2 | 11.2382 | 10 | 13.2149 | 0 | 13.2149 | 0 | 0 | 0 | 0 | 12 | 0 | 8.4391 | 0 | 20.4391 | 8.396 | 55.3836 | 0 | 3.0083 | 49.6164 | 0 | 0 | 0
6644 | 107.9621 | 0 | 107.9621 | 55 | 9.4808 | 12.1593 | 10 | 13.7656 | 0 | 13.7656 | 0 | 0 | 0 | 0 | 7.5564 | 0 | 0 | 0 | 7.5564 | 0 | 74.4808 | 0 | 3.2389 | 30.5192 | 0 | 0 | -1.4211e-14
6645 | 101.9326 | 0 | 101.9326 | 55 | 12.738 | 11.5221 | 10 | 12.6725 | 0 | 12.6725 | 0 | 0 | 0 | 0 | 0 | 0 | 0 | 0 | 0 | 0 | 77.738 | 0 | 3.058 | 27.262 | 0 | 0 | 0
6646 | 96.5839 | 0 | 96.5839 | 55 | 7.1304 | 10.691 | 10 | 13.7626 | 0 | 13.7626 | 0 | 0 | 0 | 0 | 0 | 0 | 0 | 0 | 0 | 0 | 72.1304 | 0 | 2.8975 | 32.8696 | 0 | 0 | 0
6647 | 93.0456 | 0 | 93.0456 | 55 | 2.7151 | 10.0365 | 10 | 15.2941 | 0 | 15.2941 | 0 | 0 | 0 | 0 | 0 | 0 | 0 | 0 | 0 | 0 | 67.7151 | 0 | 2.7914 | 37.2849 | 0 | 0 | 0
6648 | 79.4665 | 0 | 79.4665 | 43.1735 | 2 | 8.1777 | 10 | 16.1153 | 0 | 16.1153 | 0 | 0 | 0 | 0 | 0 | 0 | 0 | 0 | 0 | 0 | 55.1735 | 0 | 2.384 | 49.8265 | 0 | 0 | 0
6649 | 83.0914 | 0 | 83.0914 | 45.4532 | 2 | 8.5156 | 10 | 17.1227 | 0 | 17.1227 | 0 | 0 | 0 | 0 | 0 | 0 | 0 | 0 | 0 | 0 | 57.4532 | 0 | 2.4927 | 47.5468 | 0 | 0 | 0
6650 | 83.6213 | 0 | 83.6213 | 47.4477 | 2 | 8.8112 | 10 | 15.3624 | 0 | 15.3624 | 0 | 0 | 0 | 0 | 0 | 0 | 0 | 0 | 0 | 0 | 59.4477 | 0 | 2.5086 | 45.5523 | 0 | 0 | 0
6651 | 84.4602 | 0 | 84.4602 | 48.9488 | 2 | 9.0337 | 10 | 14.4777 | 0 | 14.4777 | 0 | 0 | 0 | 0 | 0 | 0 | 0 | 0 | 0 | 0 | 60.9488 | 0 | 2.5338 | 44.0512 | 0 | 0 | 0
6652 | 83.7952 | 0 | 83.7952 | 46.0932 | 2 | 8.6104 | 10 | 17.0915 | 0 | 17.0915 | 0 | 0 | 0 | 0 | 0 | 0 | 0 | 0 | 0 | 0 | 58.0932 | 0 | 2.5139 | 46.9068 | 0 | 0 | 0
6653 | 82.772 | 0 | 82.772 | 47.0042 | 2 | 8.7454 | 10 | 15.0224 | 0 | 15.0224 | 0 | 0 | 0 | 0 | 0 | 0 | 0 | 0 | 0 | 0 | 59.0042 | 0 | 2.4832 | 45.9958 | 0 | 0 | -1.4211e-14
6654 | 84.123 | 0 | 84.123 | 49.7933 | 2 | 9.1588 | 10 | 13.1709 | 0 | 13.1709 | 0 | 0 | 0 | 0 | 0 | 0 | 0 | 0 | 0 | 0 | 61.7933 | 0 | 2.5237 | 43.2067 | 0 | 1.4211e-14 | 0
6655 | 81.5521 | 0 | 81.5521 | 42.9 | 2 | 7.3571 | 4.737 | 11.3915 | 13.1666 | 11.3915 | 13.1666 | 0 | 0 | 0 | 0 | 0 | 0 | 0 | 0 | 0 | 49.637 | 0 | 2.4466 | 55.363 | 0 | 0 | -1.4211e-14
6656 | 81.813 | 0 | 81.813 | 42.9 | 2 | 0 | 4 | 12.7621 | 25.9502 | 12.7621 | 25.9502 | 0 | 0 | 5.7993 | 0 | 0 | 0 | 5.7993 | 0 | 5.2193 | 48.9 | 0 | 2.4544 | 61.6636 | 0 | 0 | 0
6657 | 81.5983 | 0 | 81.5983 | 42.9 | 2 | 1.4211e-14 | 4 | 14.4905 | 36.4506 | 14.4905 | 36.4506 | 0 | 0 | 12 | 0 | 6.2428 | 0 | 18.2428 | 0 | 21.7749 | 48.9 | 0 | 2.4479 | 60.0574 | 0 | 0 | 0
6658 | 80.859 | 0 | 80.859 | 42.9 | 2 | 0 | 4 | 12.8346 | 45.0195 | 12.8346 | 41.1244 | 0 | 3.8951 | 12 | 0 | 10 | 0 | 22 | 0 | 41.7944 | 48.9 | 0 | 2.4258 | 59.0696 | 0 | 0 | 0
6659 | 83.0212 | 0 | 83.0212 | 42.9 | 2 | 7.1054e-15 | 4 | 10.0153 | 52.7975 | 10.0153 | 41.5562 | 0 | 11.2414 | 12 | 0 | 5.4503 | 0 | 17.4503 | 0 | 57.6193 | 48.9 | 0 | 2.4906 | 58.7086 | 0 | 3.5527e-15 | 0
6660 | 80.4425 | 0 | 80.4425 | 42.9 | 2 | 0 | 4 | 13.0898 | 54.7385 | 13.0898 | 29.9868 | 0 | 24.7517 | 11.5341 | 0 | 0 | 0 | 11.5341 | 0 | 68 | 48.9 | 0 | 2.4133 | 67.7283 | 0 | 0 | -3.5527e-15
6661 | 81.2068 | 0 | 81.2068 | 42.9 | 2 | 0 | 4 | 12.2136 | 52.9502 | 12.2136 | 20.0931 | 0 | 32.857 | 0 | 0 | 0 | 0 | 0 | 0 | 68 | 48.9 | 0 | 2.4362 | 80.1709 | 0 | 1.4211e-14 | 0
6662 | 79.2945 | 0 | 79.2945 | 42.9 | 2 | 0 | 4 | 11.6533 | 45.2618 | 11.6533 | 18.7413 | 0 | 26.5205 | 0 | 0 | 0 | 0 | 0 | 0 | 68 | 48.9 | 0 | 2.3788 | 80.9888 | 0 | 1.4211e-14 | 0
6663 | 76.474 | 0 | 76.474 | 42.9 | 2 | 0 | 4 | 12.1066 | 40.1023 | 12.1066 | 15.4674 | 0 | 24.6349 | 0 | 0 | 0 | 0 | 0 | 0 | 68 | 48.9 | 0 | 2.2942 | 81.2322 | 0 | 0 | 0
6664 | 81.7744 | 0 | 81.7744 | 42.9 | 2 | 0 | 4 | 11.3736 | 25.0594 | 11.3736 | 21.5009 | 0 | 3.5586 | 0 | 0 | 0 | 0 | 0 | 0 | 68 | 48.9 | 0 | 2.4532 | 83.9529 | 0 | 0 | 0
6665 | 87.6611 | 0 | 87.6611 | 42.9 | 2 | 7.9477 | 4.1225 | 11.5859 | 14.5055 | 11.5859 | 14.5055 | 0 | 0 | 0 | 4.5995 | 0 | 0 | 0 | 4.5995 | 62.8894 | 49.0225 | 0 | 2.6298 | 73.378 | 0 | 1.4211e-14 | 0
6666 | 91.7012 | 0 | 91.7012 | 42.9 | 2 | 8.128 | 4 | 13.3427 | 6.4346e-15 | 13.3427 | 6.4346e-15 | 0 | 0 | 0 | 12 | 0 | 9.3305 | 0 | 21.3305 | 39.4357 | 48.9 | 0 | 2.751 | 58.7564 | 0 | 0 | 0
6667 | 96.6846 | 0 | 96.6846 | 42.9 | 2 | 10.4061 | 4.2 | 16.0699 | 0 | 16.0699 | 0 | 0 | 0 | 0 | 12 | 0 | 9.1085 | 0 | 21.1085 | 16.2227 | 49.1 | 0 | 2.9005 | 55.9 | 0 | 0 | 0
6668 | 102.2495 | 0 | 102.2495 | 51.7322 | 2 | 11.2248 | 10 | 15.2925 | 0 | 15.2925 | 0 | 0 | 0 | 0 | 12 | 0 | 0 | 0 | 12 | 2.8894 | 63.7322 | 0 | 3.0675 | 41.2678 | 0 | 0 | 0
6669 | 94.8265 | 0 | 94.8265 | 54.3012 | 2 | 10.2124 | 10 | 15.7125 | 0 | 15.7125 | 0 | 0 | 0 | 0 | 2.6005 | 0 | 0 | 0 | 2.6005 | 0 | 66.3012 | 0 | 2.8448 | 38.6988 | 0 | 0 | 0
6670 | 94.8843 | 0 | 94.8843 | 55 | 3.077 | 10.0902 | 10 | 16.717 | 0 | 16.717 | 0 | 0 | 0 | 0 | 0 | 0 | 0 | 0 | 0 | 0 | 68.077 | 0 | 2.8465 | 36.923 | 0 | 0 | 0
6671 | 86.8848 | 0 | 86.8848 | 50.0987 | 2 | 9.2041 | 10 | 15.582 | 0 | 15.582 | 0 | 0 | 0 | 0 | 0 | 0 | 0 | 0 | 0 | 0 | 62.0987 | 0 | 2.6065 | 42.9013 | 0 | 0 | 0
6672 | 84.3115 | 0 | 84.3115 | 45.6692 | 2 | 8.5476 | 10 | 18.0948 | 0 | 18.0948 | 0 | 0 | 0 | 0 | 0 | 0 | 0 | 0 | 0 | 0 | 57.6692 | 0 | 2.5293 | 47.3308 | 0 | 0 | 0
6673 | 86.0577 | 0 | 86.0577 | 46.7337 | 2 | 8.7053 | 10 | 18.6186 | 0 | 18.6186 | 0 | 0 | 0 | 0 | 0 | 0 | 0 | 0 | 0 | 0 | 58.7337 | 0 | 2.5817 | 46.2663 | 0 | 0 | 0
6674 | 85.0278 | 0 | 85.0278 | 47.663 | 2 | 8.8431 | 10 | 16.5217 | 0 | 16.5217 | 0 | 0 | 0 | 0 | 0 | 0 | 0 | 0 | 0 | 0 | 59.663 | 0 | 2.5508 | 45.337 | 0 | 0 | 0
6675 | 87.7492 | 0 | 87.7492 | 49.1065 | 2 | 9.057 | 10 | 17.5856 | 0 | 17.5856 | 0 | 0 | 0 | 0 | 0 | 0 | 0 | 0 | 0 | 0 | 61.1065 | 0 | 2.6325 | 43.8935 | 0 | 0 | 0
6676 | 87.5592 | 0 | 87.5592 | 50.1331 | 2 | 9.2092 | 10 | 16.2169 | 0 | 16.2169 | 0 | 0 | 0 | 0 | 0 | 0 | 0 | 0 | 0 | 0 | 62.1331 | 0 | 2.6268 | 42.8669 | 0 | 0 | 0
6677 | 87.5254 | 0 | 87.5254 | 48.456 | 2 | 8.9606 | 10 | 18.1088 | 0 | 18.1088 | 0 | 0 | 0 | 0 | 0 | 0 | 0 | 0 | 0 | 0 | 60.456 | 0 | 2.6258 | 44.544 | 0 | 0 | 0
6678 | 87.052 | 0 | 87.052 | 49.2187 | 2 | 9.0737 | 10 | 16.7596 | 0 | 16.7596 | 0 | 0 | 0 | 0 | 0 | 0 | 0 | 0 | 0 | 0 | 61.2187 | 0 | 2.6116 | 43.7813 | 0 | 0 | 0
6679 | 88.0923 | 0 | 88.0923 | 42.9 | 2 | 7.7586 | 7.446 | 16.2421 | 11.7457 | 16.2421 | 11.7457 | 0 | 0 | 0 | 0 | 0 | 0 | 0 | 0 | 0 | 52.346 | 0 | 2.6428 | 52.654 | 0 | 0 | 0
6680 | 87.1065 | 0 | 87.1065 | 42.9 | 2 | 0 | 4 | 15.9774 | 24.3012 | 15.9774 | 24.3012 | 0 | 0 | 2.0722 | 0 | 0 | 0 | 2.0722 | 0 | 1.865 | 48.9 | 0 | 2.6132 | 62.1448 | 0 | 0 | 0
6681 | 87.1908 | 0 | 87.1908 | 42.9 | 2 | 0 | 4 | 14.7433 | 30.6214 | 14.7433 | 30.6214 | 0 | 0 | 7.0739 | 0 | 0 | 0 | 7.0739 | 0 | 8.2315 | 48.9 | 0 | 2.6157 | 61.4991 | 0 | 0 | 0
6682 | 85.1869 | 0 | 85.1869 | 42.9 | 2 | 0 | 4 | 16.4044 | 34.1556 | 16.4044 | 34.1556 | 0 | 0 | 12 | 0 | 2.2732 | 0 | 14.2732 | 0 | 21.1273 | 48.9 | 0 | 2.5556 | 60.5698 | 0 | 0 | 0
6683 | 85.1667 | 0 | 85.1667 | 42.9 | 2 | 0 | 4 | 16.2856 | 45.0613 | 16.2856 | 41.9811 | 0 | 3.0802 | 12 | 0 | 10 | 0 | 22 | 0 | 41.1468 | 48.9 | 0 | 2.555 | 59.1748 | 0 | 1.4211e-14 | 0
6684 | 82.2159 | 0 | 82.2159 | 42.9 | 2 | 7.1054e-15 | 4 | 15.048 | 50.7691 | 15.048 | 39.6877 | 0 | 11.0814 | 12 | 0 | 9.4199 | 0 | 21.4199 | 0 | 60.6315 | 48.9 | 0 | 2.4665 | 58.2168 | 0 | 3.5527e-15 | 0
6685 | 84.6005 | 0 | 84.6005 | 42.9 | 2 | 0 | 4 | 15.1314 | 48.3187 | 15.1314 | 28.7563 | 0 | 19.5624 | 8.1872 | 0 | 0 | 0 | 8.1872 | 0 | 68 | 48.9 | 0 | 2.538 | 68.8302 | 0 | 0 | -5.3291e-15
6686 | 84.4548 | 0 | 84.4548 | 42.9 | 2 | 7.1054e-15 | 4 | 16.4581 | 38.476 | 16.4581 | 19.0967 | 0 | 19.3793 | 0 | 0 | 0 | 0 | 0 | 0 | 68 | 48.9 | 0 | 2.5336 | 81.9107 | 0 | 0 | 0
6687 | 82.4021 | 0 | 82.4021 | 42.9 | 2 | 7.1054e-15 | 4 | 15.7838 | 34.4417 | 15.7838 | 17.7183 | 0 | 16.7234 | 0 | 0 | 0 | 0 | 0 | 0 | 68 | 48.9 | 0 | 2.4721 | 82.2535 | 0 | 0 | 0
6688 | 84.9021 | 0 | 84.9021 | 42.9 | 2 | 0 | 4 | 17.1184 | 26.4112 | 17.1184 | 18.8837 | 0 | 7.5276 | 0 | 0 | 0 | 0 | 0 | 0 | 68 | 48.9 | 0 | 2.5471 | 83.4405 | 0 | 0 | 0
6689 | 92.5913 | 0 | 92.5913 | 42.9 | 2 | 8.1267 | 6.2141 | 16.6863 | 12.9486 | 16.6863 | 12.9486 | 0 | 0 | 0 | 3.7156 | 0 | 0 | 0 | 3.7156 | 63.8716 | 51.1141 | 0 | 2.7777 | 72.1703 | 0 | 2.8422e-14 | 0
6690 | 94.8095 | 0 | 94.8095 | 42.9 | 2 | 9.9439 | 4.3983 | 17.7759 | 5.5607e-15 | 17.7759 | 5.5607e-15 | 0 | 0 | 0 | 12 | 0 | 5.7915 | 0 | 17.7915 | 44.2565 | 49.2983 | 0 | 2.8443 | 59.9102 | 0 | 0 | 0
6691 | 100.0082 | 0 | 100.0082 | 42.9 | 2 | 10.382 | 4 | 19.1488 | 0 | 19.1488 | 0 | 0 | 0 | 0 | 12 | 0 | 9.5774 | 0 | 21.5774 | 20.5351 | 48.9 | 0 | 3.0002 | 56.5783 | 0 | 0 | -1.4211e-14
6692 | 105.4782 | 0 | 105.4782 | 50.6256 | 2 | 11.5159 | 10 | 16.2665 | 0 | 16.2665 | 0 | 0 | 0 | 0 | 12 | 0 | 3.0702 | 0 | 15.0702 | 3.8716 | 62.6256 | 0 | 3.1643 | 42.3744 | 0 | 1.4211e-14 | 0
6693 | 101.3357 | 0 | 101.3357 | 55 | 4.9374 | 10.8824 | 10 | 17.0315 | 0 | 17.0315 | 0 | 0 | 0 | 0 | 3.4844 | 0 | 0 | 0 | 3.4844 | 0 | 69.9374 | 0 | 3.0401 | 35.0626 | 0 | 0 | 0
6694 | 94.9927 | 0 | 94.9927 | 53.4392 | 2 | 9.6992 | 10 | 19.8543 | 0 | 19.8543 | 0 | 0 | 0 | 0 | 0 | 0 | 0 | 0 | 0 | 0 | 65.4392 | 0 | 2.8498 | 39.5608 | 0 | 1.4211e-14 | 0
6695 | 93.4086 | 0 | 93.4086 | 52.4717 | 2 | 9.5558 | 10 | 19.381 | 0 | 19.381 | 0 | 0 | 0 | 0 | 0 | 0 | 0 | 0 | 0 | 0 | 64.4717 | 0 | 2.8023 | 40.5283 | 0 | 0 | 0
6696 | 84.1817 | 0 | 84.1817 | 47.3928 | 2 | 8.803 | 10 | 15.9859 | 0 | 15.9859 | 0 | 0 | 0 | 0 | 0 | 0 | 0 | 0 | 0 | 0 | 59.3928 | 0 | 2.5255 | 45.6072 | 0 | 0 | 0
6697 | 85.7761 | 0 | 85.7761 | 48.0646 | 2 | 8.9026 | 10 | 16.8089 | 0 | 16.8089 | 0 | 0 | 0 | 0 | 0 | 0 | 0 | 0 | 0 | 0 | 60.0646 | 0 | 2.5733 | 44.9354 | 0 | 0 | 0
6698 | 83.9431 | 0 | 83.9431 | 47.4161 | 2 | 8.8065 | 10 | 15.7205 | 0 | 15.7205 | 0 | 0 | 0 | 0 | 0 | 0 | 0 | 0 | 0 | 0 | 59.4161 | 0 | 2.5183 | 45.5839 | 0 | 0 | 0
6699 | 86.5956 | 0 | 86.5956 | 48.6142 | 2 | 8.9841 | 10 | 16.9973 | 0 | 16.9973 | 0 | 0 | 0 | 0 | 0 | 0 | 0 | 0 | 0 | 0 | 60.6142 | 0 | 2.5979 | 44.3858 | 0 | 0 | 0
6700 | 87.0823 | 0 | 87.0823 | 50.2422 | 2 | 9.2254 | 10 | 15.6147 | 0 | 15.6147 | 0 | 0 | 0 | 0 | 0 | 0 | 0 | 0 | 0 | 0 | 62.2422 | 0 | 2.6125 | 42.7578 | 0 | 0 | 0
6701 | 86.6468 | 0 | 86.6468 | 50.9381 | 2 | 9.3285 | 10 | 14.3803 | 0 | 14.3803 | 0 | 0 | 0 | 0 | 0 | 0 | 0 | 0 | 0 | 0 | 62.9381 | 0 | 2.5994 | 42.0619 | 0 | 0 | 0
6702 | 87.8173 | 0 | 87.8173 | 50.1824 | 2 | 9.2165 | 10 | 16.4184 | 0 | 16.4184 | 0 | 0 | 0 | 0 | 0 | 0 | 0 | 0 | 0 | 0 | 62.1824 | 0 | 2.6345 | 42.8176 | 0 | 0 | 0
6703 | 85.4622 | 0 | 85.4622 | 42.9 | 2 | 7.9212 | 8.5432 | 14.009 | 10.0887 | 14.009 | 10.0887 | 0 | 0 | 0 | 0 | 0 | 0 | 0 | 0 | 0 | 53.4432 | 0 | 2.5639 | 51.5568 | 0 | 0 | 0
6704 | 83.8998 | 0 | 83.8998 | 42.9 | 2 | 7.1054e-15 | 4 | 14.675 | 21.6005 | 14.675 | 21.6005 | 0 | 0 | 1.2757 | 0 | 0 | 0 | 1.2757 | 0 | 1.1481 | 48.9 | 0 | 2.517 | 62.2476 | 0 | 0 | 0
6705 | 84.9076 | 0 | 84.9076 | 42.9 | 2 | 7.1054e-15 | 4 | 13.7797 | 31.4021 | 13.7797 | 31.4021 | 0 | 0 | 9.1742 | 0 | 0 | 0 | 9.1742 | 0 | 9.4049 | 48.9 | 0 | 2.5472 | 61.228 | 0 | 0 | 0
6706 | 86.0617 | 0 | 86.0617 | 42.9 | 2 | 7.1054e-15 | 4 | 14.946 | 37.265 | 14.946 | 37.265 | 0 | 0 | 12 | 0 | 3.0492 | 0 | 15.0492 | 0 | 23.0161 | 48.9 | 0 | 2.5819 | 60.4696 | 0 | 0 | 0
6707 | 82.5737 | 0 | 82.5737 | 42.9 | 2 | 0 | 4 | 12.8288 | 40.5844 | 12.8288 | 40.5844 | 0 | 0 | 12 | 0 | 7.7395 | 0 | 19.7395 | 0 | 40.9516 | 48.9 | 0 | 2.4772 | 59.8642 | 0 | 0 | 0
6708 | 83.3151 | 0 | 83.3151 | 42.9 | 2 | 0 | 4 | 14.2806 | 44.8853 | 14.2806 | 42.1345 | 0 | 2.7508 | 12 | 0 | 10 | 0 | 22 | 0 | 60.9711 | 48.9 | 0 | 2.4995 | 59.2173 | 0 | 0 | 0
6709 | 84.4622 | 0 | 84.4622 | 42.9 | 2 | 1.4211e-14 | 4 | 13.6866 | 39.8209 | 13.6866 | 29.6634 | 0 | 10.1575 | 6.8835 | 0 | 0.90434 | 0 | 7.7878 | 0 | 68 | 48.9 | 0 | 2.5339 | 60.0958 | 0 | 8.8818e-16 | 0
6710 | 84.0098 | 0 | 84.0098 | 42.9 | 2 | 0 | 4 | 14.6841 | 37.8867 | 14.6841 | 20.4257 | 0 | 17.461 | 0 | 0 | 0 | 0 | 0 | 0 | 68 | 48.9 | 0 | 2.5203 | 82.1583 | 0 | 1.4211e-14 | 0
6711 | 82.8344 | 0 | 82.8344 | 42.9 | 2 | 7.1054e-15 | 4 | 14.5899 | 29.3406 | 14.5899 | 19.3445 | 0 | 9.9961 | 0 | 0 | 0 | 0 | 0 | 0 | 68 | 48.9 | 0 | 2.485 | 83.1219 | 0 | 0 | 0
6712 | 85.822 | 0 | 85.822 | 42.9 | 2 | 2.0589 | 4 | 15.8048 | 19.0583 | 15.8048 | 19.0583 | 0 | 0 | 0 | 0 | 0 | 0 | 0 | 0 | 68 | 48.9 | 0 | 2.5747 | 82.6191 | 0 | 0 | 0
6713 | 88.4902 | 0 | 88.4902 | 42.9 | 2 | 8.1309 | 8.8473 | 14.5513 | 10.9504 | 14.5513 | 10.9504 | 0 | 0 | 0 | 1.1104 | 0 | 0 | 0 | 1.1104 | 66.7663 | 53.7473 | 0 | 2.6547 | 72.1423 | 0 | 0 | 0
6714 | 94.3676 | 0 | 94.3676 | 42.9 | 2 | 10.0674 | 7.1988 | 16.3769 | 4.8763e-15 | 16.3769 | 4.8763e-15 | 0 | 0 | 0 | 12 | 0 | 3.8245 | 0 | 15.8245 | 49.2847 | 52.0988 | 0 | 2.831 | 59.0767 | 0 | 0 | -1.4211e-14
6715 | 100.3597 | 0 | 100.3597 | 42.9 | 2 | 10.8186 | 6.7913 | 16.5493 | 0 | 16.5493 | 0 | 0 | 0 | 0 | 12 | 0 | 9.3004 | 0 | 21.3004 | 25.8636 | 51.6913 | 0 | 3.0108 | 54.0083 | 0 | 0 | -1.4211e-14
6716 | 104.6732 | 0 | 104.6732 | 46.0649 | 2 | 11.1725 | 10 | 18.1215 | 0 | 18.1215 | 0 | 0 | 0 | 0 | 12 | 0 | 5.3142 | 0 | 17.3142 | 6.7663 | 58.0649 | 0 | 3.1402 | 46.9351 | 0 | 0 | 0
6717 | 99.0183 | 0 | 99.0183 | 52.9254 | 2 | 10.5256 | 10 | 17.4776 | 0 | 17.4776 | 0 | 0 | 0 | 0 | 6.0896 | 0 | 0 | 0 | 6.0896 | 0 | 64.9254 | 0 | 2.9705 | 40.0746 | 0 | 0 | 0
6718 | 95.1251 | 0 | 95.1251 | 54.3333 | 2 | 9.8317 | 10 | 18.9601 | 0 | 18.9601 | 0 | 0 | 0 | 0 | 0 | 0 | 0 | 0 | 0 | 0 | 66.3333 | 0 | 2.8538 | 38.6667 | 0 | 0 | 0
6719 | 93.1484 | 0 | 93.1484 | 53.2374 | 2 | 9.6693 | 10 | 18.2417 | 0 | 18.2417 | 0 | 0 | 0 | 0 | 0 | 0 | 0 | 0 | 0 | 0 | 65.2374 | 0 | 2.7945 | 39.7626 | 0 | 0 | 0
6720 | 83.8802 | 0 | 83.8802 | 50.8776 | 2 | 9.3195 | 10 | 11.6831 | 0 | 11.6831 | 0 | 0 | 0 | 0 | 0 | 0 | 0 | 0 | 0 | 0 | 62.8776 | 0 | 2.5164 | 42.1224 | 0 | 0 | 0
6721 | 88.3621 | 0 | 88.3621 | 52.7938 | 2 | 9.6036 | 10 | 13.9648 | 0 | 13.9648 | 0 | 0 | 0 | 0 | 0 | 0 | 0 | 0 | 0 | 0 | 64.7938 | 0 | 2.6509 | 40.2062 | 0 | 0 | 0
6722 | 86.367 | 0 | 86.367 | 50.8001 | 2 | 9.3081 | 10 | 14.2589 | 0 | 14.2589 | 0 | 0 | 0 | 0 | 0 | 0 | 0 | 0 | 0 | 0 | 62.8001 | 0 | 2.591 | 42.1999 | 0 | 0 | 0
6723 | 86.4802 | 0 | 86.4802 | 50.8874 | 2 | 9.321 | 10 | 14.2717 | 0 | 14.2717 | 0 | 0 | 0 | 0 | 0 | 0 | 0 | 0 | 0 | 0 | 62.8874 | 0 | 2.5944 | 42.1126 | 0 | 0 | 0
6724 | 85.9629 | 0 | 85.9629 | 50.6959 | 2 | 9.2926 | 10 | 13.9744 | 0 | 13.9744 | 0 | 0 | 0 | 0 | 0 | 0 | 0 | 0 | 0 | 0 | 62.6959 | 0 | 2.5789 | 42.3041 | 0 | 0 | 0
6725 | 86.5461 | 0 | 86.5461 | 53.246 | 2 | 9.6706 | 10 | 11.6296 | 0 | 11.6296 | 0 | 0 | 0 | 0 | 0 | 0 | 0 | 0 | 0 | 0 | 65.246 | 0 | 2.5964 | 39.754 | 0 | 0 | 0
6726 | 86.8095 | 0 | 86.8095 | 53.68 | 2 | 9.7349 | 10 | 11.3946 | 0 | 11.3946 | 0 | 0 | 0 | 0 | 0 | 0 | 0 | 0 | 0 | 0 | 65.68 | 0 | 2.6043 | 39.32 | 0 | 0 | 0
6727 | 89.9336 | 0 | 89.9336 | 47.9156 | 2 | 8.8805 | 10 | 9.9199 | 11.2176 | 9.9199 | 11.2176 | 0 | 0 | 0 | 0 | 0 | 0 | 0 | 0 | 0 | 59.9156 | 0 | 2.698 | 45.0844 | 0 | 0 | 0
6728 | 89.3275 | 0 | 89.3275 | 42.9 | 2 | 6.3462 | 4 | 10.9539 | 23.1273 | 10.9539 | 23.1273 | 0 | 0 | 0 | 0 | 0 | 0 | 0 | 0 | 0 | 48.9 | 0 | 2.6798 | 56.8852 | 0 | 0 | 0
6729 | 88.0894 | 0 | 88.0894 | 42.9 | 2 | 7.1054e-15 | 4 | 11.7361 | 34.3262 | 11.7361 | 34.3262 | 0 | 0 | 6.8729 | 0 | 0 | 0 | 6.8729 | 0 | 6.1856 | 48.9 | 0 | 2.6427 | 61.5251 | 0 | 0 | 0
6730 | 87.9846 | 0 | 87.9846 | 42.9 | 2 | 0 | 4 | 11.2003 | 40.1661 | 11.2003 | 40.1661 | 0 | 0 | 12 | 0 | 0.28175 | 0 | 12.2818 | 0 | 17.2454 | 48.9 | 0 | 2.6395 | 60.8269 | 0 | 0 | 0
6731 | 87.7418 | 0 | 87.7418 | 42.9 | 2 | 0 | 4 | 10.9823 | 45.3129 | 10.9823 | 45.3129 | 0 | 0 | 12 | 0 | 5.4534 | 0 | 17.4534 | 0 | 33.0732 | 48.9 | 0 | 2.6323 | 60.1593 | 0 | 0 | 0
6732 | 83.7424 | 0 | 83.7424 | 42.9 | 2 | 7.1054e-15 | 4 | 10.0969 | 45.5938 | 10.0969 | 45.5938 | 0 | 0 | 12 | 0 | 8.8482 | 0 | 20.8482 | 0 | 52.0308 | 48.9 | 0 | 2.5123 | 59.7211 | 0 | 0 | 0
6733 | 85.3397 | 0 | 85.3397 | 42.9 | 2 | 0 | 4 | 8.6383 | 42.069 | 8.6383 | 42.069 | 0 | 0 | 10.4604 | 0 | 3.8071 | 0 | 14.2675 | 0 | 64.9552 | 48.9 | 0 | 2.5602 | 60.5705 | 0 | 0 | 0
6734 | 85.365 | 0 | 85.365 | 42.9 | 2 | 0 | 4 | 9.3939 | 38.7665 | 9.3939 | 30.3737 | 0 | 8.3928 | 0 | 0 | 3.3026 | 0 | 3.3026 | 0 | 68 | 48.9 | 0 | 2.5609 | 72.9025 | 0 | 0 | 0
6735 | 82.6238 | 0 | 82.6238 | 42.9 | 2 | 0 | 4 | 10.8192 | 33.2218 | 10.8192 | 22.9047 | 0 | 10.3171 | 0 | 0 | 0 | 0 | 0 | 0 | 68 | 48.9 | 0 | 2.4787 | 83.0805 | 0 | 0 | 0
6736 | 87.9918 | 0 | 87.9918 | 42.9 | 2 | 6.385 | 4 | 10.5927 | 22.1141 | 10.5927 | 22.1141 | 0 | 0 | 0 | 0 | 0 | 0 | 0 | 0 | 68 | 48.9 | 0 | 2.6398 | 78.8515 | 0 | 0 | 0
6737 | 91.6521 | 0 | 91.6521 | 43.404 | 2 | 9.0233 | 10 | 10.3517 | 11.3979 | 10.3517 | 11.3979 | 0 | 0 | 0 | 5.4751 | 0 | 0 | 0 | 5.4751 | 61.9165 | 55.404 | 0 | 2.7496 | 66.1209 | 0 | 0 | 0
6738 | 98.2194 | 0 | 98.2194 | 42.9 | 2 | 11.1321 | 8.4001 | 11.9803 | 5.4848e-15 | 11.9803 | 5.4848e-15 | 0 | 0 | 0 | 12 | 0 | 9.8069 | 0 | 21.8069 | 37.9462 | 53.3001 | 0 | 2.9466 | 51.8931 | 0 | 0 | 0
6739 | 99.3915 | 0 | 99.3915 | 42.9 | 2 | 11.1833 | 9.9196 | 12.7564 | 0 | 12.7564 | 0 | 0 | 0 | 0 | 12 | 0 | 8.6322 | 0 | 20.6322 | 15.2499 | 54.8196 | 0 | 2.9817 | 50.1804 | 0 | 0 | -1.4211e-14
6740 | 104.9357 | 0 | 104.9357 | 55 | 3.0086 | 11.8587 | 10 | 13.0684 | 0 | 13.0684 | 0 | 0 | 0 | 0 | 12 | 0 | 0 | 0 | 12 | 1.9165 | 68.0086 | 0 | 3.1481 | 36.9914 | 0 | 0 | 0
6741 | 102.9014 | 0 | 102.9014 | 55 | 11.6617 | 11.6182 | 10 | 12.8965 | 0 | 12.8965 | 0 | 0 | 0 | 0 | 1.7249 | 0 | 0 | 0 | 1.7249 | 0 | 76.6617 | 0 | 3.087 | 28.3383 | 0 | 0 | 0
6742 | 96.5956 | 0 | 96.5956 | 55 | 8.2076 | 10.8506 | 10 | 12.5373 | 0 | 12.5373 | 0 | 0 | 0 | 0 | 0 | 0 | 0 | 0 | 0 | 0 | 73.2076 | 0 | 2.8979 | 31.7924 | 0 | 0 | 0
6743 | 94.8422 | 0 | 94.8422 | 55 | 7.5262 | 10.7496 | 10 | 11.5664 | 0 | 11.5664 | 0 | 0 | 0 | 0 | 0 | 0 | 0 | 0 | 0 | 0 | 72.5262 | 0 | 2.8453 | 32.4738 | 0 | 0 | 0
6744 | 85.9174 | 0 | 85.9174 | 52.2692 | 2 | 9.5258 | 10 | 12.1224 | 0 | 12.1224 | 0 | 0 | 0 | 0 | 0 | 0 | 0 | 0 | 0 | 0 | 64.2692 | 0 | 2.5775 | 40.7308 | 0 | 0 | 0
6745 | 86.0236 | 0 | 86.0236 | 52.5476 | 2 | 9.5671 | 10 | 11.9089 | 0 | 11.9089 | 0 | 0 | 0 | 0 | 0 | 0 | 0 | 0 | 0 | 0 | 64.5476 | 0 | 2.5807 | 40.4524 | 0 | 0 | 0
6746 | 86.0719 | 0 | 86.0719 | 52.0468 | 2 | 9.4928 | 10 | 12.5323 | 0 | 12.5323 | 0 | 0 | 0 | 0 | 0 | 0 | 0 | 0 | 0 | 0 | 64.0468 | 0 | 2.5822 | 40.9532 | 0 | 0 | 0
6747 | 85.7461 | 0 | 85.7461 | 50.7423 | 2 | 9.2995 | 10 | 13.7043 | 0 | 13.7043 | 0 | 0 | 0 | 0 | 0 | 0 | 0 | 0 | 0 | 0 | 62.7423 | 0 | 2.5724 | 42.2577 | 0 | 0 | 0
6748 | 89.4449 | 0 | 89.4449 | 55 | 2.1882 | 9.9584 | 10 | 12.2983 | 0 | 12.2983 | 0 | 0 | 0 | 0 | 0 | 0 | 0 | 0 | 0 | 0 | 67.1882 | 0 | 2.6833 | 37.8118 | 0 | 0 | 0
6749 | 86.8377 | 0 | 86.8377 | 54.5502 | 2 | 9.8639 | 10 | 10.4236 | 0 | 10.4236 | 0 | 0 | 0 | 0 | 0 | 0 | 0 | 0 | 0 | 0 | 66.5502 | 0 | 2.6051 | 38.4498 | 0 | 0 | 0
6750 | 87.4124 | 0 | 87.4124 | 54.6241 | 2 | 9.8748 | 10 | 10.9134 | 0 | 10.9134 | 0 | 0 | 0 | 0 | 0 | 0 | 0 | 0 | 0 | 0 | 66.6241 | 0 | 2.6224 | 38.3759 | 0 | 0 | 0
6751 | 90.2697 | 0 | 90.2697 | 46.2204 | 2 | 8.6293 | 10 | 11.3969 | 12.0232 | 11.3969 | 12.0232 | 0 | 0 | 0 | 0 | 0 | 0 | 0 | 0 | 0 | 58.2204 | 0 | 2.7081 | 46.7796 | 0 | 1.4211e-14 | 0
6752 | 88.0147 | 0 | 88.0147 | 42.9 | 2 | 5.6589 | 4 | 9.9688 | 23.4871 | 9.9688 | 23.4871 | 0 | 0 | 0 | 0 | 0 | 0 | 0 | 0 | 0 | 48.9 | 0 | 2.6404 | 57.4838 | 0 | 0 | 0
6753 | 89.6547 | 0 | 89.6547 | 42.9 | 2 | 1.8576 | 4 | 8.4414 | 30.4557 | 8.4414 | 30.4557 | 0 | 0 | 0 | 0 | 0 | 0 | 0 | 0 | 0 | 48.9 | 0 | 2.6896 | 60.7944 | 0 | 0 | -1.4211e-14
6754 | 88.4435 | 0 | 88.4435 | 42.9 | 2 | 0 | 4 | 9.8117 | 43.8547 | 9.8117 | 43.8547 | 0 | 0 | 12 | 0 | 2.1229 | 0 | 14.1229 | 0 | 12.7573 | 48.9 | 0 | 2.6533 | 60.5892 | 0 | 0 | 0
6755 | 88.4576 | 0 | 88.4576 | 42.9 | 2 | 7.1054e-15 | 4 | 10.4701 | 41.9321 | 10.4701 | 41.9321 | 0 | 0 | 12 | 0 | 0.84454 | 0 | 12.8445 | 0 | 24.3359 | 48.9 | 0 | 2.6537 | 60.7542 | 0 | 0 | 0
6756 | 85.5739 | 0 | 85.5739 | 42.9 | 2 | 7.1054e-15 | 4 | 8.4588 | 48.4521 | 8.4588 | 48.4521 | 0 | 0 | 12 | 0 | 8.237 | 0 | 20.237 | 0 | 42.73 | 48.9 | 0 | 2.5672 | 59.8 | 0 | 1.4211e-14 | 0
6757 | 86.3011 | 0 | 86.3011 | 42.9 | 2 | 0 | 4 | 10.5555 | 43.8277 | 10.5555 | 43.8277 | 0 | 0 | 12 | 0 | 4.982 | 0 | 16.982 | 0 | 58.1232 | 48.9 | 0 | 2.589 | 60.2201 | 0 | 0 | 0
6758 | 84.3012 | 0 | 84.3012 | 42.9 | 2 | 0 | 4 | 9.0798 | 41.608 | 9.0798 | 37.1613 | 0 | 4.4467 | 5.3333 | 0 | 5.5065 | 0 | 10.8399 | 0 | 68 | 48.9 | 0 | 2.529 | 60.439 | 0 | 1.7764e-14 | 0
6759 | 81.9818 | 0 | 81.9818 | 42.9 | 2 | 0 | 4 | 10.5157 | 33.6691 | 10.5157 | 22.5661 | 0 | 11.103 | 0 | 0 | 0 | 0 | 0 | 0 | 68 | 48.9 | 0 | 2.4595 | 82.979 | 0 | 0 | 0
6760 | 89.7393 | 0 | 89.7393 | 42.9 | 2 | 6.8321 | 4 | 10.1389 | 23.8683 | 10.1389 | 23.8683 | 0 | 0 | 0 | 0 | 0 | 0 | 0 | 0 | 68 | 48.9 | 0 | 2.6922 | 78.4621 | 0 | 0 | 0
6761 | 93.9341 | 0 | 93.9341 | 42.9 | 2 | 9.0385 | 8.6908 | 11.2985 | 12.6154 | 11.2985 | 12.6154 | 0 | 0 | 0 | 7.3909 | 0 | 0 | 0 | 7.3909 | 59.7879 | 53.5908 | 0 | 2.818 | 66.0183 | 0 | 1.4211e-14 | 0
6762 | 94.7642 | 0 | 94.7642 | 42.9 | 2 | 10.8536 | 6.8181 | 10.6832 | 5.8057e-15 | 10.6832 | 5.8057e-15 | 0 | 0 | 0 | 12 | 0 | 9.5093 | 0 | 21.5093 | 36.1402 | 51.7181 | 0 | 2.8429 | 53.7725 | 0 | 0 | 0
6763 | 99.6311 | 0 | 99.6311 | 44.7155 | 2 | 11.5084 | 10 | 10.4776 | 0 | 10.4776 | 0 | 0 | 0 | 0 | 12 | 0 | 8.9297 | 0 | 20.9297 | 13.1212 | 56.7155 | 0 | 2.9889 | 48.2845 | 0 | 0 | 0
6764 | 107.8197 | 0 | 107.8197 | 55 | 4.1112 | 11.9938 | 10 | 14.9056 | 0 | 14.9056 | 0 | 0 | 0 | 0 | 11.8091 | 0 | 0 | 0 | 11.8091 | 0 | 69.1112 | 0 | 3.2346 | 35.8888 | 0 | 0 | 0
6765 | 102.8793 | 0 | 102.8793 | 55 | 13.9382 | 11.7 | 10 | 12.2411 | 0 | 12.2411 | 0 | 0 | 0 | 0 | 0 | 0 | 0 | 0 | 0 | 0 | 78.9382 | 0 | 3.0864 | 26.0618 | 0 | 0 | 0
6766 | 98.4345 | 0 | 98.4345 | 55 | 9.8728 | 11.0974 | 10 | 12.4643 | 0 | 12.4643 | 0 | 0 | 0 | 0 | 0 | 0 | 0 | 0 | 0 | 0 | 74.8728 | 0 | 2.953 | 30.1272 | 0 | 1.4211e-14 | 0
6767 | 94.508 | 0 | 94.508 | 55 | 7.08 | 10.6835 | 10 | 11.7445 | 0 | 11.7445 | 0 | 0 | 0 | 0 | 0 | 0 | 0 | 0 | 0 | 0 | 72.08 | 0 | 2.8352 | 32.92 | 0 | 0 | 0
6768 | 81.9549 | 0 | 81.9549 | 46.2349 | 2 | 8.6314 | 10 | 15.0886 | 0 | 15.0886 | 0 | 0 | 0 | 0 | 0 | 0 | 0 | 0 | 0 | 0 | 58.2349 | 0 | 2.4586 | 46.7651 | 0 | 0 | 0
6769 | 84.6773 | 0 | 84.6773 | 49.8185 | 2 | 9.1626 | 10 | 13.6962 | 0 | 13.6962 | 0 | 0 | 0 | 0 | 0 | 0 | 0 | 0 | 0 | 0 | 61.8185 | 0 | 2.5403 | 43.1815 | 0 | 0 | 0
6770 | 85.3989 | 0 | 85.3989 | 50.5581 | 2 | 9.2722 | 10 | 13.5686 | 0 | 13.5686 | 0 | 0 | 0 | 0 | 0 | 0 | 0 | 0 | 0 | 0 | 62.5581 | 0 | 2.562 | 42.4419 | 0 | 0 | -1.4211e-14
6771 | 83.2606 | 0 | 83.2606 | 50.5556 | 2 | 9.2718 | 10 | 11.4332 | 0 | 11.4332 | 0 | 0 | 0 | 0 | 0 | 0 | 0 | 0 | 0 | 0 | 62.5556 | 0 | 2.4978 | 42.4444 | 0 | 0 | 0
6772 | 84.2531 | 0 | 84.2531 | 51.5107 | 2 | 9.4134 | 10 | 11.329 | 0 | 11.329 | 0 | 0 | 0 | 0 | 0 | 0 | 0 | 0 | 0 | 0 | 63.5107 | 0 | 2.5276 | 41.4893 | 0 | 0 | 0
6773 | 87.2302 | 0 | 87.2302 | 52.4462 | 2 | 9.552 | 10 | 13.232 | 0 | 13.232 | 0 | 0 | 0 | 0 | 0 | 0 | 0 | 0 | 0 | 0 | 64.4462 | 0 | 2.6169 | 40.5538 | 0 | 0 | 0
6774 | 83.1858 | 0 | 83.1858 | 50.577 | 2 | 9.275 | 10 | 11.3339 | 0 | 11.3339 | 0 | 0 | 0 | 0 | 0 | 0 | 0 | 0 | 0 | 0 | 62.577 | 0 | 2.4956 | 42.423 | 0 | 0 | 0
6775 | 83.8368 | 0 | 83.8368 | 42.9 | 2 | 8.0634 | 9.5026 | 10.8648 | 10.5061 | 10.8648 | 10.5061 | 0 | 0 | 0 | 0 | 0 | 0 | 0 | 0 | 0 | 54.4026 | 0 | 2.5151 | 50.5974 | 0 | 0 | 0
6776 | 84.393 | 0 | 84.393 | 42.9 | 2 | 4.8236 | 4 | 10.5063 | 20.1631 | 10.5063 | 20.1631 | 0 | 0 | 0 | 0 | 0 | 0 | 0 | 0 | 0 | 48.9 | 0 | 2.5318 | 58.2112 | 0 | 0 | -1.4211e-14
6777 | 82.8942 | 0 | 82.8942 | 42.9 | 2 | 0 | 4 | 11.0922 | 30.7406 | 11.0922 | 30.7406 | 0 | 0 | 7.8386 | 0 | 0 | 0 | 7.8386 | 0 | 7.0547 | 48.9 | 0 | 2.4868 | 61.4004 | 0 | 0 | 0
6778 | 85.4357 | 0 | 85.4357 | 42.9 | 2 | 0 | 4 | 10.8198 | 37.8115 | 10.8198 | 37.8115 | 0 | 0 | 12 | 0 | 0.095582 | 0 | 12.0956 | 0 | 17.9428 | 48.9 | 0 | 2.5631 | 60.8509 | 0 | 0 | 0
6779 | 81.9397 | 0 | 81.9397 | 42.9 | 2 | 0 | 4 | 10.4265 | 41.9914 | 10.4265 | 41.9914 | 0 | 0 | 12 | 0 | 7.3781 | 0 | 19.3781 | 0 | 35.5451 | 48.9 | 0 | 2.4582 | 59.9108 | 0 | 0 | 0
6780 | 82.7486 | 0 | 82.7486 | 42.9 | 2 | 0 | 4 | 9.2609 | 45.1897 | 9.2609 | 45.1897 | 0 | 0 | 12 | 0 | 8.6019 | 0 | 20.6019 | 0 | 54.2757 | 48.9 | 0 | 2.4825 | 59.7529 | 0 | 0 | 0
6781 | 81.9539 | 0 | 81.9539 | 42.9 | 2 | 0 | 4 | 10.3101 | 45.6452 | 10.3101 | 37.856 | 0 | 7.7891 | 9.4948 | 0 | 5.6175 | 0 | 15.1122 | 0 | 68 | 48.9 | 0 | 2.4586 | 59.456 | 0 | 1.2434e-14 | 0
6782 | 81.5514 | 0 | 81.5514 | 42.9 | 2 | 1.4211e-14 | 4 | 8.9227 | 37.1218 | 8.9227 | 23.7287 | 0 | 13.3931 | 0 | 0 | 0 | 0 | 0 | 0 | 68 | 48.9 | 0 | 2.4465 | 82.6834 | 0 | 0 | 0
6783 | 79.8031 | 0 | 79.8031 | 42.9 | 2 | 0 | 4 | 9.5652 | 29.0448 | 9.5652 | 21.3379 | 0 | 7.7069 | 0 | 0 | 0 | 0 | 0 | 0 | 68 | 48.9 | 0 | 2.3941 | 83.4174 | 0 | 0 | 0
6784 | 84.3638 | 0 | 84.3638 | 42.9 | 2 | 3.8088 | 4 | 10.3871 | 21.2679 | 10.3871 | 21.2679 | 0 | 0 | 0 | 0 | 0 | 0 | 0 | 0 | 68 | 48.9 | 0 | 2.5309 | 81.0951 | 0 | 0 | 0
6785 | 90.6455 | 0 | 90.6455 | 42.9 | 2 | 8.8601 | 8.7742 | 10.5095 | 11.4981 | 10.5095 | 11.4981 | 0 | 0 | 0 | 6.1037 | 0 | 0 | 0 | 6.1037 | 61.2182 | 53.6742 | 0 | 2.7194 | 67.2222 | 0 | 0 | 0
6786 | 92.4202 | 0 | 92.4202 | 42.9 | 2 | 10.2645 | 7.2592 | 12.9027 | 5.4282e-15 | 12.9027 | 5.4282e-15 | 0 | 0 | 0 | 12 | 0 | 5.0938 | 0 | 17.0938 | 42.3598 | 52.1592 | 0 | 2.7726 | 57.747 | 0 | 0 | 0
6787 | 97.331 | 0 | 97.331 | 42.9 | 2 | 11.0337 | 7.5429 | 11.8544 | 0 | 11.8544 | 0 | 0 | 0 | 0 | 12 | 0 | 10 | 0 | 22 | 18.18 | 52.4429 | 0 | 2.9199 | 52.5571 | 0 | 0 | 0
6788 | 102.7379 | 0 | 102.7379 | 51.4172 | 2 | 11.674 | 10 | 12.3014 | 0 | 12.3014 | 0 | 0 | 0 | 0 | 12 | 0 | 3.3453 | 0 | 15.3453 | 1.2182 | 63.4172 | 0 | 3.0821 | 41.5828 | 0 | 1.4211e-14 | 0
6789 | 100.1155 | 0 | 100.1155 | 55 | 8.023 | 10.9858 | 10 | 15.0105 | 0 | 15.0105 | 0 | 0 | 0 | 0 | 1.0963 | 0 | 0 | 0 | 1.0963 | -2.2204e-16 | 73.023 | 0 | 3.0035 | 31.977 | 0 | 0 | 0
6790 | 92.3931 | 0 | 92.3931 | 55 | 2.5221 | 10.0079 | 10 | 14.8631 | 0 | 14.8631 | 0 | 0 | 0 | 0 | -1.9984e-16 | 0 | 0 | 0 | -1.9984e-16 | 0 | 67.5221 | 0 | 2.7718 | 37.4779 | 0 | 0 | 0
6791 | 90.303 | 0 | 90.303 | 55 | 3.0155 | 10.0811 | 10 | 12.2064 | 0 | 12.2064 | 0 | 0 | 0 | 0 | 0 | 0 | 0 | 0 | 0 | 0 | 68.0155 | 0 | 2.7091 | 36.9845 | 0 | 0 | 0
6792 | 81.0742 | 0 | 81.0742 | 46.8463 | 2 | 8.722 | 10 | 13.5059 | 0 | 13.5059 | 0 | 0 | 0 | 0 | 0 | 0 | 0 | 0 | 0 | 0 | 58.8463 | 0 | 2.4322 | 46.1537 | 0 | 0 | 0
6793 | 82.0594 | 0 | 82.0594 | 47.4933 | 2 | 8.8179 | 10 | 13.7482 | 0 | 13.7482 | 0 | 0 | 0 | 0 | 0 | 0 | 0 | 0 | 0 | 0 | 59.4933 | 0 | 2.4618 | 45.5067 | 0 | 0 | 0
6794 | 85.1784 | 0 | 85.1784 | 52.4633 | 2 | 9.5546 | 10 | 11.1606 | 0 | 11.1606 | 0 | 0 | 0 | 0 | 0 | 0 | 0 | 0 | 0 | 0 | 64.4633 | 0 | 2.5554 | 40.5367 | 0 | 0 | 0
6795 | 84.2725 | 0 | 84.2725 | 51.339 | 2 | 9.3879 | 10 | 11.5455 | 0 | 11.5455 | 0 | 0 | 0 | 0 | 0 | 0 | 0 | 0 | 0 | 0 | 63.339 | 0 | 2.5282 | 41.661 | 0 | 0 | 0
6796 | 84.5217 | 0 | 84.5217 | 52.7687 | 2 | 9.5998 | 10 | 10.1531 | 0 | 10.1531 | 0 | 0 | 0 | 0 | 0 | 0 | 0 | 0 | 0 | 0 | 64.7687 | 0 | 2.5356 | 40.2313 | 0 | 0 | 0
6797 | 85.7663 | 0 | 85.7663 | 53.9255 | 2 | 9.7713 | 10 | 10.0695 | 0 | 10.0695 | 0 | 0 | 0 | 0 | 0 | 0 | 0 | 0 | 0 | 0 | 65.9255 | 0 | 2.573 | 39.0745 | 0 | 0 | -1.4211e-14
6798 | 83.0079 | 0 | 83.0079 | 50.5206 | 2 | 9.2666 | 10 | 11.2206 | 0 | 11.2206 | 0 | 0 | 0 | 0 | 0 | 0 | 0 | 0 | 0 | 0 | 62.5206 | 0 | 2.4902 | 42.4794 | 0 | 0 | 0
6799 | 85.1071 | 0 | 85.1071 | 43.351 | 2 | 8.204 | 10 | 11.7782 | 9.774 | 11.7782 | 9.774 | 0 | 0 | 0 | 0 | 0 | 0 | 0 | 0 | 0 | 55.351 | 0 | 2.5532 | 49.649 | 0 | 0 | 0
6800 | 86.0175 | 0 | 86.0175 | 42.9 | 2 | 6.6145 | 4 | 9.7247 | 20.7783 | 9.7247 | 20.7783 | 0 | 0 | 0 | 0 | 0 | 0 | 0 | 0 | 0 | 48.9 | 0 | 2.5805 | 56.6516 | 0 | 0 | 0
6801 | 82.7911 | 0 | 82.7911 | 42.9 | 2 | 0 | 4 | 10.7301 | 29.3515 | 10.7301 | 29.3515 | 0 | 0 | 6.1904 | 0 | 0 | 0 | 6.1904 | 0 | 5.5713 | 48.9 | 0 | 2.4837 | 61.6132 | 0 | 0 | 0
6802 | 84.9487 | 0 | 84.9487 | 42.9 | 2 | 0 | 4 | 8.8138 | 33.2853 | 8.8138 | 33.2853 | 0 | 0 | 6.0504 | 0 | 0 | 0 | 6.0504 | 0 | 11.0167 | 48.9 | 0 | 2.5485 | 61.6312 | 0 | 0 | 0
6803 | 84.8236 | 0 | 84.8236 | 42.9 | 2 | 0 | 4 | 9.0465 | 42.1607 | 9.0465 | 42.1607 | 0 | 0 | 12 | 0 | 3.2835 | 0 | 15.2835 | 0 | 24.844 | 48.9 | 0 | 2.5447 | 60.4394 | 0 | 0 | 0
6804 | 83.4697 | 0 | 83.4697 | 42.9 | 2 | 0 | 4 | 8.6073 | 42.1563 | 8.6073 | 42.1563 | 0 | 0 | 12 | 0 | 4.1939 | 0 | 16.1939 | 0 | 39.5105 | 48.9 | 0 | 2.5041 | 60.3219 | 0 | 0 | 0
6805 | 82.8638 | 0 | 82.8638 | 42.9 | 2 | 0 | 4 | 9.0095 | 38.5878 | 9.0095 | 38.5878 | 0 | 0 | 12 | 0 | 1.6335 | 0 | 13.6335 | 0 | 51.8165 | 48.9 | 0 | 2.4859 | 60.6524 | 0 | 0 | 0
6806 | 78.8705 | 0 | 78.8705 | 42.9 | 2 | 7.1054e-15 | 4 | 7.3386 | 37.0058 | 7.3386 | 37.0058 | 0 | 0 | 5.0926 | 0 | 9.2813 | 0 | 14.3738 | 0 | 64.9567 | 48.9 | 0 | 2.3661 | 60.5568 | 0 | 0 | 0
6807 | 78.7416 | 0 | 78.7416 | 42.9 | 2 | 7.1054e-15 | 4 | 11.3734 | 30.4705 | 11.3734 | 21.7691 | 0 | 8.7014 | 0 | 0 | 3.3009 | 0 | 3.3009 | 0 | 68 | 48.9 | 0 | 2.3622 | 72.8629 | 0 | 3.1086e-15 | 0
6808 | 83.2081 | 0 | 83.2081 | 42.9 | 2 | 5.0039 | 4 | 8.3779 | 20.9263 | 8.3779 | 20.9263 | 0 | 0 | 0 | 0 | 0 | 0 | 0 | 0 | 68 | 48.9 | 0 | 2.4962 | 80.0542 | 0 | 1.4211e-14 | 0
6809 | 86.0378 | 0 | 86.0378 | 43.7647 | 2 | 8.5175 | 10 | 9.4704 | 10.5834 | 9.4704 | 10.5834 | 0 | 0 | 0 | 1.7018 | 0 | 0 | 0 | 1.7018 | 66.1091 | 55.7647 | 0 | 2.5811 | 69.5335 | 0 | 0 | 0
6810 | 91.267 | 0 | 91.267 | 42.9 | 2 | 10.4375 | 9.0971 | 10.409 | 4.8671e-15 | 10.409 | 4.8671e-15 | 0 | 0 | 0 | 12 | 0 | 4.4233 | 0 | 16.4233 | 47.978 | 53.9971 | 0 | 2.738 | 56.5795 | 0 | 0 | 0
6811 | 99.2715 | 0 | 99.2715 | 42.9 | 2 | 11.2723 | 9.1524 | 11.9469 | 0 | 11.9469 | 0 | 0 | 0 | 0 | 12 | 0 | 10 | 0 | 22 | 23.7981 | 54.0524 | 0 | 2.9781 | 50.9476 | 0 | 0 | 0
6812 | 104.1874 | 0 | 104.1874 | 52.3188 | 2 | 11.907 | 10 | 11.9459 | 0 | 11.9459 | 0 | 0 | 0 | 0 | 12 | 0 | 4.0158 | 0 | 16.0158 | 6.1091 | 64.3188 | 0 | 3.1256 | 40.6812 | 0 | 0 | 0
6813 | 97.3643 | 0 | 97.3643 | 55 | 3.8422 | 11.0185 | 10 | 12.0054 | 0 | 12.0054 | 0 | 0 | 0 | 0 | 5.4982 | 0 | 0 | 0 | 5.4982 | 0 | 68.8422 | 0 | 2.9209 | 36.1578 | 0 | 0 | 0
6814 | 95.9101 | 0 | 95.9101 | 55 | 6.3056 | 10.5687 | 10 | 14.0357 | 0 | 14.0357 | 0 | 0 | 0 | 0 | 0 | 0 | 0 | 0 | 0 | 0 | 71.3056 | 0 | 2.8773 | 33.6944 | 0 | 0 | 0
6815 | 91.3357 | 0 | 91.3357 | 55 | 3.8006 | 10.1974 | 10 | 12.3377 | 0 | 12.3377 | 0 | 0 | 0 | 0 | 0 | 0 | 0 | 0 | 0 | 0 | 68.8006 | 0 | 2.7401 | 36.1994 | 0 | 0 | 0
6816 | 84.6177 | 0 | 84.6177 | 50.4049 | 2 | 9.2495 | 10 | 12.9633 | 0 | 12.9633 | 0 | 0 | 0 | 0 | 0 | 0 | 0 | 0 | 0 | 0 | 62.4049 | 0 | 2.5385 | 42.5951 | 0 | 0 | 0
6817 | 83.874 | 0 | 83.874 | 51.5617 | 2 | 9.4209 | 10 | 10.8914 | 0 | 10.8914 | 0 | 0 | 0 | 0 | 0 | 0 | 0 | 0 | 0 | 0 | 63.5617 | 0 | 2.5162 | 41.4383 | 0 | 0 | 0
6818 | 84.7178 | 0 | 84.7178 | 52.16 | 2 | 9.5096 | 10 | 11.0482 | 0 | 11.0482 | 0 | 0 | 0 | 0 | 0 | 0 | 0 | 0 | 0 | 0 | 64.16 | 0 | 2.5415 | 40.84 | 0 | 0 | -1.4211e-14
6819 | 85.7316 | 0 | 85.7316 | 53.5282 | 2 | 9.7124 | 10 | 10.491 | 0 | 10.491 | 0 | 0 | 0 | 0 | 0 | 0 | 0 | 0 | 0 | 0 | 65.5282 | 0 | 2.5719 | 39.4718 | 0 | 0 | 0
6820 | 85.0588 | 0 | 85.0588 | 54.1592 | 2 | 9.8059 | 10 | 9.0936 | 0 | 9.0936 | 0 | 0 | 0 | 0 | 0 | 0 | 0 | 0 | 0 | 0 | 66.1592 | 0 | 2.5518 | 38.8408 | 0 | 0 | 0
6821 | 89.1179 | 0 | 89.1179 | 55 | 3.7031 | 10.183 | 10 | 10.2318 | 0 | 10.2318 | 0 | 0 | 0 | 0 | 0 | 0 | 0 | 0 | 0 | 0 | 68.7031 | 0 | 2.6735 | 36.2969 | 0 | 0 | 0
6822 | 85.8 | 0 | 85.8 | 54.8454 | 2 | 9.9076 | 10 | 9.047 | 0 | 9.047 | 0 | 0 | 0 | 0 | 0 | 0 | 0 | 0 | 0 | 0 | 66.8454 | 0 | 2.574 | 38.1546 | 0 | 0 | 0
6823 | 87.6036 | 0 | 87.6036 | 45.3724 | 2 | 8.5036 | 10 | 10.2653 | 11.4624 | 10.2653 | 11.4624 | 0 | 0 | 0 | 0 | 0 | 0 | 0 | 0 | 0 | 57.3724 | 0 | 2.6281 | 47.6276 | 0 | 0 | 0
6824 | 85.0351 | 0 | 85.0351 | 42.9 | 2 | 6.4616 | 4 | 10.283 | 19.3904 | 10.283 | 19.3904 | 0 | 0 | 0 | 0 | 0 | 0 | 0 | 0 | 0 | 48.9 | 0 | 2.5511 | 56.7847 | 0 | 0 | 0
6825 | 85.166 | 0 | 85.166 | 42.9 | 2 | 7.1054e-15 | 4 | 7.8476 | 29.784 | 7.8476 | 29.784 | 0 | 0 | 1.3656 | 0 | 0 | 0 | 1.3656 | 0 | 1.229 | 48.9 | 0 | 2.555 | 62.236 | 0 | 0 | 0
6826 | 87.7402 | 0 | 87.7402 | 42.9 | 2 | 0 | 4 | 7.118 | 36.6011 | 7.118 | 36.6011 | 0 | 0 | 4.8789 | 0 | 0 | 0 | 4.8789 | 0 | 5.62 | 48.9 | 0 | 2.6322 | 61.7825 | 0 | 0 | 0
6827 | 86.1266 | 0 | 86.1266 | 42.9 | 2 | 0 | 4 | 8.9334 | 42.6635 | 8.9334 | 42.6635 | 0 | 0 | 12 | 0 | 2.3703 | 0 | 14.3703 | 0 | 18.6053 | 48.9 | 0 | 2.5838 | 60.5573 | 0 | 0 | 0
6828 | 84.2275 | 0 | 84.2275 | 42.9 | 2 | 0 | 4 | 6.8408 | 46.0293 | 6.8408 | 46.0293 | 0 | 0 | 12 | 0 | 5.5426 | 0 | 17.5426 | 0 | 34.5154 | 48.9 | 0 | 2.5268 | 60.1478 | 0 | 0 | 0
6829 | 81.6585 | 0 | 81.6585 | 42.9 | 2 | 0 | 4 | 8.8635 | 38.5683 | 8.8635 | 38.5683 | 0 | 0 | 12 | 0 | 2.6733 | 0 | 14.6733 | 0 | 47.7801 | 48.9 | 0 | 2.4498 | 60.5181 | 0 | 0 | 0
6830 | 84.7073 | 0 | 84.7073 | 42.9 | 2 | 7.1054e-15 | 4 | 8.0837 | 39.0704 | 8.0837 | 39.0704 | 0 | 0 | 11.0889 | 0 | 0.25792 | 0 | 11.3468 | 0 | 57.9979 | 48.9 | 0 | 2.5412 | 60.9475 | 0 | 0 | 0
6831 | 81.9723 | 0 | 81.9723 | 42.9 | 2 | 0 | 4 | 9.659 | 32.5879 | 9.659 | 32.5879 | 0 | 0 | 0 | 0 | 9.1745 | 0 | 9.1745 | 0 | 66.4563 | 48.9 | 0 | 2.4592 | 73.228 | 0 | 0 | 0
6832 | 84.5482 | 0 | 84.5482 | 42.9 | 2 | 5.8957 | 4 | 8.49 | 21.2624 | 8.49 | 21.2624 | 0 | 0 | 0 | 0 | 0 | 0 | 0 | 0 | 66.4563 | 48.9 | 0 | 2.5364 | 79.2776 | 0 | 0 | 0
6833 | 90.6825 | 0 | 90.6825 | 42.9 | 2 | 8.9899 | 6.3874 | 9.7006 | 11.3385 | 9.7006 | 11.3385 | 0 | 0 | 0 | 9.3662 | 0 | 0 | 0 | 9.3662 | 56.0495 | 51.2874 | 0 | 2.7205 | 66.3464 | 0 | 0 | 0
6834 | 94.9656 | 0 | 94.9656 | 42.9 | 2 | 11.1895 | 8.5941 | 8.2819 | 5.9922e-15 | 8.2819 | 5.9922e-15 | 0 | 0 | 0 | 12 | 0 | 10 | 0 | 22 | 31.8696 | 53.4941 | 0 | 2.849 | 51.5059 | 0 | 0 | 0
6835 | 99.0006 | 0 | 99.0006 | 46.6527 | 2 | 11.5118 | 10 | 9.8202 | 0 | 9.8202 | 0 | 0 | 0 | 0 | 12 | 0 | 7.0159 | 0 | 19.0159 | 10.9265 | 58.6527 | 0 | 2.97 | 46.3473 | 0 | 0 | 0
6836 | 105.3474 | 0 | 105.3474 | 55 | 8.7999 | 12.396 | 10 | 9.3177 | 0 | 9.3177 | 0 | 0 | 0 | 0 | 9.8338 | 0 | 0 | 0 | 9.8338 | 0 | 73.7999 | 0 | 3.1604 | 31.2001 | 0 | 0 | -1.4211e-14
6837 | 101.0855 | 0 | 101.0855 | 55 | 14.3536 | 11.7616 | 10 | 9.9704 | 0 | 9.9704 | 0 | 0 | 0 | 0 | 0 | 0 | 0 | 0 | 0 | 0 | 79.3536 | 0 | 3.0326 | 25.6464 | 0 | 0 | 0
6838 | 97.6439 | 0 | 97.6439 | 55 | 8.9308 | 10.9578 | 10 | 12.7553 | 0 | 12.7553 | 0 | 0 | 0 | 0 | 0 | 0 | 0 | 0 | 0 | 0 | 73.9308 | 0 | 2.9293 | 31.0692 | 0 | 0 | 0
6839 | 93.5359 | 0 | 93.5359 | 55 | 5.2488 | 10.4121 | 10 | 12.875 | 0 | 12.875 | 0 | 0 | 0 | 0 | 0 | 0 | 0 | 0 | 0 | 0 | 70.2488 | 0 | 2.8061 | 34.7512 | 0 | 0 | 0
6840 | 76.0292 | 0 | 76.0292 | 46.1733 | 2 | 8.6223 | 10 | 9.2336 | 0 | 9.2336 | 0 | 0 | 0 | 0 | 0 | 0 | 0 | 0 | 0 | 0 | 58.1733 | 0 | 2.2809 | 46.8267 | 0 | 0 | 0
6841 | 79.9942 | 0 | 79.9942 | 49.7955 | 2 | 9.1592 | 10 | 9.0395 | 0 | 9.0395 | 0 | 0 | 0 | 0 | 0 | 0 | 0 | 0 | 0 | 0 | 61.7955 | 0 | 2.3998 | 43.2045 | 0 | 0 | 0
6842 | 77.5626 | 0 | 77.5626 | 49.5975 | 2 | 9.1298 | 10 | 6.8353 | 0 | 6.8353 | 0 | 0 | 0 | 0 | 0 | 0 | 0 | 0 | 0 | 0 | 61.5975 | 0 | 2.3269 | 43.4025 | 0 | 0 | 0
6843 | 79.4282 | 0 | 79.4282 | 50.0775 | 2 | 9.2009 | 10 | 8.1498 | 0 | 8.1498 | 0 | 0 | 0 | 0 | 0 | 0 | 0 | 0 | 0 | 0 | 62.0775 | 0 | 2.3828 | 42.9225 | 0 | 0 | 0
6844 | 80.8853 | 0 | 80.8853 | 51.0294 | 2 | 9.342 | 10 | 8.5139 | 0 | 8.5139 | 0 | 0 | 0 | 0 | 0 | 0 | 0 | 0 | 0 | 0 | 63.0294 | 0 | 2.4266 | 41.9706 | 0 | 0 | 0
6845 | 81.6414 | 0 | 81.6414 | 52.2355 | 2 | 9.5208 | 10 | 7.8851 | 0 | 7.8851 | 0 | 0 | 0 | 0 | 0 | 0 | 0 | 0 | 0 | 0 | 64.2355 | 0 | 2.4492 | 40.7645 | 0 | 0 | 0
6846 | 78.4999 | 0 | 78.4999 | 49.8929 | 2 | 9.1736 | 10 | 7.4334 | 0 | 7.4334 | 0 | 0 | 0 | 0 | 0 | 0 | 0 | 0 | 0 | 0 | 61.8929 | 0 | 2.355 | 43.1071 | 0 | 0 | 0
6847 | 79.3531 | 0 | 79.3531 | 42.9 | 2 | 7.7275 | 7.2361 | 7.719 | 11.7705 | 7.719 | 11.7705 | 0 | 0 | 0 | 0 | 0 | 0 | 0 | 0 | 0 | 52.1361 | 0 | 2.3806 | 52.8639 | 0 | 0 | 0
6848 | 78.8478 | 0 | 78.8478 | 42.9 | 2 | 0 | 4 | 6.1536 | 25.3067 | 6.1536 | 25.3067 | 0 | 0 | 1.5125 | 0 | 0 | 0 | 1.5125 | 0 | 1.3613 | 48.9 | 0 | 2.3654 | 62.217 | 0 | 0 | 0
6849 | 77.4294 | 0 | 77.4294 | 42.9 | 2 | 0 | 4 | 7.762 | 31.0907 | 7.762 | 31.0907 | 0 | 0 | 10.3233 | 0 | 0 | 0 | 10.3233 | 0 | 10.6522 | 48.9 | 0 | 2.3229 | 61.0797 | 0 | 0 | 0
6850 | 76.5401 | 0 | 76.5401 | 42.9 | 2 | 7.1054e-15 | 4 | 7.2758 | 41.5259 | 7.2758 | 41.5259 | 0 | 0 | 12 | 0 | 9.1615 | 0 | 21.1615 | 0 | 29.8987 | 48.9 | 0 | 2.2962 | 59.6806 | 0 | 0 | 0
6851 | 78.2978 | 0 | 78.2978 | 42.9 | 2 | 0 | 4 | 6.008 | 47.1058 | 6.008 | 45.3898 | 0 | 1.716 | 12 | 0 | 10 | 0 | 22 | 0 | 49.9182 | 48.9 | 0 | 2.3489 | 59.3509 | 0 | 0 | 0
6852 | 77.1385 | 0 | 77.1385 | 42.9 | 2 | 7.1054e-15 | 4 | 5.6936 | 49.9238 | 5.6936 | 37.0764 | 0 | 12.8473 | 12 | 0 | 2.5315 | 0 | 14.5315 | 0 | 63.0522 | 48.9 | 0 | 2.3142 | 58.878 | 0 | 3.5527e-15 | 0
6853 | 75.9222 | 0 | 75.9222 | 42.9 | 2 | 0 | 4 | 6.9152 | 47.5967 | 6.9152 | 25.6045 | 0 | 21.9922 | 5.4976 | 0 | 0 | 0 | 5.4976 | 0 | 68 | 48.9 | 0 | 2.2777 | 68.8637 | 0 | 0 | -1.7764e-15
6854 | 77.3534 | 0 | 77.3534 | 42.9 | 2 | 1.4211e-14 | 4 | 6.2881 | 37.8823 | 6.2881 | 22.1652 | 0 | 15.717 | 0 | 0 | 0 | 0 | 0 | 0 | 68 | 48.9 | 0 | 2.3206 | 82.3834 | 0 | 0 | 0
6855 | 72.9435 | 0 | 72.9435 | 42.9 | 2 | 0 | 4 | 6.8954 | 35.1757 | 6.8954 | 17.1481 | 0 | 18.0275 | 0 | 0 | 0 | 0 | 0 | 0 | 68 | 48.9 | 0 | 2.1883 | 82.0852 | 0 | 0 | 0
6856 | 79.7722 | 0 | 79.7722 | 42.9 | 2 | 0 | 4 | 6.6671 | 27.3395 | 6.6671 | 24.2051 | 0 | 3.1344 | 0 | 0 | 0 | 0 | 0 | 0 | 68 | 48.9 | 0 | 2.3932 | 84.0076 | 0 | 0 | 0
6857 | 85.5068 | 0 | 85.5068 | 42.9 | 2 | 7.3663 | 4 | 6.684 | 12.3577 | 6.684 | 12.3577 | 0 | 0 | 0 | 10.1988 | 0 | 0 | 0 | 10.1988 | 56.668 | 48.9 | 0 | 2.5652 | 69.1145 | 0 | 0 | 0
6858 | 86.6293 | 0 | 86.6293 | 42.9 | 2 | 7.0418 | 4 | 9.9534 | 5.5298e-15 | 9.9534 | 5.5298e-15 | 0 | 0 | 0 | 12 | 0 | 8.7342 | 0 | 20.7342 | 33.8611 | 48.9 | 0 | 2.5989 | 60.2217 | 0 | 0 | 0
6859 | 93.2431 | 0 | 93.2431 | 42.9 | 2 | 10.9459 | 7.2454 | 8.4469 | 0 | 8.4469 | 0 | 0 | 0 | 0 | 12 | 0 | 9.7049 | 0 | 21.7049 | 10.0013 | 52.1454 | 0 | 2.7973 | 52.8546 | 0 | 0 | 0
6860 | 97.465 | 0 | 97.465 | 55 | 4.9113 | 11.6962 | 10 | 6.8564 | 0 | 6.8564 | 0 | 0 | 0 | 0 | 9.0012 | 0 | 0 | 0 | 9.0012 | 0 | 69.9113 | 0 | 2.924 | 35.0887 | 0 | 0 | 0
6861 | 92.0871 | 0 | 92.0871 | 55 | 7.8372 | 10.7957 | 10 | 8.4543 | 0 | 8.4543 | 0 | 0 | 0 | 0 | 0 | 0 | 0 | 0 | 0 | 0 | 72.8372 | 0 | 2.7626 | 32.1628 | 0 | 0 | 0
6862 | 91.312 | 0 | 91.312 | 55 | 5.1771 | 10.4015 | 10 | 10.7334 | 0 | 10.7334 | 0 | 0 | 0 | 0 | 0 | 0 | 0 | 0 | 0 | 0 | 70.1771 | 0 | 2.7394 | 34.8229 | 0 | 0 | 0
6863 | 83.7188 | 0 | 83.7188 | 53.4835 | 2 | 9.7058 | 10 | 8.5295 | 0 | 8.5295 | 0 | 0 | 0 | 0 | 0 | 0 | 0 | 0 | 0 | 0 | 65.4835 | 0 | 2.5116 | 39.5165 | 0 | 0 | 0
6864 | 77.8736 | 0 | 77.8736 | 45.6462 | 2 | 8.5442 | 10 | 11.6832 | 0 | 11.6832 | 0 | 0 | 0 | 0 | 0 | 0 | 0 | 0 | 0 | 0 | 57.6462 | 0 | 2.3362 | 47.3538 | 0 | 0 | 0
6865 | 79.8205 | 0 | 79.8205 | 46.4321 | 2 | 8.6606 | 10 | 12.7277 | 0 | 12.7277 | 0 | 0 | 0 | 0 | 0 | 0 | 0 | 0 | 0 | 0 | 58.4321 | 0 | 2.3946 | 46.5679 | 0 | 0 | 0
6866 | 79.7457 | 0 | 79.7457 | 47.4342 | 2 | 8.8092 | 10 | 11.5024 | 0 | 11.5024 | 0 | 0 | 0 | 0 | 0 | 0 | 0 | 0 | 0 | 0 | 59.4342 | 0 | 2.3924 | 45.5658 | 0 | 0 | 0
6867 | 82.0324 | 0 | 82.0324 | 49.7443 | 2 | 9.1516 | 10 | 11.1365 | 0 | 11.1365 | 0 | 0 | 0 | 0 | 0 | 0 | 0 | 0 | 0 | 0 | 61.7443 | 0 | 2.461 | 43.2557 | 0 | 0 | 0
6868 | 82.5962 | 0 | 82.5962 | 48.9552 | 2 | 9.0346 | 10 | 12.6064 | 0 | 12.6064 | 0 | 0 | 0 | 0 | 0 | 0 | 0 | 0 | 0 | 0 | 60.9552 | 0 | 2.4779 | 44.0448 | 0 | 0 | 0
6869 | 82.8095 | 0 | 82.8095 | 50.6817 | 2 | 9.2905 | 10 | 10.8373 | 0 | 10.8373 | 0 | 0 | 0 | 0 | 0 | 0 | 0 | 0 | 0 | 0 | 62.6817 | 0 | 2.4843 | 42.3183 | 0 | 0 | 0
6870 | 79.3841 | 0 | 79.3841 | 49.2578 | 2 | 9.0795 | 10 | 9.0469 | 0 | 9.0469 | 0 | 0 | 0 | 0 | 0 | 0 | 0 | 0 | 0 | 0 | 61.2578 | 0 | 2.3815 | 43.7422 | 0 | 0 | -1.4211e-14
6871 | 79.4971 | 0 | 79.4971 | 42.9 | 2 | 7.4519 | 5.3766 | 8.2482 | 13.5204 | 8.2482 | 13.5204 | 0 | 0 | 0 | 0 | 0 | 0 | 0 | 0 | 0 | 50.2766 | 0 | 2.3849 | 54.7234 | 0 | 0 | -1.4211e-14
6872 | 80.6607 | 0 | 80.6607 | 42.9 | 2 | 0 | 4 | 8.98 | 27.0674 | 8.98 | 27.0674 | 0 | 0 | 4.2867 | 0 | 0 | 0 | 4.2867 | 0 | 3.8581 | 48.9 | 0 | 2.4198 | 61.8589 | 0 | 0 | 0
6873 | 78.9046 | 0 | 78.9046 | 42.9 | 2 | 0 | 4 | 10.077 | 38.0092 | 10.077 | 38.0092 | 0 | 0 | 12 | 0 | 6.0815 | 0 | 18.0815 | 0 | 20.2649 | 48.9 | 0 | 2.3671 | 60.0782 | 0 | 0 | 0
6874 | 77.4851 | 0 | 77.4851 | 42.9 | 2 | 0 | 4 | 9.5942 | 49.3005 | 9.5942 | 40.9909 | 0 | 8.3096 | 12 | 0 | 10 | 0 | 22 | 0 | 40.2845 | 48.9 | 0 | 2.3246 | 58.4997 | 0 | 0 | 0
6875 | 80.8092 | 0 | 80.8092 | 42.9 | 2 | 7.1054e-15 | 4 | 9.743 | 47.8622 | 9.743 | 39.7777 | 0 | 8.0844 | 12 | 0 | 5.6116 | 0 | 17.6116 | 0 | 56.2581 | 48.9 | 0 | 2.4243 | 59.0953 | 0 | 3.5527e-15 | 0
6876 | 75.8442 | 0 | 75.8442 | 42.9 | 2 | 0 | 4 | 8.8849 | 52.9976 | 8.8849 | 30.0593 | 0 | 22.9382 | 12 | 0 | 0 | 0 | 12 | 0 | 67.0581 | 48.9 | 0 | 2.2753 | 67.9023 | 0 | 0 | 0
6877 | 78.8026 | 0 | 78.8026 | 42.9 | 2 | 0 | 4 | 8.9673 | 51.9233 | 8.9673 | 21.9819 | 0 | 29.9413 | 1.0466 | 0 | 0 | 0 | 1.0466 | 0 | 68 | 48.9 | 0 | 2.3641 | 68.4122 | 0 | 1.1102e-14 | 0
6878 | 78.5713 | 0 | 78.5713 | 42.9 | 2 | 0 | 4 | 9.3518 | 42.8079 | 9.3518 | 20.3195 | 0 | 22.4884 | 0 | 0 | 0 | 0 | 0 | 0 | 68 | 48.9 | 0 | 2.3571 | 81.5093 | 0 | 0 | 0
6879 | 76.6484 | 0 | 76.6484 | 42.9 | 2 | 0 | 4 | 8.0326 | 36.302 | 8.0326 | 19.7158 | 0 | 16.5862 | 0 | 0 | 0 | 0 | 0 | 0 | 68 | 48.9 | 0 | 2.2995 | 82.2712 | 0 | 0 | 0
6880 | 77.9129 | 0 | 77.9129 | 42.9 | 2 | 0 | 4 | 8.7154 | 27.0284 | 8.7154 | 20.2975 | 0 | 6.7309 | 0 | 0 | 0 | 0 | 0 | 0 | 68 | 48.9 | 0 | 2.3374 | 83.5434 | 0 | 0 | 0
6881 | 84.1766 | 0 | 84.1766 | 42.9 | 2 | 7.5743 | 6.2025 | 11.5135 | 13.9863 | 11.5135 | 13.9863 | 0 | 0 | 0 | 0 | 0 | 0 | 0 | 0 | 68 | 51.1025 | 0 | 2.5253 | 75.8975 | 0 | 1.4211e-14 | 0
6882 | 86.6702 | 0 | 86.6702 | 42.9 | 2 | 9.9203 | 5.1291 | 9.8193 | 5.5367e-15 | 9.8193 | 5.5367e-15 | 0 | 0 | 0 | 12 | 0 | 4.9015 | 0 | 16.9015 | 49.3502 | 50.0291 | 0 | 2.6001 | 60.0694 | 0 | 0 | 0
6883 | 92.5013 | 0 | 92.5013 | 42.9 | 2 | 10.6894 | 5.2196 | 9.6923 | 0 | 9.6923 | 0 | 0 | 0 | 0 | 12 | 0 | 10 | 0 | 22 | 25.1704 | 50.1196 | 0 | 2.775 | 54.8804 | 0 | 0 | 0
6884 | 98.9014 | 0 | 98.9014 | 50.1174 | 2 | 11.5098 | 10 | 9.7366 | 0 | 9.7366 | 0 | 0 | 0 | 0 | 12 | 0 | 3.5376 | 0 | 15.5376 | 8 | 62.1174 | 0 | 2.967 | 42.8826 | 0 | 0 | -1.4211e-14
6885 | 95.5005 | 0 | 95.5005 | 54.5246 | 2 | 10.9273 | 10 | 10.8486 | 0 | 10.8486 | 0 | 0 | 0 | 0 | 7.2 | 0 | 0 | 0 | 7.2 | 0 | 66.5246 | 0 | 2.865 | 38.4754 | 0 | 0 | 0
6886 | 91.7749 | 0 | 91.7749 | 55 | 5.3144 | 10.4218 | 10 | 11.0387 | 0 | 11.0387 | 0 | 0 | 0 | 0 | 0 | 0 | 0 | 0 | 0 | 0 | 70.3144 | 0 | 2.7532 | 34.6856 | 0 | 0 | -1.4211e-14
6887 | 85.8027 | 0 | 85.8027 | 53.6483 | 2 | 9.7302 | 10 | 10.4242 | 0 | 10.4242 | 0 | 0 | 0 | 0 | 0 | 0 | 0 | 0 | 0 | 0 | 65.6483 | 0 | 2.5741 | 39.3517 | 0 | 0 | 0
6888 | 80.9622 | 0 | 80.9622 | 46.2422 | 2 | 8.6325 | 10 | 14.0875 | 0 | 14.0875 | 0 | 0 | 0 | 0 | 0 | 0 | 0 | 0 | 0 | 0 | 58.2422 | 0 | 2.4289 | 46.7578 | 0 | 0 | 0
6889 | 82.6957 | 0 | 82.6957 | 46.9484 | 2 | 8.7372 | 10 | 15.0101 | 0 | 15.0101 | 0 | 0 | 0 | 0 | 0 | 0 | 0 | 0 | 0 | 0 | 58.9484 | 0 | 2.4809 | 46.0516 | 0 | 0 | 0
6890 | 85.4765 | 0 | 85.4765 | 49.4151 | 2 | 9.1028 | 10 | 14.9586 | 0 | 14.9586 | 0 | 0 | 0 | 0 | 0 | 0 | 0 | 0 | 0 | 0 | 61.4151 | 0 | 2.5643 | 43.5849 | 0 | 0 | 0
6891 | 83.9526 | 0 | 83.9526 | 48.953 | 2 | 9.0343 | 10 | 13.9654 | 0 | 13.9654 | 0 | 0 | 0 | 0 | 0 | 0 | 0 | 0 | 0 | 0 | 60.953 | 0 | 2.5186 | 44.047 | 0 | 0 | -1.4211e-14
6892 | 84.69 | 0 | 84.69 | 50.1223 | 2 | 9.2076 | 10 | 13.3601 | 0 | 13.3601 | 0 | 0 | 0 | 0 | 0 | 0 | 0 | 0 | 0 | 0 | 62.1223 | 0 | 2.5407 | 42.8777 | 0 | 0 | 0
6893 | 86.4968 | 0 | 86.4968 | 52.4837 | 2 | 9.5576 | 10 | 12.4554 | 0 | 12.4554 | 0 | 0 | 0 | 0 | 0 | 0 | 0 | 0 | 0 | 0 | 64.4837 | 0 | 2.5949 | 40.5163 | 0 | 0 | 0
6894 | 84.8143 | 0 | 84.8143 | 49.1052 | 2 | 9.0568 | 10 | 14.6523 | 0 | 14.6523 | 0 | 0 | 0 | 0 | 0 | 0 | 0 | 0 | 0 | 0 | 61.1052 | 0 | 2.5444 | 43.8948 | 0 | 0 | 0
6895 | 83.8666 | 0 | 83.8666 | 42.9 | 2 | 7.9788 | 8.9318 | 11.0395 | 11.0165 | 11.0395 | 11.0165 | 0 | 0 | 0 | 0 | 0 | 0 | 0 | 0 | 0 | 53.8318 | 0 | 2.516 | 51.1682 | 0 | 0 | 0
6896 | 84.1918 | 0 | 84.1918 | 42.9 | 2 | 1.2824 | 4 | 12.2239 | 21.7855 | 12.2239 | 21.7855 | 0 | 0 | 0 | 0 | 0 | 0 | 0 | 0 | 0 | 48.9 | 0 | 2.5258 | 61.2954 | 0 | 1.4211e-14 | 0
6897 | 85.0651 | 0 | 85.0651 | 42.9 | 2 | 7.1054e-15 | 4 | 11.7794 | 30.9094 | 11.7794 | 30.9094 | 0 | 0 | 6.5237 | 0 | 0 | 0 | 6.5237 | 0 | 5.8714 | 48.9 | 0 | 2.552 | 61.5701 | 0 | 0 | 0
6898 | 81.7258 | 0 | 81.7258 | 42.9 | 2 | 0 | 4 | 11.3296 | 33.2234 | 11.3296 | 33.2234 | 0 | 0 | 11.7272 | 0 | 0 | 0 | 11.7272 | 0 | 16.4258 | 48.9 | 0 | 2.4518 | 60.8984 | 0 | 0 | 0
6899 | 83.864 | 0 | 83.864 | 42.9 | 2 | 0 | 4 | 11.7765 | 43.9604 | 11.7765 | 43.9604 | 0 | 0 | 12 | 0 | 8.7729 | 0 | 20.7729 | 0 | 35.3141 | 48.9 | 0 | 2.5159 | 59.7308 | 0 | 0 | 0
6900 | 81.8375 | 0 | 81.8375 | 42.9 | 2 | 0 | 4 | 9.5903 | 44.2223 | 9.5903 | 44.2223 | 0 | 0 | 12 | 0 | 8.8751 | 0 | 20.8751 | 0 | 54.2965 | 48.9 | 0 | 2.4551 | 59.7176 | 0 | 0 | 0
6901 | 79.986 | 0 | 79.986 | 42.9 | 2 | 1.4211e-14 | 4 | 11.3498 | 39.7063 | 11.3498 | 34.8636 | 0 | 4.8427 | 11.0824 | 0 | 4.045 | 0 | 15.1274 | 0 | 68 | 48.9 | 0 | 2.3996 | 59.8344 | 0 | 1.954e-14 | 0
6902 | 78.9175 | 0 | 78.9175 | 42.9 | 2 | 0 | 4 | 10.7362 | 38.9793 | 10.7362 | 19.2814 | 0 | 19.6979 | 0 | 0 | 0 | 0 | 0 | 0 | 68 | 48.9 | 0 | 2.3675 | 81.8695 | 0 | 0 | 0
6903 | 79.7017 | 0 | 79.7017 | 42.9 | 2 | 0 | 4 | 11.5511 | 33.4685 | 11.5511 | 19.2507 | 0 | 14.2178 | 0 | 0 | 0 | 0 | 0 | 0 | 68 | 48.9 | 0 | 2.3911 | 82.5769 | 0 | 0 | 0
6904 | 83.6026 | 0 | 83.6026 | 42.9 | 2 | 3.2503 | 4 | 10.2314 | 21.2209 | 10.2314 | 21.2209 | 0 | 0 | 0 | 0 | 0 | 0 | 0 | 0 | 68 | 48.9 | 0 | 2.5081 | 81.5815 | 0 | 0 | 0
6905 | 89.6363 | 0 | 89.6363 | 42.9 | 2 | 8.5114 | 8.1293 | 11.3436 | 12.3559 | 11.3436 | 12.3559 | 0 | 0 | 0 | 4.3962 | 0 | 0 | 0 | 4.3962 | 63.1154 | 53.0293 | 0 | 2.6891 | 69.5745 | 0 | 0 | 0
6906 | 93.2714 | 0 | 93.2714 | 42.9 | 2 | 10.5164 | 6.1984 | 11.8024 | 5.6251e-15 | 11.8024 | 5.6251e-15 | 0 | 0 | 0 | 12 | 0 | 7.8542 | 0 | 19.8542 | 41.2629 | 51.0984 | 0 | 2.7981 | 56.0474 | 0 | 0 | 0
6907 | 99.4196 | 0 | 99.4196 | 42.9 | 2 | 10.9703 | 7.1148 | 14.4345 | 0 | 14.4345 | 0 | 0 | 0 | 0 | 12 | 0 | 10 | 0 | 22 | 17.0831 | 52.0148 | 0 | 2.9826 | 52.9852 | 0 | 0 | 0
6908 | 103.4109 | 0 | 103.4109 | 53.0332 | 2 | 11.5043 | 10 | 14.2885 | 0 | 14.2885 | 0 | 0 | 0 | 0 | 12 | 0 | 0.58488 | 0 | 12.5849 | 3.1154 | 65.0332 | 0 | 3.1023 | 39.9668 | 0 | 0 | 0
6909 | 97.5722 | 0 | 97.5722 | 55 | 7.9666 | 11.2305 | 10 | 10.5713 | 0 | 10.5713 | 0 | 0 | 0 | 0 | 2.8038 | 0 | 0 | 0 | 2.8038 | 0 | 72.9666 | 0 | 2.9272 | 32.0334 | 0 | 0 | 0
6910 | 94.6321 | 0 | 94.6321 | 55 | 5.8217 | 10.497 | 10 | 13.3134 | 0 | 13.3134 | 0 | 0 | 0 | 0 | 0 | 0 | 0 | 0 | 0 | 0 | 70.8217 | 0 | 2.839 | 34.1783 | 0 | 0 | 0
6911 | 91.7798 | 0 | 91.7798 | 54.482 | 2 | 9.8538 | 10 | 15.4441 | 0 | 15.4441 | 0 | 0 | 0 | 0 | 0 | 0 | 0 | 0 | 0 | 0 | 66.482 | 0 | 2.7534 | 38.518 | 0 | 0 | 0
6912 | 83.1852 | 0 | 83.1852 | 49.1205 | 2 | 9.0591 | 10 | 13.0056 | 0 | 13.0056 | 0 | 0 | 0 | 0 | 0 | 0 | 0 | 0 | 0 | 0 | 61.1205 | 0 | 2.4956 | 43.8795 | 0 | 0 | 0
6913 | 82.5116 | 0 | 82.5116 | 50.4001 | 2 | 9.2488 | 10 | 10.8628 | 0 | 10.8628 | 0 | 0 | 0 | 0 | 0 | 0 | 0 | 0 | 0 | 0 | 62.4001 | 0 | 2.4753 | 42.5999 | 0 | 0 | 0
6914 | 86.5701 | 0 | 86.5701 | 54.2048 | 2 | 9.8127 | 10 | 10.5526 | 0 | 10.5526 | 0 | 0 | 0 | 0 | 0 | 0 | 0 | 0 | 0 | 0 | 66.2048 | 0 | 2.5971 | 38.7952 | 0 | 0 | 0
6915 | 86.5631 | 0 | 86.5631 | 54.7836 | 2 | 9.8985 | 10 | 9.881 | 0 | 9.881 | 0 | 0 | 0 | 0 | 0 | 0 | 0 | 0 | 0 | 0 | 66.7836 | 0 | 2.5969 | 38.2164 | 0 | 0 | 0
6916 | 85.5798 | 0 | 85.5798 | 53.7977 | 2 | 9.7523 | 10 | 10.0297 | 0 | 10.0297 | 0 | 0 | 0 | 0 | 0 | 0 | 0 | 0 | 0 | 0 | 65.7977 | 0 | 2.5674 | 39.2023 | 0 | 0 | 0
6917 | 84.9555 | 0 | 84.9555 | 52.4778 | 2 | 9.5567 | 10 | 10.9211 | 0 | 10.9211 | 0 | 0 | 0 | 0 | 0 | 0 | 0 | 0 | 0 | 0 | 64.4778 | 0 | 2.5487 | 40.5222 | 0 | 0 | 0
6918 | 86.4858 | 0 | 86.4858 | 54.8601 | 2 | 9.9098 | 10 | 9.7158 | 0 | 9.7158 | 0 | 0 | 0 | 0 | 0 | 0 | 0 | 0 | 0 | 0 | 66.8601 | 0 | 2.5946 | 38.1399 | 0 | 0 | 0
6919 | 84.4035 | 0 | 84.4035 | 42.9 | 2 | 7.9129 | 8.4873 | 8.8979 | 14.2053 | 8.8979 | 14.2053 | 0 | 0 | 0 | 0 | 0 | 0 | 0 | 0 | 0 | 53.3873 | 0 | 2.5321 | 51.6127 | 0 | 1.4211e-14 | 0
6920 | 86.2226 | 0 | 86.2226 | 42.9 | 2 | 3.1123 | 4 | 8.6573 | 25.553 | 8.6573 | 25.553 | 0 | 0 | 0 | 0 | 0 | 0 | 0 | 0 | 0 | 48.9 | 0 | 2.5867 | 59.7017 | 0 | 0 | 0
6921 | 85.752 | 0 | 85.752 | 42.9 | 2 | 0 | 4 | 9.1664 | 38.2423 | 9.1664 | 38.2423 | 0 | 0 | 10.5567 | 0 | 0 | 0 | 10.5567 | 0 | 9.501 | 48.9 | 0 | 2.5726 | 61.0495 | 0 | 0 | 0
6922 | 87.3275 | 0 | 87.3275 | 42.9 | 2 | 0 | 4 | 6.7338 | 47.5978 | 6.7338 | 47.5978 | 0 | 0 | 12 | 0 | 3.904 | 0 | 15.904 | 0 | 23.9003 | 48.9 | 0 | 2.6198 | 60.3593 | 0 | 0 | 0
6923 | 86.048 | 0 | 86.048 | 42.9 | 2 | 0 | 4 | 8.4485 | 47.6772 | 8.4485 | 47.6772 | 0 | 0 | 12 | 0 | 6.9777 | 0 | 18.9777 | 0 | 41.1334 | 48.9 | 0 | 2.5814 | 59.9625 | 0 | 0 | 0
6924 | 82.6436 | 0 | 82.6436 | 42.9 | 2 | 7.1054e-15 | 4 | 8.154 | 52.9965 | 8.154 | 47.5897 | 0 | 5.4068 | 12 | 0 | 10 | 0 | 22 | 0 | 61.153 | 48.9 | 0 | 2.4793 | 58.8744 | 0 | 0 | 0
6925 | 84.4946 | 0 | 84.4946 | 42.9 | 2 | 7.1054e-15 | 4 | 6.9656 | 43.9732 | 6.9656 | 36.217 | 0 | 7.7562 | 6.7767 | 0 | 0.81137 | 0 | 7.588 | 0 | 68 | 48.9 | 0 | 2.5348 | 60.4315 | 0 | 6.2172e-15 | 0
6926 | 83.3726 | 0 | 83.3726 | 42.9 | 2 | 0 | 4 | 9.5185 | 43.1016 | 9.5185 | 24.9541 | 0 | 18.1474 | 0 | 0 | 0 | 0 | 0 | 0 | 68 | 48.9 | 0 | 2.5012 | 82.0697 | 0 | 0 | 0
6927 | 80.7894 | 0 | 80.7894 | 42.9 | 2 | 0 | 4 | 9.246 | 34.4455 | 9.246 | 22.6434 | 0 | 11.8021 | 0 | 0 | 0 | 0 | 0 | 0 | 68 | 48.9 | 0 | 2.4237 | 82.8888 | 0 | 1.4211e-14 | 0
6928 | 87.2763 | 0 | 87.2763 | 42.9 | 2 | 3.5528 | 4 | 9.3801 | 25.4433 | 9.3801 | 25.4433 | 0 | 0 | 0 | 0 | 0 | 0 | 0 | 0 | 68 | 48.9 | 0 | 2.6183 | 81.318 | 0 | 0 | 0
6929 | 90.7069 | 0 | 90.7069 | 42.9 | 2 | 8.7408 | 4.4383 | 8.9396 | 14.0534 | 8.9396 | 14.0534 | 0 | 0 | 0 | 9.6348 | 0 | 0 | 0 | 9.6348 | 57.2947 | 49.3383 | 0 | 2.7212 | 68.027 | 0 | 0 | 0
6930 | 95.4167 | 0 | 95.4167 | 42.9 | 2 | 10.9853 | 7.2164 | 10.315 | 6.1345e-15 | 10.315 | 6.1345e-15 | 0 | 0 | 0 | 12 | 0 | 10 | 0 | 22 | 33.1148 | 52.1164 | 0 | 2.8625 | 52.8836 | 0 | 0 | 0
6931 | 99.874 | 0 | 99.874 | 45.4017 | 2 | 11.5373 | 10 | 10.4959 | 0 | 10.4959 | 0 | 0 | 0 | 0 | 12 | 0 | 8.4391 | 0 | 20.4391 | 10.628 | 57.4017 | 0 | 2.9962 | 47.5983 | 0 | 0 | -1.4211e-14
6932 | 103.0994 | 0 | 103.0994 | 55 | 5.0161 | 11.7953 | 10 | 11.7227 | 0 | 11.7227 | 0 | 0 | 0 | 0 | 9.5652 | 0 | 0 | 0 | 9.5652 | 0 | 70.0161 | 0 | 3.093 | 34.9839 | 0 | 0 | 0
6933 | 99.6672 | 0 | 99.6672 | 55 | 10.7677 | 11.2301 | 10 | 12.6694 | 0 | 12.6694 | 0 | 0 | 0 | 0 | 0 | 0 | 0 | 0 | 0 | 0 | 75.7677 | 0 | 2.99 | 29.2323 | 0 | 0 | 0
6934 | 97.0338 | 0 | 97.0338 | 55 | 9.1381 | 10.9885 | 10 | 11.9071 | 0 | 11.9071 | 0 | 0 | 0 | 0 | 0 | 0 | 0 | 0 | 0 | 0 | 74.1381 | 0 | 2.911 | 30.8619 | 0 | 1.4211e-14 | 0
6935 | 93.1937 | 0 | 93.1937 | 55 | 6.1488 | 10.5455 | 10 | 11.4994 | 0 | 11.4994 | 0 | 0 | 0 | 0 | 0 | 0 | 0 | 0 | 0 | 0 | 71.1488 | 0 | 2.7958 | 33.8512 | 0 | 0 | 0
6936 | 81.1329 | 0 | 81.1329 | 44.7053 | 2 | 8.4047 | 10 | 16.0229 | 0 | 16.0229 | 0 | 0 | 0 | 0 | 0 | 0 | 0 | 0 | 0 | 0 | 56.7053 | 0 | 2.434 | 48.2947 | 0 | 0 | 0
6937 | 82.7646 | 0 | 82.7646 | 47.5016 | 2 | 8.8192 | 10 | 14.4438 | 0 | 14.4438 | 0 | 0 | 0 | 0 | 0 | 0 | 0 | 0 | 0 | 0 | 59.5016 | 0 | 2.4829 | 45.4984 | 0 | 0 | 0
6938 | 84.199 | 0 | 84.199 | 48.9819 | 2 | 9.0386 | 10 | 14.1785 | 0 | 14.1785 | 0 | 0 | 0 | 0 | 0 | 0 | 0 | 0 | 0 | 0 | 60.9819 | 0 | 2.526 | 44.0181 | 0 | 0 | 0
6939 | 83.174 | 0 | 83.174 | 47.7229 | 2 | 8.852 | 10 | 14.5991 | 0 | 14.5991 | 0 | 0 | 0 | 0 | 0 | 0 | 0 | 0 | 0 | 0 | 59.7229 | 0 | 2.4952 | 45.2771 | 0 | 0 | 0
6940 | 82.5255 | 0 | 82.5255 | 48.2406 | 2 | 8.9287 | 10 | 13.3562 | 0 | 13.3562 | 0 | 0 | 0 | 0 | 0 | 0 | 0 | 0 | 0 | 0 | 60.2406 | 0 | 2.4758 | 44.7594 | 0 | 0 | 0
6941 | 86.3312 | 0 | 86.3312 | 51.7678 | 2 | 9.4515 | 10 | 13.1119 | 0 | 13.1119 | 0 | 0 | 0 | 0 | 0 | 0 | 0 | 0 | 0 | 0 | 63.7678 | 0 | 2.5899 | 41.2322 | 0 | 0 | 0
6942 | 83.3165 | 0 | 83.3165 | 48.3515 | 2 | 8.9451 | 10 | 14.0198 | 0 | 14.0198 | 0 | 0 | 0 | 0 | 0 | 0 | 0 | 0 | 0 | 0 | 60.3515 | 0 | 2.4995 | 44.6485 | 0 | 0 | -1.4211e-14
6943 | 83.0347 | 0 | 83.0347 | 42.9 | 2 | 7.3803 | 4.8937 | 12.886 | 12.9747 | 12.886 | 12.9747 | 0 | 0 | 0 | 0 | 0 | 0 | 0 | 0 | 0 | 49.7937 | 0 | 2.491 | 55.2063 | 0 | 1.4211e-14 | 0
6944 | 83.266 | 0 | 83.266 | 42.9 | 2 | 0 | 4 | 12.851 | 24.0016 | 12.851 | 24.0016 | 0 | 0 | 2.4866 | 0 | 0 | 0 | 2.4866 | 0 | 2.2379 | 48.9 | 0 | 2.498 | 62.0913 | 0 | 0 | 0
6945 | 83.5604 | 0 | 83.5604 | 42.9 | 2 | 0 | 4 | 12.5792 | 36.8967 | 12.5792 | 36.8967 | 0 | 0 | 12 | 0 | 2.8154 | 0 | 14.8154 | 0 | 15.6336 | 48.9 | 0 | 2.5068 | 60.4998 | 0 | 0 | 0
6946 | 84.3978 | 0 | 84.3978 | 42.9 | 2 | 0 | 4 | 12.6545 | 42.7679 | 12.6545 | 42.7679 | 0 | 0 | 12 | 0 | 7.9245 | 0 | 19.9245 | 0 | 33.7397 | 48.9 | 0 | 2.5319 | 59.8403 | 0 | 0 | 0
6947 | 82.0175 | 0 | 82.0175 | 42.9 | 2 | 0 | 4 | 11.9536 | 49.9584 | 11.9536 | 43.1639 | 0 | 6.7945 | 12 | 0 | 10 | 0 | 22 | 0 | 53.7592 | 48.9 | 0 | 2.4605 | 58.6953 | 0 | 0 | 0
6948 | 80.7065 | 0 | 80.7065 | 42.9 | 2 | 0 | 4 | 11.8157 | 48.6403 | 11.8157 | 32.9438 | 0 | 15.6965 | 12 | 0 | 0.9531 | 0 | 12.9531 | 0 | 65.4379 | 48.9 | 0 | 2.4212 | 58.714 | 0 | 5.3291e-15 | 0
6949 | 79.6691 | 0 | 79.6691 | 42.9 | 2 | 0 | 4 | 12.091 | 51.131 | 12.091 | 21.5248 | 0 | 29.6062 | 2.8467 | 0 | 0 | 0 | 2.8467 | 0 | 68 | 48.9 | 0 | 2.3901 | 68.2231 | 0 | 1.1102e-14 | 0
6950 | 78.1279 | 0 | 78.1279 | 42.9 | 2 | 0 | 4 | 11.9362 | 47.8926 | 11.9362 | 17.2917 | 0 | 30.6009 | 0 | 0 | 0 | 0 | 0 | 0 | 68 | 48.9 | 0 | 2.3438 | 80.4621 | 0 | 0 | 0
6951 | 81.0707 | 0 | 81.0707 | 42.9 | 2 | 1.4211e-14 | 4 | 13.5015 | 33.9766 | 13.5015 | 18.6692 | 0 | 15.3074 | 0 | 0 | 0 | 0 | 0 | 0 | 68 | 48.9 | 0 | 2.4321 | 82.4363 | 0 | 1.4211e-14 | 0
6952 | 82.634 | 0 | 82.634 | 42.9 | 2 | 7.1054e-15 | 4 | 12.2591 | 22.9195 | 12.2591 | 21.4749 | 0 | 1.4447 | 0 | 0 | 0 | 0 | 0 | 0 | 68 | 48.9 | 0 | 2.479 | 84.2258 | 0 | 0 | 0
6953 | 87.148 | 0 | 87.148 | 42.9 | 2 | 7.9169 | 6.755 | 12.8665 | 12.9505 | 12.8665 | 12.9505 | 0 | 0 | 0 | 1.759 | 0 | 0 | 0 | 1.759 | 66.0455 | 51.655 | 0 | 2.6144 | 73.5859 | 0 | 0 | 0
6954 | 91.9381 | 0 | 91.9381 | 42.9 | 2 | 10.4087 | 4.3511 | 11.3037 | 6.0979e-15 | 11.3037 | 6.0979e-15 | 0 | 0 | 0 | 12 | 0 | 8.9746 | 0 | 20.9746 | 42.9779 | 49.2511 | 0 | 2.7581 | 56.7743 | 0 | 0 | -1.4211e-14
6955 | 95.9396 | 0 | 95.9396 | 42.9 | 2 | 10.7213 | 5.9705 | 12.8833 | 0 | 12.8833 | 0 | 0 | 0 | 0 | 12 | 0 | 9.4645 | 0 | 21.4645 | 19.3788 | 50.8705 | 0 | 2.8782 | 54.1295 | 0 | 0 | 0
6956 | 104.0032 | 0 | 104.0032 | 55 | 2.1374 | 11.7295 | 10 | 13.1363 | 0 | 13.1363 | 0 | 0 | 0 | 0 | 12 | 0 | 1.6377e-15 | 0 | 12 | 6.0455 | 67.1374 | 0 | 3.1201 | 37.8626 | 0 | 0 | 0
6957 | 97.3513 | 0 | 97.3513 | 53.9556 | 2 | 10.5822 | 10 | 15.3725 | 0 | 15.3725 | 0 | 0 | 0 | 0 | 5.441 | 0 | 0 | 0 | 5.441 | 0 | 65.9556 | 0 | 2.9205 | 39.0444 | 0 | 0 | 0
6958 | 93.2509 | 0 | 93.2509 | 55 | 3.1599 | 10.1025 | 10 | 14.9886 | 0 | 14.9886 | 0 | 0 | 0 | 0 | 0 | 0 | 0 | 0 | 0 | 0 | 68.1599 | 0 | 2.7975 | 36.8401 | 0 | 1.4211e-14 | 0
6959 | 88.1031 | 0 | 88.1031 | 51.8814 | 2 | 9.4683 | 10 | 14.7533 | 0 | 14.7533 | 0 | 0 | 0 | 0 | 0 | 0 | 0 | 0 | 0 | 0 | 63.8814 | 0 | 2.6431 | 41.1186 | 0 | 0 | 0
6960 | 80.0662 | 0 | 80.0662 | 42.9 | 2 | 8.1099 | 9.8163 | 17.24 | 0 | 17.24 | 0 | 0 | 0 | 0 | 0 | 0 | 0 | 0 | 0 | 0 | 54.7163 | 0 | 2.402 | 50.2837 | 0 | 0 | 0
6961 | 80.9489 | 0 | 80.9489 | 43.7817 | 2 | 8.2678 | 10 | 16.8994 | 0 | 16.8994 | 0 | 0 | 0 | 0 | 0 | 0 | 0 | 0 | 0 | 0 | 55.7817 | 0 | 2.4285 | 49.2183 | 0 | 0 | 0
6962 | 83.4819 | 0 | 83.4819 | 46.9611 | 2 | 8.739 | 10 | 15.7818 | 0 | 15.7818 | 0 | 0 | 0 | 0 | 0 | 0 | 0 | 0 | 0 | 0 | 58.9611 | 0 | 2.5045 | 46.0389 | 0 | 0 | 0
6963 | 85.6184 | 0 | 85.6184 | 49.4001 | 2 | 9.1006 | 10 | 15.1177 | 0 | 15.1177 | 0 | 0 | 0 | 0 | 0 | 0 | 0 | 0 | 0 | 0 | 61.4001 | 0 | 2.5686 | 43.5999 | 0 | 0 | 0
6964 | 81.9985 | 0 | 81.9985 | 44.3829 | 2 | 8.3569 | 10 | 17.2587 | 0 | 17.2587 | 0 | 0 | 0 | 0 | 0 | 0 | 0 | 0 | 0 | 0 | 56.3829 | 0 | 2.46 | 48.6171 | 0 | 0 | 0
6965 | 84.8747 | 0 | 84.8747 | 49.3332 | 2 | 9.0906 | 10 | 14.4508 | 0 | 14.4508 | 0 | 0 | 0 | 0 | 0 | 0 | 0 | 0 | 0 | 0 | 61.3332 | 0 | 2.5462 | 43.6668 | 0 | 0 | 0
6966 | 84.4656 | 0 | 84.4656 | 48.5478 | 2 | 8.9742 | 10 | 14.9436 | 0 | 14.9436 | 0 | 0 | 0 | 0 | 0 | 0 | 0 | 0 | 0 | 0 | 60.5478 | 0 | 2.534 | 44.4522 | 0 | 0 | 0
6967 | 82.5967 | 0 | 82.5967 | 42.9 | 2 | 7.6588 | 6.7729 | 14.4609 | 8.8041 | 14.4609 | 8.8041 | 0 | 0 | 0 | 0 | 0 | 0 | 0 | 0 | 0 | 51.6729 | 0 | 2.4779 | 53.3271 | 0 | 0 | 0
6968 | 84.8976 | 0 | 84.8976 | 42.9 | 2 | 2.1136 | 4 | 12.9293 | 20.9547 | 12.9293 | 20.9547 | 0 | 0 | 0 | 0 | 0 | 0 | 0 | 0 | 0 | 48.9 | 0 | 2.5469 | 60.5715 | 0 | 0 | 0
6969 | 85.4194 | 0 | 85.4194 | 42.9 | 2 | 0.071006 | 4 | 11.8722 | 24.5762 | 11.8722 | 24.5762 | 0 | 0 | 0 | 0 | 0 | 0 | 0 | 0 | 0 | 48.9 | 0 | 2.5626 | 62.3504 | 0 | 0 | 0
6970 | 83.5423 | 0 | 83.5423 | 42.9 | 2 | 0 | 4 | 12.7177 | 34.6505 | 12.7177 | 34.6505 | 0 | 0 | 12 | 0 | 0.72587 | 0 | 12.7259 | 0 | 11.4692 | 48.9 | 0 | 2.5063 | 60.7695 | 0 | 0 | 0
6971 | 84.0306 | 0 | 84.0306 | 42.9 | 2 | 7.1054e-15 | 4 | 11.9603 | 38.589 | 11.9603 | 38.589 | 0 | 0 | 12 | 0 | 3.4187 | 0 | 15.4187 | 0 | 25.4211 | 48.9 | 0 | 2.5209 | 60.4219 | 0 | 0 | 0
6972 | 80.8667 | 0 | 80.8667 | 42.9 | 2 | 0 | 4 | 12.6423 | 39.061 | 12.6423 | 39.061 | 0 | 0 | 12 | 0 | 7.7365 | 0 | 19.7365 | 0 | 43.3539 | 48.9 | 0 | 2.426 | 59.8646 | 0 | 0 | 0
6973 | 81.2649 | 0 | 81.2649 | 42.9 | 2 | 0 | 4 | 11.7522 | 41.0858 | 11.7522 | 41.0858 | 0 | 0 | 12 | 0 | 8.4731 | 0 | 20.4731 | 0 | 61.9657 | 48.9 | 0 | 2.4379 | 59.7695 | 0 | 0 | 0
6974 | 81.9995 | 0 | 81.9995 | 42.9 | 2 | 0 | 4 | 12.6337 | 34.0504 | 12.6337 | 27.1379 | 0 | 6.9125 | 5.3333 | 0 | 1.3388 | 0 | 6.6721 | 0 | 68 | 48.9 | 0 | 2.46 | 60.6587 | 0 | 0 | 0
6975 | 79.8028 | 0 | 79.8028 | 42.9 | 2 | 7.1054e-15 | 4 | 14.2995 | 28.1997 | 14.2995 | 16.6033 | 0 | 11.5964 | 0 | 0 | 0 | 0 | 0 | 0 | 68 | 48.9 | 0 | 2.3941 | 82.9153 | 0 | 0 | 0
6976 | 85.0106 | 0 | 85.0106 | 42.9 | 2 | 2.4031 | 4 | 14.5993 | 19.1082 | 14.5993 | 19.1082 | 0 | 0 | 0 | 0 | 0 | 0 | 0 | 0 | 68 | 48.9 | 0 | 2.5503 | 82.3194 | 0 | 0 | 0
6977 | 88.2512 | 0 | 88.2512 | 42.9 | 2 | 8.1891 | 5.9922 | 13.7582 | 11.0531 | 13.7582 | 11.0531 | 0 | 0 | 0 | 4.3586 | 0 | 0 | 0 | 4.3586 | 63.1571 | 50.8922 | 0 | 2.6475 | 71.7492 | 0 | 0 | 0
6978 | 94.0527 | 0 | 94.0527 | 42.9 | 2 | 10.2625 | 4 | 14.3698 | 5.0807e-15 | 14.3698 | 5.0807e-15 | 0 | 0 | 0 | 12 | 0 | 8.5203 | 0 | 20.5203 | 40.5822 | 48.9 | 0 | 2.8216 | 57.603 | 0 | 0 | 0
6979 | 95.7135 | 0 | 95.7135 | 42.9 | 2 | 10.5087 | 4.082 | 14.3041 | 0 | 14.3041 | 0 | 0 | 0 | 0 | 12 | 0 | 9.9188 | 0 | 21.9188 | 16.4904 | 48.982 | 0 | 2.8714 | 56.018 | 0 | 0 | 0
6980 | 103.3082 | 0 | 103.3082 | 52.4045 | 2 | 11.3245 | 10 | 15.5793 | 0 | 15.5793 | 0 | 0 | 0 | 0 | 12 | 0 | 0 | 0 | 12 | 3.1571 | 64.4045 | 0 | 3.0992 | 40.5955 | 0 | 0 | 0
6981 | 98.6799 | 0 | 98.6799 | 55 | 4.9756 | 10.7927 | 10 | 15.0702 | 0 | 15.0702 | 0 | 0 | 0 | 0 | 2.8414 | 0 | 0 | 0 | 2.8414 | 0 | 69.9756 | 0 | 2.9604 | 35.0244 | 0 | 0 | 0
6982 | 93.281 | 0 | 93.281 | 55 | 2.8552 | 10.0573 | 10 | 15.3685 | 0 | 15.3685 | 0 | 0 | 0 | 0 | 0 | 0 | 0 | 0 | 0 | 0 | 67.8552 | 0 | 2.7984 | 37.1448 | 0 | 0 | 0
6983 | 89.2863 | 0 | 89.2863 | 51.1285 | 2 | 9.3567 | 10 | 16.8011 | 0 | 16.8011 | 0 | 0 | 0 | 0 | 0 | 0 | 0 | 0 | 0 | 0 | 63.1285 | 0 | 2.6786 | 41.8715 | 0 | 0 | -1.4211e-14
6984 | 80.8147 | 0 | 80.8147 | 47.9944 | 2 | 8.8922 | 10 | 11.9282 | 0 | 11.9282 | 0 | 0 | 0 | 0 | 0 | 0 | 0 | 0 | 0 | 0 | 59.9944 | 0 | 2.4244 | 45.0056 | 0 | 0 | 0
6985 | 81.2409 | 0 | 81.2409 | 46.7496 | 2 | 8.7077 | 10 | 13.7836 | 0 | 13.7836 | 0 | 0 | 0 | 0 | 0 | 0 | 0 | 0 | 0 | 0 | 58.7496 | 0 | 2.4372 | 46.2504 | 0 | 0 | 0
6986 | 81.2499 | 0 | 81.2499 | 47.7129 | 2 | 8.8505 | 10 | 12.6865 | 0 | 12.6865 | 0 | 0 | 0 | 0 | 0 | 0 | 0 | 0 | 0 | 0 | 59.7129 | 0 | 2.4375 | 45.2871 | 0 | 0 | 0
6987 | 83.2733 | 0 | 83.2733 | 50.6214 | 2 | 9.2816 | 10 | 11.3703 | 0 | 11.3703 | 0 | 0 | 0 | 0 | 0 | 0 | 0 | 0 | 0 | 0 | 62.6214 | 0 | 2.4982 | 42.3786 | 0 | 0 | 0
6988 | 81.2361 | 0 | 81.2361 | 49.562 | 2 | 9.1246 | 10 | 10.5496 | 0 | 10.5496 | 0 | 0 | 0 | 0 | 0 | 0 | 0 | 0 | 0 | 0 | 61.562 | 0 | 2.4371 | 43.438 | 0 | 0 | 0
6989 | 83.8353 | 0 | 83.8353 | 51.4536 | 2 | 9.4049 | 10 | 10.9768 | 0 | 10.9768 | 0 | 0 | 0 | 0 | 0 | 0 | 0 | 0 | 0 | 0 | 63.4536 | 0 | 2.5151 | 41.5464 | 0 | 0 | 0
6990 | 82.8351 | 0 | 82.8351 | 49.6772 | 2 | 9.1416 | 10 | 12.0162 | 0 | 12.0162 | 0 | 0 | 0 | 0 | 0 | 0 | 0 | 0 | 0 | 0 | 61.6772 | 0 | 2.4851 | 43.3228 | 0 | 0 | 0
6991 | 84.5938 | 0 | 84.5938 | 42.9 | 2 | 7.8099 | 7.7921 | 11.4327 | 12.6592 | 11.4327 | 12.6592 | 0 | 0 | 0 | 0 | 0 | 0 | 0 | 0 | 0 | 52.6921 | 0 | 2.5378 | 52.3079 | 0 | 0 | 0
6992 | 81.6373 | 0 | 81.6373 | 42.9 | 2 | 0 | 4 | 11.1466 | 23.791 | 11.1466 | 23.791 | 0 | 0 | 2.2003 | 0 | 0 | 0 | 2.2003 | 0 | 1.9803 | 48.9 | 0 | 2.4491 | 62.1282 | 0 | 0 | 0
6993 | 81.1701 | 0 | 81.1701 | 42.9 | 2 | 0 | 4 | 9.4542 | 29.0917 | 9.4542 | 29.0917 | 0 | 0 | 6.2758 | 0 | 0 | 0 | 6.2758 | 0 | 7.6285 | 48.9 | 0 | 2.4351 | 61.6021 | 0 | 0 | 0
6994 | 81.8351 | 0 | 81.8351 | 42.9 | 2 | 7.1054e-15 | 4 | 8.1353 | 39.681 | 8.1353 | 39.681 | 0 | 0 | 12 | 0 | 2.8811 | 0 | 14.8811 | 0 | 21.0847 | 48.9 | 0 | 2.4551 | 60.4913 | 0 | 1.4211e-14 | 0
6995 | 82.1872 | 0 | 82.1872 | 42.9 | 2 | 0 | 4 | 8.9211 | 47.6128 | 8.9211 | 46.3661 | 0 | 1.2466 | 12 | 0 | 10 | 0 | 22 | 0 | 41.1043 | 48.9 | 0 | 2.4656 | 59.4115 | 0 | 0 | -1.4211e-14
6996 | 81.1863 | 0 | 81.1863 | 42.9 | 2 | 7.1054e-15 | 4 | 10.5592 | 48.8763 | 10.5592 | 42.539 | 0 | 6.3373 | 12 | 0 | 8.8119 | 0 | 20.8119 | 0 | 60.0285 | 48.9 | 0 | 2.4356 | 58.9077 | 0 | 3.5527e-15 | 0
6997 | 81.1589 | 0 | 81.1589 | 42.9 | 2 | 0 | 4 | 9.1522 | 45.5385 | 9.1522 | 31.964 | 0 | 13.5746 | 8.8573 | 0 | 0 | 0 | 8.8573 | 0 | 68 | 48.9 | 0 | 2.4348 | 69.5166 | 0 | 1.7764e-15 | 0
6998 | 78.5751 | 0 | 78.5751 | 42.9 | 2 | 0 | 4 | 10.6967 | 35.3541 | 10.6967 | 18.9784 | 0 | 16.3757 | 0 | 0 | 0 | 0 | 0 | 0 | 68 | 48.9 | 0 | 2.3573 | 82.2984 | 0 | 0 | 0
6999 | 79.8515 | 0 | 79.8515 | 42.9 | 2 | 0 | 4 | 9.442 | 27.6028 | 9.442 | 21.5095 | 0 | 6.0933 | 0 | 0 | 0 | 0 | 0 | 0 | 68 | 48.9 | 0 | 2.3955 | 83.6257 | 0 | 0 | 0
7000 | 83.1506 | 0 | 83.1506 | 42.9 | 2 | 7.1054e-15 | 4 | 11.2664 | 24.4242 | 11.2664 | 22.9842 | 0 | 1.44 | 0 | 0 | 0 | 0 | 0 | 0 | 68 | 48.9 | 0 | 2.4945 | 84.2264 | 0 | 0 | 0
7001 | 86.4724 | 0 | 86.4724 | 42.9 | 2 | 8.4407 | 6.4121 | 9.63 | 11.4536 | 9.63 | 11.4536 | 0 | 0 | 0 | 5.636 | 0 | 0 | 0 | 5.636 | 61.7378 | 51.3121 | 0 | 2.5942 | 70.0519 | 0 | 1.4211e-14 | 0
7002 | 91.1992 | 0 | 91.1992 | 42.9 | 2 | 10.4123 | 4.292 | 10.5366 | 5.7559e-15 | 10.5366 | 5.7559e-15 | 0 | 0 | 0 | 12 | 0 | 9.0583 | 0 | 21.0583 | 38.5794 | 49.192 | 0 | 2.736 | 56.7497 | 0 | 0 | -1.4211e-14
7003 | 97.0929 | 0 | 97.0929 | 42.9 | 2 | 11.1215 | 8.7545 | 10.936 | 0 | 10.936 | 0 | 0 | 0 | 0 | 12 | 0 | 9.3808 | 0 | 21.3808 | 15.0711 | 53.6545 | 0 | 2.9128 | 51.3455 | 0 | 0 | 0
7004 | 101.0921 | 0 | 101.0921 | 53.4606 | 2 | 11.481 | 10 | 12.1505 | 0 | 12.1505 | 0 | 0 | 0 | 0 | 12 | 0 | 0 | 0 | 12 | 1.7378 | 65.4606 | 0 | 3.0328 | 39.5394 | 0 | 0 | 0
7005 | 99.0789 | 0 | 99.0789 | 55 | 9.184 | 11.2272 | 10 | 12.1037 | 0 | 12.1037 | 0 | 0 | 0 | 0 | 1.564 | 0 | 0 | 0 | 1.564 | 0 | 74.184 | 0 | 2.9724 | 30.816 | 0 | 0 | 0
7006 | 93.3911 | 0 | 93.3911 | 55 | 5.6231 | 10.4676 | 10 | 12.3004 | 0 | 12.3004 | 0 | 0 | 0 | 0 | 0 | 0 | 0 | 0 | 0 | 0 | 70.6231 | 0 | 2.8017 | 34.3769 | 0 | 0 | 0
7007 | 87.8588 | 0 | 87.8588 | 53.9799 | 2 | 9.7793 | 10 | 12.0996 | 0 | 12.0996 | 0 | 0 | 0 | 0 | 0 | 0 | 0 | 0 | 0 | 0 | 65.9799 | 0 | 2.6358 | 39.0201 | 0 | 0 | 0
7008 | 79.535 | 0 | 79.535 | 45.2357 | 2 | 8.4833 | 10 | 13.816 | 0 | 13.816 | 0 | 0 | 0 | 0 | 0 | 0 | 0 | 0 | 0 | 0 | 57.2357 | 0 | 2.386 | 47.7643 | 0 | 0 | 0
7009 | 80.0633 | 0 | 80.0633 | 45.8089 | 2 | 8.5683 | 10 | 13.6861 | 0 | 13.6861 | 0 | 0 | 0 | 0 | 0 | 0 | 0 | 0 | 0 | 0 | 57.8089 | 0 | 2.4019 | 47.1911 | 0 | 0 | 0
7010 | 81.7427 | 0 | 81.7427 | 48.5553 | 2 | 8.9753 | 10 | 12.2121 | 0 | 12.2121 | 0 | 0 | 0 | 0 | 0 | 0 | 0 | 0 | 0 | 0 | 60.5553 | 0 | 2.4523 | 44.4447 | 0 | 0 | 0
7011 | 81.8636 | 0 | 81.8636 | 46.9992 | 2 | 8.7447 | 10 | 14.1198 | 0 | 14.1198 | 0 | 0 | 0 | 0 | 0 | 0 | 0 | 0 | 0 | 0 | 58.9992 | 0 | 2.4559 | 46.0008 | 0 | 0 | 0
7012 | 82.8949 | 0 | 82.8949 | 48.5195 | 2 | 8.97 | 10 | 13.4053 | 0 | 13.4053 | 0 | 0 | 0 | 0 | 0 | 0 | 0 | 0 | 0 | 0 | 60.5195 | 0 | 2.4868 | 44.4805 | 0 | 0 | 0
7013 | 82.7886 | 0 | 82.7886 | 47.9283 | 2 | 8.8824 | 10 | 13.9779 | 0 | 13.9779 | 0 | 0 | 0 | 0 | 0 | 0 | 0 | 0 | 0 | 0 | 59.9283 | 0 | 2.4837 | 45.0717 | 0 | 0 | 0
7014 | 84.2892 | 0 | 84.2892 | 50.41 | 2 | 9.2502 | 10 | 12.6289 | 0 | 12.6289 | 0 | 0 | 0 | 0 | 0 | 0 | 0 | 0 | 0 | 0 | 62.41 | 0 | 2.5287 | 42.59 | 0 | 0 | 0
7015 | 84.6356 | 0 | 84.6356 | 42.9 | 2 | 7.9183 | 8.5239 | 11.8488 | 11.4445 | 11.8488 | 11.4445 | 0 | 0 | 0 | 0 | 0 | 0 | 0 | 0 | 0 | 53.4239 | 0 | 2.5391 | 51.5761 | 0 | 0 | 0
7016 | 83.9767 | 0 | 83.9767 | 42.9 | 2 | 2.4556 | 4 | 10.6523 | 21.9688 | 10.6523 | 21.9688 | 0 | 0 | 0 | 0 | 0 | 0 | 0 | 0 | 0 | 48.9 | 0 | 2.5193 | 60.2736 | 0 | 1.4211e-14 | 0
7017 | 83.8281 | 0 | 83.8281 | 42.9 | 2 | 0 | 4 | 12.4511 | 29.5577 | 12.4511 | 29.5577 | 0 | 0 | 7.0807 | 0 | 0 | 0 | 7.0807 | 0 | 6.3726 | 48.9 | 0 | 2.5148 | 61.4982 | 0 | 0 | 0
7018 | 82.1594 | 0 | 82.1594 | 42.9 | 2 | 0 | 4 | 11.9882 | 37.5172 | 11.9882 | 37.5172 | 0 | 0 | 12 | 0 | 4.2459 | 0 | 16.2459 | 0 | 21.0871 | 48.9 | 0 | 2.4648 | 60.3151 | 0 | 0 | 0
7019 | 79.0041 | 0 | 79.0041 | 42.9 | 2 | 1.4211e-14 | 4 | 9.2956 | 39.0539 | 9.2956 | 39.0539 | 0 | 0 | 12 | 0 | 6.2453 | 0 | 18.2453 | 0 | 37.645 | 48.9 | 0 | 2.3701 | 60.0571 | 0 | 0 | 0
7020 | 78.8967 | 0 | 78.8967 | 42.9 | 2 | 0 | 4 | 10.2132 | 39.802 | 10.2132 | 39.802 | 0 | 0 | 12 | 0 | 8.0185 | 0 | 20.0185 | 0 | 55.8377 | 48.9 | 0 | 2.3669 | 59.8282 | 0 | 0 | 0
7021 | 80.6777 | 0 | 80.6777 | 42.9 | 2 | 1.4211e-14 | 4 | 9.1537 | 43.7549 | 9.1537 | 36.06 | 0 | 7.695 | 10.2527 | 0 | 3.1833 | 0 | 13.436 | 0 | 68 | 48.9 | 0 | 2.4203 | 59.6846 | 0 | 1.7764e-15 | 0
7022 | 77.0775 | 0 | 77.0775 | 42.9 | 2 | 0 | 4 | 10.7949 | 37.0457 | 10.7949 | 17.3826 | 0 | 19.6631 | 0 | 0 | 0 | 0 | 0 | 0 | 68 | 48.9 | 0 | 2.3123 | 81.874 | 0 | 0 | 0
7023 | 79.3956 | 0 | 79.3956 | 42.9 | 2 | 0 | 4 | 10.8853 | 32.7893 | 10.8853 | 19.6103 | 0 | 13.179 | 0 | 0 | 0 | 0 | 0 | 0 | 68 | 48.9 | 0 | 2.3819 | 82.711 | 0 | 0 | 0
7024 | 82.6211 | 0 | 82.6211 | 42.9 | 2 | 1.4269 | 4 | 9.7494 | 22.5447 | 9.7494 | 22.5447 | 0 | 0 | 0 | 0 | 0 | 0 | 0 | 0 | 68 | 48.9 | 0 | 2.4786 | 83.1695 | 0 | 1.4211e-14 | 0
7025 | 84.9659 | 0 | 84.9659 | 42.9 | 2 | 7.3692 | 4 | 10.9459 | 12.1946 | 10.9459 | 12.1946 | 0 | 0 | 0 | 5.5562 | 0 | 0 | 0 | 5.5562 | 61.8265 | 48.9 | 0 | 2.549 | 73.1553 | 0 | 0 | -1.4211e-14
7026 | 88.7165 | 0 | 88.7165 | 42.9 | 2 | 7.433 | 4 | 10.8485 | 5.4016e-15 | 10.8485 | 5.4016e-15 | 0 | 0 | 0 | 12 | 0 | 9.535 | 0 | 21.535 | 38.151 | 48.9 | 0 | 2.6615 | 59.1836 | 0 | 0 | 0
7027 | 95.6955 | 0 | 95.6955 | 42.9 | 2 | 10.55 | 5.3754 | 13.966 | 0 | 13.966 | 0 | 0 | 0 | 0 | 12 | 0 | 8.9041 | 0 | 20.9041 | 15.1598 | 50.2754 | 0 | 2.8709 | 54.7246 | 0 | 0 | 0
7028 | 100.0595 | 0 | 100.0595 | 50.9761 | 2 | 11.1128 | 10 | 13.9706 | 0 | 13.9706 | 0 | 0 | 0 | 0 | 12 | 0 | 0 | 0 | 12 | 1.8265 | 62.9761 | 0 | 3.0018 | 42.0239 | 0 | 0 | 0
7029 | 95.6394 | 0 | 95.6394 | 55 | 5.4319 | 10.6829 | 10 | 12.8808 | 0 | 12.8808 | 0 | 0 | 0 | 0 | 1.6438 | 0 | 0 | 0 | 1.6438 | 0 | 70.4319 | 0 | 2.8692 | 34.5681 | 0 | 0 | 0
7030 | 91.7363 | 0 | 91.7363 | 55 | 3.0113 | 10.0804 | 10 | 13.6446 | 0 | 13.6446 | 0 | 0 | 0 | 0 | 0 | 0 | 0 | 0 | 0 | 0 | 68.0113 | 0 | 2.7521 | 36.9887 | 0 | 0 | 0
7031 | 90.0661 | 0 | 90.0661 | 54.1625 | 2 | 9.8064 | 10 | 14.0971 | 0 | 14.0971 | 0 | 0 | 0 | 0 | 0 | 0 | 0 | 0 | 0 | 0 | 66.1625 | 0 | 2.702 | 38.8375 | 0 | 1.4211e-14 | 0
7032 | 79.2994 | 0 | 79.2994 | 44.1396 | 2 | 8.3209 | 10 | 14.8389 | 0 | 14.8389 | 0 | 0 | 0 | 0 | 0 | 0 | 0 | 0 | 0 | 0 | 56.1396 | 0 | 2.379 | 48.8604 | 0 | 0 | 0
7033 | 78.4659 | 0 | 78.4659 | 45.2808 | 2 | 8.49 | 10 | 12.6951 | 0 | 12.6951 | 0 | 0 | 0 | 0 | 0 | 0 | 0 | 0 | 0 | 0 | 57.2808 | 0 | 2.354 | 47.7192 | 0 | 0 | 0
7034 | 77.5069 | 0 | 77.5069 | 42.9 | 2 | 8.1067 | 9.7944 | 14.7058 | 0 | 14.7058 | 0 | 0 | 0 | 0 | 0 | 0 | 0 | 0 | 0 | 0 | 54.6944 | 0 | 2.3252 | 50.3056 | 0 | 0 | 0
7035 | 81.3758 | 0 | 81.3758 | 45.8696 | 2 | 8.5773 | 10 | 14.929 | 0 | 14.929 | 0 | 0 | 0 | 0 | 0 | 0 | 0 | 0 | 0 | 0 | 57.8696 | 0 | 2.4413 | 47.1304 | 0 | 0 | 0
7036 | 79.1498 | 0 | 79.1498 | 45.868 | 2 | 8.577 | 10 | 12.7048 | 0 | 12.7048 | 0 | 0 | 0 | 0 | 0 | 0 | 0 | 0 | 0 | 0 | 57.868 | 0 | 2.3745 | 47.132 | 0 | 0 | 0
7037 | 78.9183 | 0 | 78.9183 | 45.3642 | 2 | 8.5024 | 10 | 13.0518 | 0 | 13.0518 | 0 | 0 | 0 | 0 | 0 | 0 | 0 | 0 | 0 | 0 | 57.3642 | 0 | 2.3676 | 47.6358 | 0 | 0 | 0
7038 | 82.6291 | 0 | 82.6291 | 48.6751 | 2 | 8.9931 | 10 | 12.9609 | 0 | 12.9609 | 0 | 0 | 0 | 0 | 0 | 0 | 0 | 0 | 0 | 0 | 60.6751 | 0 | 2.4789 | 44.3249 | 0 | 0 | 0
7039 | 79.9526 | 0 | 79.9526 | 42.9 | 2 | 6.173 | 4 | 13.9235 | 10.9561 | 13.9235 | 10.9561 | 0 | 0 | 0 | 0 | 0 | 0 | 0 | 0 | 0 | 48.9 | 0 | 2.3986 | 57.0361 | 0 | 0 | 0
7040 | 79.4987 | 0 | 79.4987 | 42.9 | 2 | 0 | 4 | 12.6225 | 21.3679 | 12.6225 | 21.3679 | 0 | 0 | 3.3917 | 0 | 0 | 0 | 3.3917 | 0 | 3.0525 | 48.9 | 0 | 2.385 | 61.9744 | 0 | 0 | 0
7041 | 77.9816 | 0 | 77.9816 | 42.9 | 2 | 0 | 4 | 12.5085 | 30.3025 | 12.5085 | 30.3025 | 0 | 0 | 12 | 0 | 1.7294 | 0 | 13.7294 | 0 | 15.4469 | 48.9 | 0 | 2.3394 | 60.64 | 0 | 0 | 0
7042 | 79.9609 | 0 | 79.9609 | 42.9 | 2 | 0 | 4 | 10.5475 | 34.5057 | 10.5475 | 34.5057 | 0 | 0 | 12 | 0 | 1.9923 | 0 | 13.9923 | 0 | 28.0837 | 48.9 | 0 | 2.3988 | 60.606 | 0 | 0 | 0
7043 | 77.2177 | 0 | 77.2177 | 42.9 | 2 | 0 | 4 | 11.4928 | 41.3159 | 11.4928 | 38.8249 | 0 | 2.491 | 12 | 0 | 10 | 0 | 22 | 0 | 48.1032 | 48.9 | 0 | 2.3165 | 59.2508 | 0 | 0 | 0
7044 | 77.8036 | 0 | 77.8036 | 42.9 | 2 | 0 | 4 | 9.5741 | 44.0766 | 9.5741 | 39.3009 | 0 | 4.7757 | 12 | 0 | 7.9714 | 0 | 19.9714 | 0 | 66.2525 | 48.9 | 0 | 2.3341 | 59.2178 | 0 | 3.5527e-15 | 0
7045 | 76.4333 | 0 | 76.4333 | 42.9 | 2 | 0 | 4 | 11.5117 | 44.4357 | 11.5117 | 17.9633 | 0 | 26.4724 | 1.9417 | 0 | 0 | 0 | 1.9417 | 0 | 68 | 48.9 | 0 | 2.293 | 68.7444 | 0 | 6.4393e-15 | 0
7046 | 75.4206 | 0 | 75.4206 | 42.9 | 2 | 7.1054e-15 | 4 | 12.521 | 38.3748 | 12.521 | 13.9996 | 0 | 24.3752 | 0 | 0 | 0 | 0 | 0 | 0 | 68 | 48.9 | 0 | 2.2626 | 81.2658 | 0 | 0 | 0
7047 | 76.8673 | 0 | 76.8673 | 42.9 | 2 | 0 | 4 | 12.065 | 30.0533 | 12.065 | 15.9024 | 0 | 14.151 | 0 | 0 | 0 | 0 | 0 | 0 | 68 | 48.9 | 0 | 2.306 | 82.5856 | 0 | 0 | 0
7048 | 81.8049 | 0 | 81.8049 | 42.9 | 2 | 7.1054e-15 | 4 | 13.1485 | 22.9663 | 13.1485 | 19.7564 | 0 | 3.2099 | 0 | 0 | 0 | 0 | 0 | 0 | 68 | 48.9 | 0 | 2.4541 | 83.9979 | 0 | 0 | 0
7049 | 86.0733 | 0 | 86.0733 | 42.9 | 2 | 5.9372 | 4 | 12.407 | 10.3113 | 12.407 | 10.3113 | 0 | 0 | 0 | 8.5178 | 0 | 0 | 0 | 8.5178 | 58.5358 | 48.9 | 0 | 2.5822 | 71.8232 | 0 | 0 | 0
7050 | 88.5954 | 0 | 88.5954 | 42.9 | 2 | 5.9632 | 4 | 11.7321 | 5.4562e-15 | 11.7321 | 5.4562e-15 | 0 | 0 | 0 | 12 | 0 | 10 | 0 | 22 | 34.3559 | 48.9 | 0 | 2.6579 | 60.0586 | 0 | 0 | 0
7051 | 94.8481 | 0 | 94.8481 | 42.9 | 2 | 10.5499 | 5.8393 | 13.1198 | 0 | 13.1198 | 0 | 0 | 0 | 0 | 12 | 0 | 8.4391 | 0 | 20.4391 | 11.8691 | 50.7393 | 0 | 2.8454 | 54.2607 | 0 | 0 | -1.4211e-14
7052 | 97.6459 | 0 | 97.6459 | 49.2853 | 2 | 10.6668 | 10 | 15.0115 | 0 | 15.0115 | 0 | 0 | 0 | 0 | 10.6822 | 0 | 0 | 0 | 10.6822 | 0 | 61.2853 | 0 | 2.9294 | 43.7147 | 0 | 0 | 0
7053 | 93.5763 | 0 | 93.5763 | 55 | 4.1624 | 10.2511 | 10 | 14.1628 | 0 | 14.1628 | 0 | 0 | 0 | 0 | 0 | 0 | 0 | 0 | 0 | 0 | 69.1624 | 0 | 2.8073 | 35.8376 | 0 | 1.4211e-14 | 0
7054 | 87.9298 | 0 | 87.9298 | 52.2115 | 2 | 9.5172 | 10 | 14.2011 | 0 | 14.2011 | 0 | 0 | 0 | 0 | 0 | 0 | 0 | 0 | 0 | 0 | 64.2115 | 0 | 2.6379 | 40.7885 | 0 | 0 | 0
7055 | 88.0066 | 0 | 88.0066 | 50.9305 | 2 | 9.3274 | 10 | 15.7487 | 0 | 15.7487 | 0 | 0 | 0 | 0 | 0 | 0 | 0 | 0 | 0 | 0 | 62.9305 | 0 | 2.6402 | 42.0695 | 0 | 0 | 0
7056 | 81.3145 | 0 | 81.3145 | 45.7402 | 2 | 8.5581 | 10 | 15.0162 | 0 | 15.0162 | 0 | 0 | 0 | 0 | 0 | 0 | 0 | 0 | 0 | 0 | 57.7402 | 0 | 2.4394 | 47.2598 | 0 | 0 | 0
7057 | 82.9489 | 0 | 82.9489 | 47.0492 | 2 | 8.7521 | 10 | 15.1476 | 0 | 15.1476 | 0 | 0 | 0 | 0 | 0 | 0 | 0 | 0 | 0 | 0 | 59.0492 | 0 | 2.4885 | 45.9508 | 0 | 0 | 0
7058 | 80.5655 | 0 | 80.5655 | 45.7756 | 2 | 8.5633 | 10 | 14.2265 | 0 | 14.2265 | 0 | 0 | 0 | 0 | 0 | 0 | 0 | 0 | 0 | 0 | 57.7756 | 0 | 2.417 | 47.2244 | 0 | 0 | 0
7059 | 82.114 | 0 | 82.114 | 47.2794 | 2 | 8.7862 | 10 | 14.0484 | 0 | 14.0484 | 0 | 0 | 0 | 0 | 0 | 0 | 0 | 0 | 0 | 0 | 59.2794 | 0 | 2.4634 | 45.7206 | 0 | 0 | 0
7060 | 81.892 | 0 | 81.892 | 49.13 | 2 | 9.0605 | 10 | 11.7015 | 0 | 11.7015 | 0 | 0 | 0 | 0 | 0 | 0 | 0 | 0 | 0 | 0 | 61.13 | 0 | 2.4568 | 43.87 | 0 | 0 | -1.4211e-14
7061 | 81.2571 | 0 | 81.2571 | 48.4799 | 2 | 8.9642 | 10 | 11.813 | 0 | 11.813 | 0 | 0 | 0 | 0 | 0 | 0 | 0 | 0 | 0 | 0 | 60.4799 | 0 | 2.4377 | 44.5201 | 0 | 0 | 0
7062 | 83.1602 | 0 | 83.1602 | 51.5563 | 2 | 9.4201 | 10 | 10.1838 | 0 | 10.1838 | 0 | 0 | 0 | 0 | 0 | 0 | 0 | 0 | 0 | 0 | 63.5563 | 0 | 2.4948 | 41.4437 | 0 | 0 | 0
7063 | 84.6929 | 0 | 84.6929 | 42.9 | 2 | 7.4032 | 5.0483 | 12.3326 | 15.0088 | 12.3326 | 15.0088 | 0 | 0 | 0 | 0 | 0 | 0 | 0 | 0 | 0 | 49.9483 | 0 | 2.5408 | 55.0517 | 0 | 0 | 0
7064 | 85.0658 | 0 | 85.0658 | 42.9 | 2 | 0 | 4 | 10.5958 | 27.1227 | 10.5958 | 27.1227 | 0 | 0 | 1.5526 | 0 | 0 | 0 | 1.5526 | 0 | 1.3974 | 48.9 | 0 | 2.552 | 62.2118 | 0 | 0 | 0
7065 | 80.934 | 0 | 80.934 | 42.9 | 2 | 7.1054e-15 | 4 | 13.3005 | 35.3068 | 13.3005 | 35.3068 | 0 | 0 | 12 | 0 | 4.5733 | 0 | 16.5733 | 0 | 16.4137 | 48.9 | 0 | 2.428 | 60.2729 | 0 | 0 | 0
7066 | 79.8416 | 0 | 79.8416 | 42.9 | 2 | 7.1054e-15 | 4 | 13.2567 | 48.4929 | 13.2567 | 39.6849 | 0 | 8.808 | 12 | 0 | 10 | 0 | 22 | 0 | 36.4333 | 48.9 | 0 | 2.3952 | 58.4354 | 0 | 0 | 0
7067 | 82.4438 | 0 | 82.4438 | 42.9 | 2 | 7.1054e-15 | 4 | 10.3979 | 53.2635 | 10.3979 | 42.2657 | 0 | 10.9978 | 12 | 0 | 7.1198 | 0 | 19.1198 | 0 | 53.7974 | 48.9 | 0 | 2.4733 | 58.5245 | 0 | 3.5527e-15 | 0
7068 | 79.3151 | 0 | 79.3151 | 42.9 | 2 | 0 | 4 | 9.9113 | 55 | 9.9113 | 32.5039 | 0 | 22.4961 | 12 | 0 | 0 | 0 | 12 | 0 | 64.5974 | 48.9 | 0 | 2.3795 | 67.9593 | 0 | 1.4211e-14 | 0
7069 | 79.1109 | 0 | 79.1109 | 42.9 | 2 | 7.1054e-15 | 4 | 9.1636 | 50.4348 | 9.1636 | 24.828 | 0 | 25.6068 | 3.7807 | 0 | 0 | 0 | 3.7807 | 0 | 68 | 48.9 | 0 | 2.3733 | 68.6188 | 0 | 3.1086e-15 | 0
7070 | 78.271 | 0 | 78.271 | 42.9 | 2 | 7.1054e-15 | 4 | 11.3252 | 44.7414 | 11.3252 | 18.0458 | 0 | 26.6955 | 0 | 0 | 0 | 0 | 0 | 0 | 68 | 48.9 | 0 | 2.3481 | 80.9663 | 0 | 0 | 0
7071 | 78.6177 | 0 | 78.6177 | 42.9 | 2 | 0 | 4 | 11.3815 | 35.95 | 11.3815 | 18.3362 | 0 | 17.6139 | 0 | 0 | 0 | 0 | 0 | 0 | 68 | 48.9 | 0 | 2.3585 | 82.1386 | 0 | 0 | 0
7072 | 82.5512 | 0 | 82.5512 | 42.9 | 2 | 7.1054e-15 | 4 | 10.946 | 27.916 | 10.946 | 22.7052 | 0 | 5.2108 | 0 | 0 | 0 | 0 | 0 | 0 | 68 | 48.9 | 0 | 2.4765 | 83.7396 | 0 | 1.4211e-14 | 0
7073 | 85.8066 | 0 | 85.8066 | 42.9 | 2 | 7.7364 | 4.9538 | 11.5996 | 14.2742 | 11.5996 | 14.2742 | 0 | 0 | 0 | 2.3426 | 0 | 0 | 0 | 2.3426 | 65.3971 | 49.8538 | 0 | 2.5742 | 74.8036 | 0 | 0 | 0
7074 | 92.6287 | 0 | 92.6287 | 42.9 | 2 | 10.5409 | 4.218 | 10.9699 | 5.6558e-15 | 10.9699 | 5.6558e-15 | 0 | 0 | 0 | 12 | 0 | 10 | 0 | 22 | 41.2173 | 49.118 | 0 | 2.7789 | 55.882 | 0 | 0 | 0
7075 | 95.6256 | 0 | 95.6256 | 42.9 | 2 | 10.7735 | 7.3484 | 12.1646 | 0 | 12.1646 | 0 | 0 | 0 | 0 | 12 | 0 | 8.4391 | 0 | 20.4391 | 18.7305 | 52.2484 | 0 | 2.8688 | 52.7516 | 0 | 0 | 0
7076 | 99.3503 | 0 | 99.3503 | 50.0047 | 2 | 10.9688 | 10 | 14.3769 | 0 | 14.3769 | 0 | 0 | 0 | 0 | 12 | 0 | 0 | 0 | 12 | 5.3971 | 62.0047 | 0 | 2.9805 | 42.9953 | 0 | 0 | 0
7077 | 98.8915 | 0 | 98.8915 | 55 | 4.9512 | 11.0879 | 10 | 12.9949 | 0 | 12.9949 | 0 | 0 | 0 | 0 | 4.8574 | 0 | 0 | 0 | 4.8574 | 0 | 69.9512 | 0 | 2.9667 | 35.0488 | 0 | 0 | 0
7078 | 91.149 | 0 | 91.149 | 54.6468 | 2 | 9.8782 | 10 | 14.624 | 0 | 14.624 | 0 | 0 | 0 | 0 | 0 | 0 | 0 | 0 | 0 | 0 | 66.6468 | 0 | 2.7345 | 38.3532 | 0 | 0 | 0
7079 | 90.5512 | 0 | 90.5512 | 54.7914 | 2 | 9.8996 | 10 | 13.8601 | 0 | 13.8601 | 0 | 0 | 0 | 0 | 0 | 0 | 0 | 0 | 0 | 0 | 66.7914 | 0 | 2.7165 | 38.2086 | 0 | 0 | 0
7080 | 78.2778 | 0 | 78.2778 | 42.9 | 2 | 7.8846 | 8.2962 | 17.1969 | 0 | 17.1969 | 0 | 0 | 0 | 0 | 0 | 0 | 0 | 0 | 0 | 0 | 53.1962 | 0 | 2.3483 | 51.8038 | 0 | 0 | 0
7081 | 77.3883 | 0 | 77.3883 | 42.9 | 2 | 8.0787 | 9.6059 | 14.8037 | 0 | 14.8037 | 0 | 0 | 0 | 0 | 0 | 0 | 0 | 0 | 0 | 0 | 54.5059 | 0 | 2.3216 | 50.4941 | 0 | 0 | 0
7082 | 78.244 | 0 | 78.244 | 44.4544 | 2 | 8.3675 | 10 | 13.4221 | 0 | 13.4221 | 0 | 0 | 0 | 0 | 0 | 0 | 0 | 0 | 0 | 0 | 56.4544 | 0 | 2.3473 | 48.5456 | 0 | 0 | 0
7083 | 81.4263 | 0 | 81.4263 | 44.1283 | 2 | 8.3192 | 10 | 16.9788 | 0 | 16.9788 | 0 | 0 | 0 | 0 | 0 | 0 | 0 | 0 | 0 | 0 | 56.1283 | 0 | 2.4428 | 48.8717 | 0 | 0 | 0
7084 | 81.0975 | 0 | 81.0975 | 46.6407 | 2 | 8.6916 | 10 | 13.7653 | 0 | 13.7653 | 0 | 0 | 0 | 0 | 0 | 0 | 0 | 0 | 0 | 0 | 58.6407 | 0 | 2.4329 | 46.3593 | 0 | 0 | 0
7085 | 80.1461 | 0 | 80.1461 | 44.703 | 2 | 8.4044 | 10 | 15.0387 | 0 | 15.0387 | 0 | 0 | 0 | 0 | 0 | 0 | 0 | 0 | 0 | 0 | 56.703 | 0 | 2.4044 | 48.297 | 0 | 0 | 0
7086 | 82.3318 | 0 | 82.3318 | 47.8222 | 2 | 8.8667 | 10 | 13.6429 | 0 | 13.6429 | 0 | 0 | 0 | 0 | 0 | 0 | 0 | 0 | 0 | 0 | 59.8222 | 0 | 2.47 | 45.1778 | 0 | 0 | 0
7087 | 81.7385 | 0 | 81.7385 | 42.9 | 2 | 7.3309 | 4.5604 | 14.0323 | 10.9149 | 14.0323 | 10.9149 | 0 | 0 | 0 | 0 | 0 | 0 | 0 | 0 | 0 | 49.4604 | 0 | 2.4522 | 55.5396 | 0 | 0 | 0
7088 | 80.0907 | 0 | 80.0907 | 42.9 | 2 | 0 | 4 | 12.9258 | 20.4565 | 12.9258 | 20.4565 | 0 | 0 | 2.1917 | 0 | 0 | 0 | 2.1917 | 0 | 1.9725 | 48.9 | 0 | 2.4027 | 62.1293 | 0 | 0 | 0
7089 | 82.5011 | 0 | 82.5011 | 42.9 | 2 | 7.1054e-15 | 4 | 12.9773 | 30.3427 | 12.9773 | 30.3427 | 0 | 0 | 9.7189 | 0 | 0 | 0 | 9.7189 | 0 | 10.7196 | 48.9 | 0 | 2.475 | 61.1577 | 0 | 0 | 0
7090 | 81.1209 | 0 | 81.1209 | 42.9 | 2 | 0 | 4 | 11.7651 | 32.4435 | 11.7651 | 32.4435 | 0 | 0 | 11.9877 | 0 | 0 | 0 | 11.9877 | 0 | 21.5085 | 48.9 | 0 | 2.4336 | 60.8648 | 0 | 0 | 0
7091 | 80.0791 | 0 | 80.0791 | 42.9 | 2 | 0 | 4 | 12.0783 | 42.2735 | 12.0783 | 41.1008 | 0 | 1.1726 | 12 | 0 | 10 | 0 | 22 | 0 | 41.528 | 48.9 | 0 | 2.4024 | 59.421 | 0 | 0 | 0
7092 | 76.8851 | 0 | 76.8851 | 42.9 | 2 | 7.1054e-15 | 4 | 10.8256 | 40.4513 | 10.8256 | 39.1595 | 0 | 1.2918 | 12 | 0 | 10 | 0 | 22 | 0 | 61.5476 | 48.9 | 0 | 2.3066 | 59.4056 | 0 | 0 | 0
7093 | 78.1627 | 0 | 78.1627 | 42.9 | 2 | 0 | 4 | 11.8499 | 39.0218 | 11.8499 | 24.5408 | 0 | 14.4809 | 5.435 | 0 | 1.693 | 0 | 7.1281 | 0 | 68 | 48.9 | 0 | 2.3449 | 59.6228 | 0 | 0 | -3.5527e-15
7094 | 78.0209 | 0 | 78.0209 | 42.9 | 2 | 7.1054e-15 | 4 | 12.1135 | 33.4052 | 12.1135 | 17.0074 | 0 | 16.3978 | 0 | 0 | 0 | 0 | 0 | 0 | 68 | 48.9 | 0 | 2.3406 | 82.2955 | 0 | 0 | 0
7095 | 78.0967 | 0 | 78.0967 | 42.9 | 2 | 7.1054e-15 | 4 | 10.622 | 28.204 | 10.622 | 18.5747 | 0 | 9.6293 | 0 | 0 | 0 | 0 | 0 | 0 | 68 | 48.9 | 0 | 2.3429 | 83.1692 | 0 | 0 | 0
7096 | 81.8434 | 0 | 81.8434 | 42.9 | 2 | 0.071055 | 4 | 11.7674 | 21.105 | 11.7674 | 21.105 | 0 | 0 | 0 | 0 | 0 | 0 | 0 | 0 | 68 | 48.9 | 0 | 2.4553 | 84.3504 | 0 | 0 | 0
7097 | 85.8041 | 0 | 85.8041 | 42.9 | 2 | 7.7131 | 5.0366 | 15.1463 | 10.9058 | 15.1463 | 10.9058 | 0 | 0 | 0 | 2.1023 | 0 | 0 | 0 | 2.1023 | 65.6641 | 49.9366 | 0 | 2.5741 | 74.9611 | 0 | 0 | 0
7098 | 87.0042 | 0 | 87.0042 | 42.9 | 2 | 8.9452 | 4 | 14.6331 | 5.0132e-15 | 14.6331 | 5.0132e-15 | 0 | 0 | 0 | 12 | 0 | 2.5259 | 0 | 14.5259 | 49.5911 | 48.9 | 0 | 2.6101 | 63.9709 | 0 | 0 | -1.4211e-14
7099 | 91.6721 | 0 | 91.6721 | 42.9 | 2 | 9.213 | 4 | 14.6376 | 0 | 14.6376 | 0 | 0 | 0 | 0 | 12 | 0 | 6.9215 | 0 | 18.9215 | 28.7504 | 48.9 | 0 | 2.7502 | 59.9095 | 0 | 0 | -1.4211e-14
7100 | 98.1249 | 0 | 98.1249 | 42.9 | 2 | 10.6532 | 5.9836 | 15.5964 | 0 | 15.5964 | 0 | 0 | 0 | 0 | 12 | 0 | 8.9917 | 0 | 20.9917 | 5.6641 | 50.8836 | 0 | 2.9437 | 54.1164 | 0 | 0 | 0
7101 | 94.0863 | 0 | 94.0863 | 51.2047 | 2 | 10.1236 | 10 | 15.6603 | 0 | 15.6603 | 0 | 0 | 0 | 0 | 5.0977 | 0 | 1.6377e-15 | 0 | 5.0977 | 0 | 63.2047 | 0 | 2.8226 | 41.7953 | 0 | 0 | 0
7102 | 92.4158 | 0 | 92.4158 | 54.8584 | 2 | 9.9096 | 10 | 15.6478 | 0 | 15.6478 | 0 | 0 | 0 | 0 | 0 | 0 | 0 | 0 | 0 | 0 | 66.8584 | 0 | 2.7725 | 38.1416 | 0 | 0 | 0
7103 | 86.2246 | 0 | 86.2246 | 48.3815 | 2 | 8.9496 | 10 | 16.8935 | 0 | 16.8935 | 0 | 0 | 0 | 0 | 0 | 0 | 0 | 0 | 0 | 0 | 60.3815 | 0 | 2.5867 | 44.6185 | 0 | 0 | 0
7104 | 83.1533 | 0 | 83.1533 | 45.5742 | 2 | 8.5335 | 10 | 17.0456 | 0 | 17.0456 | 0 | 0 | 0 | 0 | 0 | 0 | 0 | 0 | 0 | 0 | 57.5742 | 0 | 2.4946 | 47.4258 | 0 | 0 | 0
7105 | 83.1751 | 0 | 83.1751 | 46.0263 | 2 | 8.6005 | 10 | 16.5483 | 0 | 16.5483 | 0 | 0 | 0 | 0 | 0 | 0 | 0 | 0 | 0 | 0 | 58.0263 | 0 | 2.4953 | 46.9737 | 0 | 0 | 0
7106 | 84.1687 | 0 | 84.1687 | 47.3617 | 2 | 8.7984 | 10 | 16.0086 | 0 | 16.0086 | 0 | 0 | 0 | 0 | 0 | 0 | 0 | 0 | 0 | 0 | 59.3617 | 0 | 2.5251 | 45.6383 | 0 | 0 | 0
7107 | 83.9296 | 0 | 83.9296 | 46.8635 | 2 | 8.7246 | 10 | 16.3415 | 0 | 16.3415 | 0 | 0 | 0 | 0 | 0 | 0 | 0 | 0 | 0 | 0 | 58.8635 | 0 | 2.5179 | 46.1365 | 0 | 0 | 0
7108 | 86.0458 | 0 | 86.0458 | 51.0095 | 2 | 9.3391 | 10 | 13.6973 | 0 | 13.6973 | 0 | 0 | 0 | 0 | 0 | 0 | 0 | 0 | 0 | 0 | 63.0095 | 0 | 2.5814 | 41.9905 | 0 | 0 | 0
7109 | 87.8121 | 0 | 87.8121 | 51.6963 | 2 | 9.4409 | 10 | 14.6749 | 0 | 14.6749 | 0 | 0 | 0 | 0 | 0 | 0 | 0 | 0 | 0 | 0 | 63.6963 | 0 | 2.6344 | 41.3037 | 0 | 1.4211e-14 | 0
7110 | 86.9002 | 0 | 86.9002 | 50.3668 | 2 | 9.2438 | 10 | 15.2896 | 0 | 15.2896 | 0 | 0 | 0 | 0 | 0 | 0 | 0 | 0 | 0 | 0 | 62.3668 | 0 | 2.607 | 42.6332 | 0 | 0 | 0
7111 | 85.0236 | 0 | 85.0236 | 42.9 | 2 | 7.6165 | 6.4872 | 15.4027 | 10.6172 | 15.4027 | 10.6172 | 0 | 0 | 0 | 0 | 0 | 0 | 0 | 0 | 0 | 51.3872 | 0 | 2.5507 | 53.6128 | 0 | 0 | 0
7112 | 84.5218 | 0 | 84.5218 | 42.9 | 2 | 3.159 | 4 | 12.6484 | 19.8144 | 12.6484 | 19.8144 | 0 | 0 | 0 | 0 | 0 | 0 | 0 | 0 | 0 | 48.9 | 0 | 2.5357 | 59.661 | 0 | 0 | 0
7113 | 84.5127 | 0 | 84.5127 | 42.9 | 2 | 0 | 4 | 12.1015 | 31.847 | 12.1015 | 31.847 | 0 | 0 | 8.3358 | 0 | 0 | 0 | 8.3358 | 0 | 7.5022 | 48.9 | 0 | 2.5354 | 61.3362 | 0 | 0 | 0
7114 | 86.45 | 0 | 86.45 | 42.9 | 2 | 0 | 4 | 11.9054 | 37.6696 | 11.9054 | 37.6696 | 0 | 0 | 12 | 0 | 0.024947 | 0 | 12.0249 | 0 | 18.3252 | 48.9 | 0 | 2.5935 | 60.86 | 0 | 0 | 0
7115 | 84.135 | 0 | 84.135 | 42.9 | 2 | 0 | 4 | 13.619 | 41.9559 | 13.619 | 41.9559 | 0 | 0 | 12 | 0 | 8.34 | 0 | 20.34 | 0 | 36.8143 | 48.9 | 0 | 2.524 | 59.7867 | 0 | 0 | 0
7116 | 81.9399 | 0 | 81.9399 | 42.9 | 2 | 0 | 4 | 12.4188 | 44.9118 | 12.4188 | 42.6211 | 0 | 2.2907 | 12 | 0 | 10 | 0 | 22 | 0 | 56.8338 | 48.9 | 0 | 2.4582 | 59.2767 | 0 | 1.4211e-14 | 0
7117 | 81.3261 | 0 | 81.3261 | 42.9 | 2 | 0 | 4 | 14.8177 | 42.383 | 14.8177 | 29.9341 | 0 | 12.4489 | 8.9975 | 0 | 3.3281 | 0 | 12.3257 | 0 | 68 | 48.9 | 0 | 2.4398 | 59.2142 | 0 | 0 | -1.2434e-14
7118 | 80.5432 | 0 | 80.5432 | 42.9 | 2 | 0 | 4 | 13.676 | 40.6431 | 13.676 | 17.9672 | 0 | 22.6759 | 0 | 0 | 0 | 0 | 0 | 0 | 68 | 48.9 | 0 | 2.4163 | 81.4851 | 0 | 0 | 0
7119 | 81.7215 | 0 | 81.7215 | 42.9 | 2 | 7.1054e-15 | 4 | 12.5866 | 29.4129 | 12.5866 | 20.2349 | 0 | 9.178 | 0 | 0 | 0 | 0 | 0 | 0 | 68 | 48.9 | 0 | 2.4516 | 83.2275 | 0 | 0 | 0
7120 | 86.7487 | 0 | 86.7487 | 42.9 | 2 | 1.1594 | 4 | 13.9592 | 22.7301 | 13.9592 | 22.7301 | 0 | 0 | 0 | 0 | 0 | 0 | 0 | 0 | 68 | 48.9 | 0 | 2.6025 | 83.4025 | 0 | 0 | 0
7121 | 91.2367 | 0 | 91.2367 | 42.9 | 2 | 6.0695 | 4 | 14.5201 | 12.2717 | 14.5201 | 12.2717 | 0 | 0 | 0 | 9.4755 | 0 | 0 | 0 | 9.4755 | 57.4717 | 48.9 | 0 | 2.7371 | 70.8739 | 0 | 0 | 0
7122 | 94.8304 | 0 | 94.8304 | 42.9 | 2 | 7.8983 | 4 | 16.0322 | 4.9166e-15 | 16.0322 | 4.9166e-15 | 0 | 0 | 0 | 12 | 0 | 10 | 0 | 22 | 33.2919 | 48.9 | 0 | 2.8449 | 58.3734 | 0 | 0 | 0
7123 | 98.3112 | 0 | 98.3112 | 42.9 | 2 | 10.8039 | 7.5533 | 14.615 | 0 | 14.615 | 0 | 0 | 0 | 0 | 12 | 0 | 8.4391 | 0 | 20.4391 | 10.805 | 52.4533 | 0 | 2.9493 | 52.5467 | 0 | 1.4211e-14 | 0
7124 | 103.825 | 0 | 103.825 | 54.816 | 2 | 11.3446 | 10 | 15.9399 | 0 | 15.9399 | 0 | 0 | 0 | 0 | 9.7245 | 0 | 0 | 0 | 9.7245 | 0 | 66.816 | 0 | 3.1148 | 38.184 | 0 | 0 | 0
7125 | 100.8847 | 0 | 100.8847 | 55 | 9.5789 | 11.0539 | 10 | 15.2519 | 0 | 15.2519 | 0 | 0 | 0 | 0 | 0 | 0 | 0 | 0 | 0 | 0 | 74.5789 | 0 | 3.0265 | 30.4211 | 0 | 0 | 0
7126 | 93.76 | 0 | 93.76 | 55 | 3.586 | 10.1656 | 10 | 15.0084 | 0 | 15.0084 | 0 | 0 | 0 | 0 | 0 | 0 | 0 | 0 | 0 | 0 | 68.586 | 0 | 2.8128 | 36.414 | 0 | 0 | 0
7127 | 91.5214 | 0 | 91.5214 | 53.2358 | 2 | 9.6691 | 10 | 16.6166 | 0 | 16.6166 | 0 | 0 | 0 | 0 | 0 | 0 | 0 | 0 | 0 | 0 | 65.2358 | 0 | 2.7456 | 39.7642 | 0 | 0 | 0
7128 | 79.7198 | 0 | 79.7198 | 44.816 | 2 | 8.4211 | 10 | 14.4826 | 0 | 14.4826 | 0 | 0 | 0 | 0 | 0 | 0 | 0 | 0 | 0 | 0 | 56.816 | 0 | 2.3916 | 48.184 | 0 | 0 | 0
7129 | 78.7389 | 0 | 78.7389 | 44.4625 | 2 | 8.3687 | 10 | 13.9077 | 0 | 13.9077 | 0 | 0 | 0 | 0 | 0 | 0 | 0 | 0 | 0 | 0 | 56.4625 | 0 | 2.3622 | 48.5375 | 0 | 0 | 0
7130 | 80.6238 | 0 | 80.6238 | 46.7167 | 2 | 8.7028 | 10 | 13.2042 | 0 | 13.2042 | 0 | 0 | 0 | 0 | 0 | 0 | 0 | 0 | 0 | 0 | 58.7167 | 0 | 2.4187 | 46.2833 | 0 | 0 | 0
7131 | 79.4962 | 0 | 79.4962 | 43.9394 | 2 | 8.2912 | 10 | 15.2656 | 0 | 15.2656 | 0 | 0 | 0 | 0 | 0 | 0 | 0 | 0 | 0 | 0 | 55.9394 | 0 | 2.3849 | 49.0606 | 0 | 0 | 0
7132 | 83.4731 | 0 | 83.4731 | 47.8897 | 2 | 8.8767 | 10 | 14.7067 | 0 | 14.7067 | 0 | 0 | 0 | 0 | 0 | 0 | 0 | 0 | 0 | 0 | 59.8897 | 0 | 2.5042 | 45.1103 | 0 | 0 | 0
7133 | 83.1537 | 0 | 83.1537 | 49.6682 | 2 | 9.1403 | 10 | 12.3452 | 0 | 12.3452 | 0 | 0 | 0 | 0 | 0 | 0 | 0 | 0 | 0 | 0 | 61.6682 | 0 | 2.4946 | 43.3318 | 0 | 0 | 0
7134 | 81.0996 | 0 | 81.0996 | 46.1907 | 2 | 8.6249 | 10 | 14.2841 | 0 | 14.2841 | 0 | 0 | 0 | 0 | 0 | 0 | 0 | 0 | 0 | 0 | 58.1907 | 0 | 2.433 | 46.8093 | 0 | 0 | 0
7135 | 81.1325 | 0 | 81.1325 | 42.9 | 2 | 5.4219 | 4 | 12.4995 | 14.3111 | 12.4995 | 14.3111 | 0 | 0 | 0 | 0 | 0 | 0 | 0 | 0 | 0 | 48.9 | 0 | 2.434 | 57.6902 | 0 | 1.4211e-14 | 0
7136 | 79.4707 | 0 | 79.4707 | 42.9 | 2 | 7.1054e-15 | 4 | 11.4463 | 25.4118 | 11.4463 | 25.4118 | 0 | 0 | 6.2874 | 0 | 0 | 0 | 6.2874 | 0 | 5.6586 | 48.9 | 0 | 2.3841 | 61.6006 | 0 | 1.4211e-14 | 0
7137 | 81.2667 | 0 | 81.2667 | 42.9 | 2 | 0 | 4 | 12.4192 | 33.9261 | 12.4192 | 33.9261 | 0 | 0 | 12 | 0 | 1.9786 | 0 | 13.9786 | 0 | 18.2828 | 48.9 | 0 | 2.438 | 60.6078 | 0 | 0 | 0
7138 | 80.9437 | 0 | 80.9437 | 42.9 | 2 | 7.1054e-15 | 4 | 12.881 | 49.3976 | 12.881 | 41.1627 | 0 | 8.2349 | 12 | 0 | 10 | 0 | 22 | 0 | 38.3023 | 48.9 | 0 | 2.4283 | 58.5094 | 0 | 0 | 0
7139 | 79.3376 | 0 | 79.3376 | 42.9 | 2 | 7.1054e-15 | 4 | 10.853 | 47.3793 | 10.853 | 41.2991 | 0 | 6.0803 | 12 | 0 | 9.7145 | 0 | 21.7145 | 0 | 58.0586 | 48.9 | 0 | 2.3801 | 58.8244 | 0 | 3.5527e-15 | 0
7140 | 77.8949 | 0 | 77.8949 | 42.9 | 2 | 0 | 4 | 10.4827 | 52.117 | 10.4827 | 29.5582 | 0 | 22.5588 | 11.046 | 0 | 0 | 0 | 11.046 | 0 | 68 | 48.9 | 0 | 2.3368 | 68.0744 | 0 | 1.2434e-14 | 0
7141 | 78.31 | 0 | 78.31 | 42.9 | 2 | 0 | 4 | 9.6266 | 47.6755 | 9.6266 | 19.7834 | 0 | 27.8921 | 0 | 0 | 0 | 0 | 0 | 0 | 68 | 48.9 | 0 | 2.3493 | 80.8118 | 0 | 1.4211e-14 | 0
7142 | 77.4304 | 0 | 77.4304 | 42.9 | 2 | 0 | 4 | 12.26 | 43.4585 | 12.26 | 16.2704 | 0 | 27.188 | 0 | 0 | 0 | 0 | 0 | 0 | 68 | 48.9 | 0 | 2.3229 | 80.9027 | 0 | 0 | 0
7143 | 77.9441 | 0 | 77.9441 | 42.9 | 2 | 0 | 4 | 11.853 | 40.1053 | 11.853 | 17.1911 | 0 | 22.9142 | 0 | 0 | 0 | 0 | 0 | 0 | 68 | 48.9 | 0 | 2.3383 | 81.4544 | 0 | 0 | 0
7144 | 80.7696 | 0 | 80.7696 | 42.9 | 2 | 0 | 4 | 12.5985 | 26.7527 | 12.5985 | 19.2711 | 0 | 7.4816 | 0 | 0 | 0 | 0 | 0 | 0 | 68 | 48.9 | 0 | 2.4231 | 83.4465 | 0 | 1.4211e-14 | 0
7145 | 85.4894 | 0 | 85.4894 | 42.9 | 2 | 7.2267 | 4 | 13.0055 | 11.8937 | 13.0055 | 11.8937 | 0 | 0 | 0 | 4.4634 | 0 | 0 | 0 | 4.4634 | 63.0406 | 48.9 | 0 | 2.5647 | 74.2311 | 0 | 0 | 0
7146 | 90.2139 | 0 | 90.2139 | 42.9 | 2 | 7.112 | 4 | 12.8664 | 6.1482e-15 | 12.8664 | 6.1482e-15 | 0 | 0 | 0 | 12 | 0 | 9.3354 | 0 | 21.3354 | 39.5816 | 48.9 | 0 | 2.7064 | 59.6369 | 0 | 0 | 0
7147 | 93.4578 | 0 | 93.4578 | 42.9 | 2 | 10.5043 | 4.8672 | 12.0826 | 0 | 12.0826 | 0 | 0 | 0 | 0 | 12 | 0 | 9.1037 | 0 | 21.1037 | 16.374 | 49.7672 | 0 | 2.8037 | 55.2328 | 0 | 0 | 0
7148 | 99.6568 | 0 | 99.6568 | 50.6589 | 2 | 11.0657 | 10 | 13.9322 | 0 | 13.9322 | 0 | 0 | 0 | 0 | 12 | 0 | 0 | 0 | 12 | 3.0406 | 62.6589 | 0 | 2.9897 | 42.3411 | 0 | 0 | 0
7149 | 94.8004 | 0 | 94.8004 | 55 | 2.3051 | 10.3814 | 10 | 14.3773 | 0 | 14.3773 | 0 | 0 | 0 | 0 | 2.7366 | 0 | 0 | 0 | 2.7366 | 0 | 67.3051 | 0 | 2.844 | 37.6949 | 0 | 0 | 0
7150 | 89.7316 | 0 | 89.7316 | 55 | 2.1934 | 9.9592 | 10 | 12.579 | 0 | 12.579 | 0 | 0 | 0 | 0 | 0 | 0 | 0 | 0 | 0 | 0 | 67.1934 | 0 | 2.6919 | 37.8066 | 0 | 0 | 0
7151 | 87.8054 | 0 | 87.8054 | 51.1422 | 2 | 9.3588 | 10 | 15.3045 | 0 | 15.3045 | 0 | 0 | 0 | 0 | 0 | 0 | 0 | 0 | 0 | 0 | 63.1422 | 0 | 2.6342 | 41.8578 | 0 | 0 | 0
7152 | 79.2641 | 0 | 79.2641 | 43.576 | 2 | 8.2373 | 10 | 15.4508 | 0 | 15.4508 | 0 | 0 | 0 | 0 | 0 | 0 | 0 | 0 | 0 | 0 | 55.576 | 0 | 2.3779 | 49.424 | 0 | 0 | 0
7153 | 78.8705 | 0 | 78.8705 | 42.9 | 2 | 8.0338 | 9.3026 | 16.6342 | 0 | 16.6342 | 0 | 0 | 0 | 0 | 0 | 0 | 0 | 0 | 0 | 0 | 54.2026 | 0 | 2.3661 | 50.7974 | 0 | 0 | 0
7154 | 79.7452 | 0 | 79.7452 | 42.9 | 2 | 7.9991 | 9.0687 | 17.7774 | 0 | 17.7774 | 0 | 0 | 0 | 0 | 0 | 0 | 0 | 0 | 0 | 0 | 53.9687 | 0 | 2.3924 | 51.0313 | 0 | 0 | 0
7155 | 80.0346 | 0 | 80.0346 | 44.0153 | 2 | 8.3024 | 10 | 15.7168 | 0 | 15.7168 | 0 | 0 | 0 | 0 | 0 | 0 | 0 | 0 | 0 | 0 | 56.0153 | 0 | 2.401 | 48.9847 | 0 | 0 | 0
7156 | 83.6629 | 0 | 83.6629 | 47.9561 | 2 | 8.8865 | 10 | 14.8203 | 0 | 14.8203 | 0 | 0 | 0 | 0 | 0 | 0 | 0 | 0 | 0 | 0 | 59.9561 | 0 | 2.5099 | 45.0439 | 0 | 0 | 0
7157 | 84.1552 | 0 | 84.1552 | 47.6666 | 2 | 8.8436 | 10 | 15.6451 | 0 | 15.6451 | 0 | 0 | 0 | 0 | 0 | 0 | 0 | 0 | 0 | 0 | 59.6666 | 0 | 2.5247 | 45.3334 | 0 | 0 | 0
7158 | 84.0718 | 0 | 84.0718 | 48.1034 | 2 | 8.9084 | 10 | 15.06 | 0 | 15.06 | 0 | 0 | 0 | 0 | 0 | 0 | 0 | 0 | 0 | 0 | 60.1034 | 0 | 2.5222 | 44.8966 | 0 | 0 | 0
7159 | 81.7936 | 0 | 81.7936 | 42.9 | 2 | 6.0451 | 4 | 15.056 | 11.7925 | 15.056 | 11.7925 | 0 | 0 | 0 | 0 | 0 | 0 | 0 | 0 | 0 | 48.9 | 0 | 2.4538 | 57.1474 | 0 | 1.4211e-14 | 0
7160 | 81.8901 | 0 | 81.8901 | 42.9 | 2 | 7.1054e-15 | 4 | 12.8404 | 21.8645 | 12.8404 | 21.8645 | 0 | 0 | 1.7147 | 0 | 0 | 0 | 1.7147 | 0 | 1.5432 | 48.9 | 0 | 2.4567 | 62.1909 | 0 | 1.4211e-14 | 0
7161 | 81.1591 | 0 | 81.1591 | 42.9 | 2 | 0 | 4 | 13.8704 | 31.2507 | 13.8704 | 31.2507 | 0 | 0 | 12 | 0 | 0.86204 | 0 | 12.862 | 0 | 13.138 | 48.9 | 0 | 2.4348 | 60.7519 | 0 | 0 | 0
7162 | 82.9448 | 0 | 82.9448 | 42.9 | 2 | 7.1054e-15 | 4 | 12.6738 | 37.2193 | 12.6738 | 37.2193 | 0 | 0 | 12 | 0 | 3.8483 | 0 | 15.8483 | 0 | 27.4859 | 48.9 | 0 | 2.4883 | 60.3665 | 0 | 0 | 0
7163 | 81.7415 | 0 | 81.7415 | 42.9 | 2 | 0 | 4 | 13.5628 | 42.4487 | 13.5628 | 41.2787 | 0 | 1.17 | 12 | 0 | 10 | 0 | 22 | 0 | 47.5055 | 48.9 | 0 | 2.4522 | 59.4213 | 0 | 1.4211e-14 | 0
7164 | 79.0296 | 0 | 79.0296 | 42.9 | 2 | 7.1054e-15 | 4 | 12.592 | 43.806 | 12.592 | 36.5204 | 0 | 7.2857 | 12 | 0 | 6.9827 | 0 | 18.9827 | 0 | 64.7432 | 48.9 | 0 | 2.3709 | 59.0214 | 0 | 7.1054e-15 | 0
7165 | 78.8845 | 0 | 78.8845 | 42.9 | 2 | 7.1054e-15 | 4 | 12.1703 | 43.7466 | 12.1703 | 21.4328 | 0 | 22.3138 | 3.6186 | 0 | 0 | 0 | 3.6186 | 0 | 68 | 48.9 | 0 | 2.3665 | 69.0648 | 0 | 0 | -3.1086e-15
7166 | 79.1094 | 0 | 79.1094 | 42.9 | 2 | 7.1054e-15 | 4 | 13.7963 | 34.0699 | 13.7963 | 16.413 | 0 | 17.6569 | 0 | 0 | 0 | 0 | 0 | 0 | 68 | 48.9 | 0 | 2.3733 | 82.133 | 0 | 0 | 0
7167 | 75.3987 | 0 | 75.3987 | 42.9 | 2 | 0 | 4 | 12.97 | 31.2693 | 12.97 | 13.5287 | 0 | 17.7406 | 0 | 0 | 0 | 0 | 0 | 0 | 68 | 48.9 | 0 | 2.262 | 82.1222 | 0 | 0 | 0
7168 | 81.2431 | 0 | 81.2431 | 42.9 | 2 | 7.1054e-15 | 4 | 13.2137 | 19.7537 | 13.2137 | 19.1293 | 0 | 0.62443 | 0 | 0 | 0 | 0 | 0 | 0 | 68 | 48.9 | 0 | 2.4373 | 84.3316 | 0 | 1.4211e-14 | 0
7169 | 83.7385 | 0 | 83.7385 | 42.9 | 2 | 3.7081 | 4 | 14.2857 | 11.6152 | 14.2857 | 11.6152 | 0 | 0 | 0 | 5.2295 | 0 | 0 | 0 | 5.2295 | 62.1895 | 48.9 | 0 | 2.5122 | 76.6283 | 0 | 0 | -1.4211e-14
7170 | 92.2564 | 0 | 92.2564 | 42.9 | 2 | 5.5278 | 4 | 15.8286 | 5.1592e-15 | 15.8286 | 5.1592e-15 | 0 | 0 | 0 | 12 | 0 | 10 | 0 | 22 | 38.0096 | 48.9 | 0 | 2.7677 | 60.4378 | 0 | 0 | 0
7171 | 94.0779 | 0 | 94.0779 | 42.9 | 2 | 8.6297 | 4 | 16.1091 | 0 | 16.1091 | 0 | 0 | 0 | 0 | 12 | 0 | 8.4391 | 0 | 20.4391 | 15.5228 | 48.9 | 0 | 2.8223 | 57.5349 | 0 | 0 | -1.4211e-14
7172 | 100.4712 | 0 | 100.4712 | 51.703 | 2 | 11.2205 | 10 | 13.5477 | 0 | 13.5477 | 0 | 0 | 0 | 0 | 12 | 0 | 0 | 0 | 12 | 2.1895 | 63.703 | 0 | 3.0141 | 41.297 | 0 | 0 | 0
7173 | 93.3888 | 0 | 93.3888 | 52.8245 | 2 | 9.9002 | 10 | 16.6936 | 0 | 16.6936 | 0 | 0 | 0 | 0 | 1.9705 | 0 | 0 | 0 | 1.9705 | 0 | 64.8245 | 0 | 2.8017 | 40.1755 | 0 | 1.4211e-14 | 0
7174 | 90.169 | 0 | 90.169 | 53.1593 | 2 | 9.6577 | 10 | 15.352 | 0 | 15.352 | 0 | 0 | 0 | 0 | 0 | 0 | 0 | 0 | 0 | 0 | 65.1593 | 0 | 2.7051 | 39.8407 | 0 | 0 | 0
7175 | 87.4845 | 0 | 87.4845 | 50.3567 | 2 | 9.2423 | 10 | 15.8854 | 0 | 15.8854 | 0 | 0 | 0 | 0 | 0 | 0 | 0 | 0 | 0 | 0 | 62.3567 | 0 | 2.6245 | 42.6433 | 0 | 0 | 0
7176 | 79.0182 | 0 | 79.0182 | 42.9 | 2 | 7.9308 | 8.608 | 17.5794 | 0 | 17.5794 | 0 | 0 | 0 | 0 | 0 | 0 | 0 | 0 | 0 | 0 | 53.508 | 0 | 2.3705 | 51.492 | 0 | 0 | 0
7177 | 79.6347 | 0 | 79.6347 | 42.9 | 2 | 7.7259 | 7.2253 | 19.7835 | 0 | 19.7835 | 0 | 0 | 0 | 0 | 0 | 0 | 0 | 0 | 0 | 0 | 52.1253 | 0 | 2.389 | 52.8747 | 0 | 0 | 0
7178 | 77.88 | 0 | 77.88 | 42.9 | 2 | 7.7329 | 7.2729 | 17.9742 | 0 | 17.9742 | 0 | 0 | 0 | 0 | 0 | 0 | 0 | 0 | 0 | 0 | 52.1729 | 0 | 2.3364 | 52.8271 | 0 | 0 | 0
7179 | 80.7969 | 0 | 80.7969 | 42.9 | 2 | 7.9614 | 8.8146 | 19.1208 | 0 | 19.1208 | 0 | 0 | 0 | 0 | 0 | 0 | 0 | 0 | 0 | 0 | 53.7146 | 0 | 2.4239 | 51.2854 | 0 | 0 | 0
7180 | 78.3572 | 0 | 78.3572 | 42.9 | 2 | 7.8802 | 8.2663 | 17.3107 | 0 | 17.3107 | 0 | 0 | 0 | 0 | 0 | 0 | 0 | 0 | 0 | 0 | 53.1663 | 0 | 2.3507 | 51.8337 | 0 | 0 | 0
7181 | 79.0952 | 0 | 79.0952 | 42.9 | 2 | 7.9756 | 8.9105 | 17.3091 | 0 | 17.3091 | 0 | 0 | 0 | 0 | 0 | 0 | 0 | 0 | 0 | 0 | 53.8105 | 0 | 2.3729 | 51.1895 | 0 | 0 | 0
7182 | 78.9818 | 0 | 78.9818 | 42.9927 | 2 | 8.1509 | 10 | 15.8383 | 0 | 15.8383 | 0 | 0 | 0 | 0 | 0 | 0 | 0 | 0 | 0 | 0 | 54.9927 | 0 | 2.3695 | 50.0073 | 0 | 0 | 0
7183 | 80.7362 | 0 | 80.7362 | 42.9 | 2 | 3.7455 | 4 | 15.9272 | 12.1635 | 15.9272 | 12.1635 | 0 | 0 | 0 | 0 | 0 | 0 | 0 | 0 | 0 | 48.9 | 0 | 2.4221 | 59.1502 | 0 | 0 | 0
7184 | 78.427 | 0 | 78.427 | 42.9 | 2 | 0 | 4 | 15.0753 | 19.9724 | 15.0753 | 19.9724 | 0 | 0 | 5.5208 | 0 | 0 | 0 | 5.5208 | 0 | 4.9687 | 48.9 | 0 | 2.3528 | 61.6996 | 0 | 0 | 0
7185 | 80.423 | 0 | 80.423 | 42.9 | 2 | 0 | 4 | 15.4151 | 31.5036 | 15.4151 | 31.5036 | 0 | 0 | 12 | 0 | 3.3957 | 0 | 15.3957 | 0 | 18.8994 | 48.9 | 0 | 2.4127 | 60.4249 | 0 | 0 | 0
7186 | 79.7701 | 0 | 79.7701 | 42.9 | 2 | 0 | 4 | 16.4127 | 35.473 | 16.4127 | 35.473 | 0 | 0 | 12 | 0 | 9.0155 | 0 | 21.0155 | 0 | 38.0113 | 48.9 | 0 | 2.3931 | 59.6995 | 0 | 0 | 0
7187 | 75.8561 | 0 | 75.8561 | 42.9 | 2 | 2.1316e-14 | 4 | 16.1214 | 45.6536 | 16.1214 | 32.1165 | 0 | 13.5371 | 12 | 0 | 9.2818 | 0 | 21.2818 | 0 | 57.3687 | 48.9 | 0 | 2.2757 | 57.9177 | 0 | 7.1054e-15 | 0
7188 | 76.8282 | 0 | 76.8282 | 42.9 | 2 | 0 | 4 | 15.4817 | 41.642 | 15.4817 | 24.2591 | 0 | 17.3828 | 11.8126 | 0 | 0 | 0 | 11.8126 | 0 | 68 | 48.9 | 0 | 2.3048 | 68.6436 | 0 | 0 | -3.5527e-15
7189 | 78.1227 | 0 | 78.1227 | 42.9 | 2 | 7.1054e-15 | 4 | 15.3359 | 39.5602 | 15.3359 | 13.8868 | 0 | 25.6734 | 0 | 0 | 0 | 0 | 0 | 0 | 68 | 48.9 | 0 | 2.3437 | 81.0982 | 0 | 0 | 0
7190 | 76.6482 | 0 | 76.6482 | 42.9 | 2 | 1.4211e-14 | 4 | 16.9232 | 37.1624 | 16.9232 | 10.825 | 0 | 26.3374 | 0 | 0 | 0 | 0 | 0 | 0 | 68 | 48.9 | 0 | 2.2994 | 81.0125 | 0 | 0 | -1.4211e-14
7191 | 73.3919 | 0 | 73.3919 | 42.9 | 2 | 7.1054e-15 | 4 | 13.3186 | 29.711 | 13.3186 | 11.1733 | 0 | 18.5377 | 0 | 0 | 0 | 0 | 0 | 0 | 68 | 48.9 | 0 | 2.2018 | 82.0193 | 0 | 0 | 0
7192 | 79.2251 | 0 | 79.2251 | 42.9 | 2 | 1.4211e-14 | 4 | 14.4747 | 20.6227 | 14.4747 | 15.8503 | 0 | 4.7724 | 0 | 0 | 0 | 0 | 0 | 0 | 68 | 48.9 | 0 | 2.3768 | 83.7962 | 0 | 0 | 0
7193 | 83.7948 | 0 | 83.7948 | 42.9 | 2 | 3.5201 | 4 | 16.322 | 11.8171 | 16.322 | 11.8171 | 0 | 0 | 0 | 3.2356 | 0 | 0 | 0 | 3.2356 | 64.4049 | 48.9 | 0 | 2.5138 | 78.5286 | 0 | 0 | 0
7194 | 87.1342 | 0 | 87.1342 | 42.9 | 2 | 3.6557 | 4 | 16.5418 | 5.6588e-15 | 16.5418 | 5.6588e-15 | 0 | 0 | 0 | 12 | 0 | 6.0367 | 0 | 18.0367 | 44.5238 | 48.9 | 0 | 2.614 | 65.52 | 0 | 1.4211e-14 | 0
7195 | 94.1312 | 0 | 94.1312 | 42.9 | 2 | 4.6941 | 4 | 18.5371 | 0 | 18.5371 | 0 | 0 | 0 | 0 | 12 | 0 | 10 | 0 | 22 | 20.3439 | 48.9 | 0 | 2.8239 | 61.164 | 0 | 0 | 0
7196 | 99.301 | 0 | 99.301 | 45.962 | 2 | 10.7256 | 10 | 16.211 | 0 | 16.211 | 0 | 0 | 0 | 0 | 12 | 0 | 2.4024 | 0 | 14.4024 | 4.4049 | 57.962 | 0 | 2.979 | 47.038 | 0 | 0 | 0
7197 | 92.2809 | 0 | 92.2809 | 47.684 | 2 | 9.4338 | 10 | 19.1987 | 0 | 19.1987 | 0 | 0 | 0 | 0 | 3.9644 | 0 | 0 | 0 | 3.9644 | 0 | 59.684 | 0 | 2.7684 | 45.316 | 0 | 0 | 0
7198 | 89.7238 | 0 | 89.7238 | 50.775 | 2 | 9.3043 | 10 | 17.6445 | 0 | 17.6445 | 0 | 0 | 0 | 0 | 0 | 0 | 0 | 0 | 0 | 0 | 62.775 | 0 | 2.6917 | 42.225 | 0 | 0 | 0
7199 | 83.1018 | 0 | 83.1018 | 43.7284 | 2 | 8.2599 | 10 | 19.1134 | 0 | 19.1134 | 0 | 0 | 0 | 0 | 0 | 0 | 0 | 0 | 0 | 0 | 55.7284 | 0 | 2.4931 | 49.2716 | 0 | 0 | 0
7200 | 79.2506 | 0 | 79.2506 | 42.9 | 2 | 7.9976 | 9.0589 | 17.2941 | 0 | 17.2941 | 0 | 0 | 0 | 0 | 0 | 0 | 0 | 0 | 0 | 0 | 53.9589 | 0 | 2.3775 | 51.0411 | 0 | 0 | 0
7201 | 79.8567 | 0 | 79.8567 | 43.1803 | 2 | 8.1787 | 10 | 16.4977 | 0 | 16.4977 | 0 | 0 | 0 | 0 | 0 | 0 | 0 | 0 | 0 | 0 | 55.1803 | 0 | 2.3957 | 49.8197 | 0 | 0 | 0
7202 | 81.5656 | 0 | 81.5656 | 43.682 | 2 | 8.253 | 10 | 17.6306 | 0 | 17.6306 | 0 | 0 | 0 | 0 | 0 | 0 | 0 | 0 | 0 | 0 | 55.682 | 0 | 2.447 | 49.318 | 0 | 0 | 0
7203 | 78.0387 | 0 | 78.0387 | 42.9 | 2 | 8.0017 | 9.0866 | 16.0504 | 0 | 16.0504 | 0 | 0 | 0 | 0 | 0 | 0 | 0 | 0 | 0 | 0 | 53.9866 | 0 | 2.3412 | 51.0134 | 0 | 0 | 0
7204 | 79.0664 | 0 | 79.0664 | 44.697 | 2 | 8.4035 | 10 | 13.966 | 0 | 13.966 | 0 | 0 | 0 | 0 | 0 | 0 | 0 | 0 | 0 | 0 | 56.697 | 0 | 2.372 | 48.303 | 0 | 0 | 0
7205 | 79.4151 | 0 | 79.4151 | 43.4309 | 2 | 8.2158 | 10 | 15.7684 | 0 | 15.7684 | 0 | 0 | 0 | 0 | 0 | 0 | 0 | 0 | 0 | 0 | 55.4309 | 0 | 2.3825 | 49.5691 | 0 | 0 | 0
7206 | 81.1234 | 0 | 81.1234 | 47.1662 | 2 | 8.7694 | 10 | 13.1877 | 0 | 13.1877 | 0 | 0 | 0 | 0 | 0 | 0 | 0 | 0 | 0 | 0 | 59.1662 | 0 | 2.4337 | 45.8338 | 0 | 0 | 0
7207 | 82.3603 | 0 | 82.3603 | 42.9 | 2 | 7.3777 | 4.8762 | 13.1921 | 12.0144 | 13.1921 | 12.0144 | 0 | 0 | 0 | 0 | 0 | 0 | 0 | 0 | 0 | 49.7762 | 0 | 2.4708 | 55.2238 | 0 | 0 | 0
7208 | 78.8206 | 0 | 78.8206 | 42.9 | 2 | 0 | 4 | 14.5033 | 22.1705 | 14.5033 | 22.1705 | 0 | 0 | 6.7531 | 0 | 0 | 0 | 6.7531 | 0 | 6.0778 | 48.9 | 0 | 2.3646 | 61.5405 | 0 | 0 | 0
7209 | 81.1212 | 0 | 81.1212 | 42.9 | 2 | 7.1054e-15 | 4 | 13.4065 | 31.041 | 13.4065 | 31.041 | 0 | 0 | 12 | 0 | 0.22631 | 0 | 12.2263 | 0 | 17.0865 | 48.9 | 0 | 2.4336 | 60.834 | 0 | 1.4211e-14 | 0
7210 | 81.6315 | 0 | 81.6315 | 42.9 | 2 | 1.4211e-14 | 4 | 15.3481 | 36.6485 | 15.3481 | 36.6485 | 0 | 0 | 12 | 0 | 7.2651 | 0 | 19.2651 | 0 | 34.5845 | 48.9 | 0 | 2.4489 | 59.9254 | 0 | 0 | 0
7211 | 80.8379 | 0 | 80.8379 | 42.9 | 2 | 1.4211e-14 | 4 | 12.8255 | 47.544 | 12.8255 | 41.1124 | 0 | 6.4315 | 12 | 0 | 10 | 0 | 22 | 0 | 54.6041 | 48.9 | 0 | 2.4251 | 58.7422 | 0 | 1.4211e-14 | 0
7212 | 79.9703 | 0 | 79.9703 | 42.9 | 2 | 0 | 4 | 12.1307 | 47.0197 | 12.1307 | 33.7215 | 0 | 13.2982 | 10.5802 | 0 | 4.2017 | 0 | 14.7819 | 0 | 68 | 48.9 | 0 | 2.3991 | 58.7875 | 0 | 0 | -7.1054e-15
7213 | 75.7909 | 0 | 75.7909 | 42.9 | 2 | 7.1054e-15 | 4 | 12.7638 | 47.5289 | 12.7638 | 14.1271 | 0 | 33.4018 | 0 | 0 | 0 | 0 | 0 | 0 | 68 | 48.9 | 0 | 2.2737 | 80.1006 | 0 | 0 | 0
7214 | 75.0507 | 0 | 75.0507 | 42.9 | 2 | 0 | 4 | 11.4672 | 39.872 | 11.4672 | 14.6836 | 0 | 25.1885 | 0 | 0 | 0 | 0 | 0 | 0 | 68 | 48.9 | 0 | 2.2515 | 81.1608 | 0 | 0 | -1.4211e-14
7215 | 77.6946 | 0 | 77.6946 | 42.9 | 2 | 7.1054e-15 | 4 | 14.0451 | 34.5443 | 14.0451 | 14.7495 | 0 | 19.7948 | 0 | 0 | 0 | 0 | 0 | 0 | 68 | 48.9 | 0 | 2.3308 | 81.857 | 0 | 0 | 0
7216 | 78.4208 | 0 | 78.4208 | 42.9 | 2 | 0 | 4 | 11.7143 | 25.8406 | 11.7143 | 17.8065 | 0 | 8.034 | 0 | 0 | 0 | 0 | 0 | 0 | 68 | 48.9 | 0 | 2.3526 | 83.3752 | 0 | 0 | 0
7217 | 85.0903 | 0 | 85.0903 | 42.9 | 2 | 7.6043 | 5.5214 | 14.1961 | 11.9847 | 14.1961 | 11.9847 | 0 | 0 | 0 | 0.88379 | 0 | 0 | 0 | 0.88379 | 67.018 | 50.4214 | 0 | 2.5527 | 75.6948 | 0 | 0 | 0
7218 | 87.7631 | 0 | 87.7631 | 42.9 | 2 | 9.4151 | 4 | 12.7839 | 6.2979e-15 | 12.7839 | 6.2979e-15 | 0 | 0 | 0 | 12 | 0 | 4.6641 | 0 | 16.6641 | 48.6258 | 48.9 | 0 | 2.6329 | 61.6995 | 0 | 0 | -1.4211e-14
7219 | 91.4163 | 0 | 91.4163 | 42.9 | 2 | 9.7079 | 4 | 14.3475 | 0 | 14.3475 | 0 | 0 | 0 | 0 | 12 | 0 | 6.4608 | 0 | 18.4608 | 28.2847 | 48.9 | 0 | 2.7425 | 59.8796 | 0 | 1.4211e-14 | 0
7220 | 100.3235 | 0 | 100.3235 | 42.9 | 2 | 10.781 | 8.5237 | 16.8046 | 0 | 16.8046 | 0 | 0 | 0 | 0 | 12 | 0 | 7.3142 | 0 | 19.3142 | 7.018 | 53.4237 | 0 | 3.0097 | 51.5763 | 0 | 1.4211e-14 | 0
7221 | 93.3305 | 0 | 93.3305 | 47.9422 | 2 | 9.8206 | 10 | 17.2515 | 0 | 17.2515 | 0 | 0 | 0 | 0 | 6.3162 | 0 | 0 | 0 | 6.3162 | 0 | 59.9422 | 0 | 2.7999 | 45.0578 | 0 | 0 | 0
7222 | 88.9568 | 0 | 88.9568 | 51.1745 | 2 | 9.3635 | 10 | 16.4188 | 0 | 16.4188 | 0 | 0 | 0 | 0 | 0 | 0 | 0 | 0 | 0 | 0 | 63.1745 | 0 | 2.6687 | 41.8255 | 0 | 0 | 0
7223 | 86.3405 | 0 | 86.3405 | 48.9603 | 2 | 9.0354 | 10 | 16.3449 | 0 | 16.3449 | 0 | 0 | 0 | 0 | 0 | 0 | 0 | 0 | 0 | 0 | 60.9603 | 0 | 2.5902 | 44.0397 | 0 | 0 | -1.4211e-14
7224 | 82.449 | 0 | 82.449 | 48.8301 | 2 | 9.0161 | 10 | 12.6028 | 0 | 12.6028 | 0 | 0 | 0 | 0 | 0 | 0 | 0 | 0 | 0 | 0 | 60.8301 | 0 | 2.4735 | 44.1699 | 0 | 0 | 0
7225 | 84.7853 | 0 | 84.7853 | 50.0091 | 2 | 9.1908 | 10 | 13.5853 | 0 | 13.5853 | 0 | 0 | 0 | 0 | 0 | 0 | 0 | 0 | 0 | 0 | 62.0091 | 0 | 2.5436 | 42.9909 | 0 | 0 | 0
7226 | 83.2073 | 0 | 83.2073 | 47.9199 | 2 | 8.8812 | 10 | 14.4061 | 0 | 14.4061 | 0 | 0 | 0 | 0 | 0 | 0 | 0 | 0 | 0 | 0 | 59.9199 | 0 | 2.4962 | 45.0801 | 0 | 0 | 0
7227 | 86.3353 | 0 | 86.3353 | 51.7774 | 2 | 9.4529 | 10 | 13.105 | 0 | 13.105 | 0 | 0 | 0 | 0 | 0 | 0 | 0 | 0 | 0 | 0 | 63.7774 | 0 | 2.5901 | 41.2226 | 0 | 0 | 0
7228 | 84.2697 | 0 | 84.2697 | 48.1309 | 2 | 8.9124 | 10 | 15.2263 | 0 | 15.2263 | 0 | 0 | 0 | 0 | 0 | 0 | 0 | 0 | 0 | 0 | 60.1309 | 0 | 2.5281 | 44.8691 | 0 | 0 | 0
7229 | 83.6417 | 0 | 83.6417 | 49.6316 | 2 | 9.1349 | 10 | 12.8753 | 0 | 12.8753 | 0 | 0 | 0 | 0 | 0 | 0 | 0 | 0 | 0 | 0 | 61.6316 | 0 | 2.5093 | 43.3684 | 0 | 0 | 0
7230 | 85.9961 | 0 | 85.9961 | 52.4407 | 2 | 9.5512 | 10 | 12.0042 | 0 | 12.0042 | 0 | 0 | 0 | 0 | 0 | 0 | 0 | 0 | 0 | 0 | 64.4407 | 0 | 2.5799 | 40.5593 | 0 | 0 | 0
7231 | 83.3327 | 0 | 83.3327 | 42.9 | 2 | 7.5657 | 6.145 | 13.2513 | 11.4707 | 13.2513 | 11.4707 | 0 | 0 | 0 | 0 | 0 | 0 | 0 | 0 | 0 | 51.045 | 0 | 2.5 | 53.955 | 0 | 0 | 0
7232 | 86.3862 | 0 | 86.3862 | 42.9 | 2 | 3.1515 | 4 | 11.085 | 23.2497 | 11.085 | 23.2497 | 0 | 0 | 0 | 0 | 0 | 0 | 0 | 0 | 0 | 48.9 | 0 | 2.5916 | 59.6675 | 0 | 0 | 0
7233 | 86.0445 | 0 | 86.0445 | 42.9 | 2 | 0 | 4 | 10.3455 | 31.8403 | 10.3455 | 31.8403 | 0 | 0 | 5.0413 | 0 | 0 | 0 | 5.0413 | 0 | 4.5372 | 48.9 | 0 | 2.5813 | 61.7615 | 0 | 0 | 0
7234 | 84.0343 | 0 | 84.0343 | 42.9 | 2 | 0 | 4 | 10.3222 | 46.6834 | 10.3222 | 46.6834 | 0 | 0 | 12 | 0 | 9.8713 | 0 | 21.8713 | 0 | 24.438 | 48.9 | 0 | 2.521 | 59.589 | 0 | 0 | 0
7235 | 82.4864 | 0 | 82.4864 | 42.9 | 2 | 0 | 4 | 10.2947 | 44.2467 | 10.2947 | 44.2467 | 0 | 0 | 12 | 0 | 8.955 | 0 | 20.955 | 0 | 43.4941 | 48.9 | 0 | 2.4746 | 59.7073 | 0 | 0 | 0
7236 | 83.5383 | 0 | 83.5383 | 42.9 | 2 | 1.4211e-14 | 4 | 12.3386 | 46.8444 | 12.3386 | 37.1665 | 0 | 9.6779 | 12 | 0 | 2.8668 | 0 | 14.8668 | 0 | 56.9372 | 48.9 | 0 | 2.5061 | 59.2439 | 0 | 5.3291e-15 | 0
7237 | 83.3622 | 0 | 83.3622 | 42.9 | 2 | 0 | 4 | 11.8942 | 44.7678 | 11.8942 | 34.568 | 0 | 10.1998 | 12 | 0 | 0 | 0 | 12 | 0 | 67.7372 | 48.9 | 0 | 2.5009 | 69.5466 | 0 | 0 | 0
7238 | 81.8805 | 0 | 81.8805 | 42.9 | 2 | 7.1054e-15 | 4 | 9.1129 | 38.0392 | 9.1129 | 24.1597 | 0 | 13.8796 | 0.29203 | 0 | 0 | 0 | 0.29203 | 0 | 68 | 48.9 | 0 | 2.4564 | 70.5829 | 0 | 3.1641e-15 | 0
7239 | 80.4296 | 0 | 80.4296 | 42.9 | 2 | 0 | 4 | 13.3011 | 31.5735 | 13.3011 | 18.2285 | 0 | 13.345 | 0 | 0 | 0 | 0 | 0 | 0 | 68 | 48.9 | 0 | 2.4129 | 82.6896 | 0 | 0 | 0
7240 | 84.4501 | 0 | 84.4501 | 42.9 | 2 | 2.9145 | 4 | 11.701 | 20.9345 | 11.701 | 20.9345 | 0 | 0 | 0 | 0 | 0 | 0 | 0 | 0 | 68 | 48.9 | 0 | 2.5335 | 81.874 | 0 | 0 | 0
7241 | 90.7324 | 0 | 90.7324 | 42.9 | 2 | 8.5011 | 6.3206 | 14.366 | 10.5099 | 14.366 | 10.5099 | 0 | 0 | 0 | 6.1349 | 0 | 0 | 0 | 6.1349 | 61.1835 | 51.2206 | 0 | 2.722 | 69.6445 | 0 | 0 | 0
7242 | 93.5915 | 0 | 93.5915 | 42.9 | 2 | 10.5857 | 4.5204 | 11.5854 | 5.6558e-15 | 11.5854 | 5.6558e-15 | 0 | 0 | 0 | 12 | 0 | 10 | 0 | 22 | 37.0036 | 49.4204 | 0 | 2.8077 | 55.5796 | 0 | 0 | 0
7243 | 97.5643 | 0 | 97.5643 | 42.9 | 2 | 11.0085 | 8.9336 | 12.2831 | 0 | 12.2831 | 0 | 0 | 0 | 0 | 12 | 0 | 8.4391 | 0 | 20.4391 | 14.5168 | 53.8336 | 0 | 2.9269 | 51.1664 | 0 | 0 | 0
7244 | 101.2935 | 0 | 101.2935 | 50.1064 | 2 | 10.9838 | 10 | 16.2033 | 0 | 16.2033 | 0 | 0 | 0 | 0 | 12 | 0 | 0 | 0 | 12 | 1.1835 | 62.1064 | 0 | 3.0388 | 42.8936 | 0 | 0 | -1.4211e-14
7245 | 96.8471 | 0 | 96.8471 | 55 | 5.7362 | 10.6422 | 10 | 14.4036 | 0 | 14.4036 | 0 | 0 | 0 | 0 | 1.0651 | 0 | 0 | 0 | 1.0651 | 0 | 70.7362 | 0 | 2.9054 | 34.2638 | 0 | 0 | 0
7246 | 96.5852 | 0 | 96.5852 | 55 | 6.8697 | 10.6523 | 10 | 14.0631 | 0 | 14.0631 | 0 | 0 | 0 | 0 | 0 | 0 | 0 | 0 | 0 | 0 | 71.8697 | 0 | 2.8976 | 33.1303 | 0 | 0 | 0
7247 | 92.6342 | 0 | 92.6342 | 55 | 4.7602 | 10.3397 | 10 | 12.5343 | 0 | 12.5343 | 0 | 0 | 0 | 0 | 0 | 0 | 0 | 0 | 0 | 0 | 69.7602 | 0 | 2.779 | 35.2398 | 0 | 0 | 0
7248 | 78.5978 | 0 | 78.5978 | 46.2491 | 2 | 8.6335 | 10 | 11.7151 | 0 | 11.7151 | 0 | 0 | 0 | 0 | 0 | 0 | 0 | 0 | 0 | 0 | 58.2491 | 0 | 2.3579 | 46.7509 | 0 | 0 | 0
7249 | 81.0631 | 0 | 81.0631 | 45.3254 | 2 | 8.4966 | 10 | 15.241 | 0 | 15.241 | 0 | 0 | 0 | 0 | 0 | 0 | 0 | 0 | 0 | 0 | 57.3254 | 0 | 2.4319 | 47.6746 | 0 | 0 | 0
7250 | 81.9668 | 0 | 81.9668 | 47.3956 | 2 | 8.8034 | 10 | 13.7678 | 0 | 13.7678 | 0 | 0 | 0 | 0 | 0 | 0 | 0 | 0 | 0 | 0 | 59.3956 | 0 | 2.459 | 45.6044 | 0 | 0 | 0
7251 | 80.7109 | 0 | 80.7109 | 46.4966 | 2 | 8.6702 | 10 | 13.5441 | 0 | 13.5441 | 0 | 0 | 0 | 0 | 0 | 0 | 0 | 0 | 0 | 0 | 58.4966 | 0 | 2.4213 | 46.5034 | 0 | 0 | 0
7252 | 81.5073 | 0 | 81.5073 | 47.8506 | 2 | 8.8709 | 10 | 12.7858 | 0 | 12.7858 | 0 | 0 | 0 | 0 | 0 | 0 | 0 | 0 | 0 | 0 | 59.8506 | 0 | 2.4452 | 45.1494 | 0 | 0 | 0
7253 | 82.9987 | 0 | 82.9987 | 50.6414 | 2 | 9.2845 | 10 | 11.0728 | 0 | 11.0728 | 0 | 0 | 0 | 0 | 0 | 0 | 0 | 0 | 0 | 0 | 62.6414 | 0 | 2.49 | 42.3586 | 0 | 0 | 0
7254 | 82.6072 | 0 | 82.6072 | 49.0663 | 2 | 9.0511 | 10 | 12.4898 | 0 | 12.4898 | 0 | 0 | 0 | 0 | 0 | 0 | 0 | 0 | 0 | 0 | 61.0663 | 0 | 2.4782 | 43.9337 | 0 | 0 | 0
7255 | 85.1035 | 0 | 85.1035 | 42.9 | 2 | 7.8969 | 8.379 | 12.0735 | 11.8541 | 12.0735 | 11.8541 | 0 | 0 | 0 | 0 | 0 | 0 | 0 | 0 | 0 | 53.279 | 0 | 2.5531 | 51.721 | 0 | 0 | 0
7256 | 83.6654 | 0 | 83.6654 | 42.9 | 2 | 1.3741 | 4 | 11.8853 | 21.506 | 11.8853 | 21.506 | 0 | 0 | 0 | 0 | 0 | 0 | 0 | 0 | 0 | 48.9 | 0 | 2.51 | 61.2155 | 0 | 0 | 0
7257 | 80.3221 | 0 | 80.3221 | 42.9 | 2 | 0 | 4 | 10.3582 | 30.446 | 10.3582 | 30.446 | 0 | 0 | 9.3821 | 0 | 0 | 0 | 9.3821 | 0 | 8.4439 | 48.9 | 0 | 2.4097 | 61.2011 | 0 | 0 | 0
7258 | 83.4093 | 0 | 83.4093 | 42.9 | 2 | 7.1054e-15 | 4 | 9.9206 | 37.3488 | 9.9206 | 37.3488 | 0 | 0 | 12 | 0 | 0.76015 | 0 | 12.7602 | 0 | 19.9448 | 48.9 | 0 | 2.5023 | 60.7651 | 0 | 0 | 0
7259 | 79.2619 | 0 | 79.2619 | 42.9 | 2 | 0 | 4 | 10.7296 | 40.9518 | 10.7296 | 40.9518 | 0 | 0 | 12 | 0 | 9.3195 | 0 | 21.3195 | 0 | 39.3369 | 48.9 | 0 | 2.3779 | 59.6602 | 0 | 0 | 0
7260 | 80.1333 | 0 | 80.1333 | 42.9 | 2 | 0 | 4 | 8.9789 | 44.5562 | 8.9789 | 44.2544 | 0 | 0.30179 | 12 | 0 | 10 | 0 | 22 | 0 | 59.3564 | 48.9 | 0 | 2.404 | 59.5334 | 0 | 0 | 0
7261 | 80.3673 | 0 | 80.3673 | 42.9 | 2 | 7.1054e-15 | 4 | 10.9847 | 44.3478 | 10.9847 | 30.0472 | 0 | 14.3006 | 7.9512 | 0 | 1.6134 | 0 | 9.5646 | 0 | 68 | 48.9 | 0 | 2.411 | 59.3316 | 0 | 3.5527e-15 | 0
7262 | 79.8306 | 0 | 79.8306 | 42.9 | 2 | 7.1054e-15 | 4 | 8.3564 | 36.2882 | 8.3564 | 22.5742 | 0 | 13.714 | 0 | 0 | 0 | 0 | 0 | 0 | 68 | 48.9 | 0 | 2.3949 | 82.642 | 0 | 0 | 0
7263 | 78.8799 | 0 | 78.8799 | 42.9 | 2 | 0 | 4 | 12.6444 | 28.2377 | 12.6444 | 17.3356 | 0 | 10.9022 | 0 | 0 | 0 | 0 | 0 | 0 | 68 | 48.9 | 0 | 2.3664 | 83.0049 | 0 | 0 | 0
7264 | 83.6729 | 0 | 83.6729 | 42.9 | 2 | 2.7799 | 4 | 11.5727 | 20.4203 | 11.5727 | 20.4203 | 0 | 0 | 0 | 0 | 0 | 0 | 0 | 0 | 68 | 48.9 | 0 | 2.5102 | 81.9912 | 0 | 0 | 0
7265 | 87.2637 | 0 | 87.2637 | 42.9 | 2 | 6.423 | 4 | 11.7942 | 11.0636 | 11.7942 | 11.0636 | 0 | 0 | 0 | 9.0829 | 0 | 0 | 0 | 9.0829 | 57.9079 | 48.9 | 0 | 2.6179 | 70.9079 | 0 | 0 | -1.4211e-14
7266 | 89.5945 | 0 | 89.5945 | 42.9 | 2 | 7.4567 | 4 | 11.2378 | 5.4403e-15 | 11.2378 | 5.4403e-15 | 0 | 0 | 0 | 12 | 0 | 10 | 0 | 22 | 33.728 | 48.9 | 0 | 2.6878 | 58.7579 | 0 | 0 | 0
7267 | 95.6858 | 0 | 95.6858 | 42.9 | 2 | 10.6901 | 6.7855 | 12.8711 | 0 | 12.8711 | 0 | 0 | 0 | 0 | 12 | 0 | 8.4391 | 0 | 20.4391 | 11.2412 | 51.6855 | 0 | 2.8706 | 53.3145 | 0 | 0 | 0
7268 | 101.6557 | 0 | 101.6557 | 54.2778 | 2 | 11.323 | 10 | 13.9378 | 0 | 13.9378 | 0 | 0 | 0 | 0 | 10.1171 | 0 | 0 | 0 | 10.1171 | 0 | 66.2778 | 0 | 3.0497 | 38.7222 | 0 | 0 | 0
7269 | 95.8062 | 0 | 95.8062 | 55 | 6.265 | 10.5627 | 10 | 13.9785 | 0 | 13.9785 | 0 | 0 | 0 | 0 | 0 | 0 | 0 | 0 | 0 | 0 | 71.265 | 0 | 2.8742 | 33.735 | 0 | 0 | 0
7270 | 91.1831 | 0 | 91.1831 | 55 | 3.7547 | 10.1906 | 10 | 12.2378 | 0 | 12.2378 | 0 | 0 | 0 | 0 | 0 | 0 | 0 | 0 | 0 | 0 | 68.7547 | 0 | 2.7355 | 36.2453 | 0 | 0 | 0
7271 | 89.5786 | 0 | 89.5786 | 52.6922 | 2 | 9.5885 | 10 | 15.298 | 0 | 15.298 | 0 | 0 | 0 | 0 | 0 | 0 | 0 | 0 | 0 | 0 | 64.6922 | 0 | 2.6874 | 40.3078 | 0 | 1.4211e-14 | 0
7272 | 80.2815 | 0 | 80.2815 | 44.6654 | 2 | 8.3988 | 10 | 15.2174 | 0 | 15.2174 | 0 | 0 | 0 | 0 | 0 | 0 | 0 | 0 | 0 | 0 | 56.6654 | 0 | 2.4084 | 48.3346 | 0 | 0 | 0
7273 | 77.9123 | 0 | 77.9123 | 44.4617 | 2 | 8.3686 | 10 | 13.0821 | 0 | 13.0821 | 0 | 0 | 0 | 0 | 0 | 0 | 0 | 0 | 0 | 0 | 56.4617 | 0 | 2.3374 | 48.5383 | 0 | 0 | 0
7274 | 79.2039 | 0 | 79.2039 | 45.4036 | 2 | 8.5082 | 10 | 13.2921 | 0 | 13.2921 | 0 | 0 | 0 | 0 | 0 | 0 | 0 | 0 | 0 | 0 | 57.4036 | 0 | 2.3761 | 47.5964 | 0 | 1.4211e-14 | 0
7275 | 81.9331 | 0 | 81.9331 | 47.1977 | 2 | 8.7741 | 10 | 13.9612 | 0 | 13.9612 | 0 | 0 | 0 | 0 | 0 | 0 | 0 | 0 | 0 | 0 | 59.1977 | 0 | 2.458 | 45.8023 | 0 | 0 | 0
7276 | 82.5376 | 0 | 82.5376 | 50.2262 | 2 | 9.223 | 10 | 11.0884 | 0 | 11.0884 | 0 | 0 | 0 | 0 | 0 | 0 | 0 | 0 | 0 | 0 | 62.2262 | 0 | 2.4761 | 42.7738 | 0 | 0 | 0
7277 | 83.6627 | 0 | 83.6627 | 49.9552 | 2 | 9.1828 | 10 | 12.5246 | 0 | 12.5246 | 0 | 0 | 0 | 0 | 0 | 0 | 0 | 0 | 0 | 0 | 61.9552 | 0 | 2.5099 | 43.0448 | 0 | 0 | -1.4211e-14
7278 | 83.5568 | 0 | 83.5568 | 51.1981 | 2 | 9.3671 | 10 | 10.9916 | 0 | 10.9916 | 0 | 0 | 0 | 0 | 0 | 0 | 0 | 0 | 0 | 0 | 63.1981 | 0 | 2.5067 | 41.8019 | 0 | 0 | 0
7279 | 79.8695 | 0 | 79.8695 | 42.9 | 2 | 5.7452 | 4 | 11.4306 | 13.7938 | 11.4306 | 13.7938 | 0 | 0 | 0 | 0 | 0 | 0 | 0 | 0 | 0 | 48.9 | 0 | 2.3961 | 57.4087 | 0 | 0 | 0
7280 | 82.388 | 0 | 82.388 | 42.9 | 2 | 0 | 4 | 9.2363 | 27.5966 | 9.2363 | 27.5966 | 0 | 0 | 3.3449 | 0 | 0 | 0 | 3.3449 | 0 | 3.0104 | 48.9 | 0 | 2.4716 | 61.9805 | 0 | 0 | 0
7281 | 81.8463 | 0 | 81.8463 | 42.9 | 2 | 7.1054e-15 | 4 | 12.536 | 36.9382 | 12.536 | 36.9382 | 0 | 0 | 12 | 0 | 4.5279 | 0 | 16.5279 | 0 | 17.9849 | 48.9 | 0 | 2.4554 | 60.2787 | 0 | 1.4211e-14 | 0
7282 | 79.0062 | 0 | 79.0062 | 42.9 | 2 | 0 | 4 | 9.796 | 42.0603 | 9.796 | 42.0603 | 0 | 0 | 12 | 0 | 9.7501 | 0 | 21.7501 | 0 | 37.7741 | 48.9 | 0 | 2.3702 | 59.6046 | 0 | 0 | 0
7283 | 80.053 | 0 | 80.053 | 42.9 | 2 | 7.1054e-15 | 4 | 10.7707 | 51.2302 | 10.7707 | 39.7973 | 0 | 11.4329 | 12 | 0 | 7.4151 | 0 | 19.4151 | 0 | 55.4104 | 48.9 | 0 | 2.4016 | 58.4302 | 0 | 3.5527e-15 | 0
7284 | 77.4066 | 0 | 77.4066 | 42.9 | 2 | 7.1054e-15 | 4 | 11.8675 | 49.6909 | 11.8675 | 28.6391 | 0 | 21.0518 | 12 | 0 | 0 | 0 | 12 | 0 | 66.2104 | 48.9 | 0 | 2.3222 | 68.1458 | 0 | 0 | 0
7285 | 76.2479 | 0 | 76.2479 | 42.9 | 2 | 0 | 4 | 11.3901 | 52.8942 | 11.3901 | 17.9463 | 0 | 34.948 | 1.9884 | 0 | 0 | 0 | 1.9884 | 0 | 68 | 48.9 | 0 | 2.2874 | 67.6443 | 0 | 7.9936e-15 | 0
7286 | 79.0057 | 0 | 79.0057 | 42.9 | 2 | 7.1054e-15 | 4 | 9.0527 | 46.0266 | 9.0527 | 21.053 | 0 | 24.9737 | 0 | 0 | 0 | 0 | 0 | 0 | 68 | 48.9 | 0 | 2.3702 | 81.1885 | 0 | 0 | 0
7287 | 78.721 | 0 | 78.721 | 42.9 | 2 | 0 | 4 | 11.125 | 39.4171 | 11.125 | 18.696 | 0 | 20.7211 | 0 | 0 | 0 | 0 | 0 | 0 | 68 | 48.9 | 0 | 2.3616 | 81.7375 | 0 | 0 | 0
7288 | 80.5744 | 0 | 80.5744 | 42.9 | 2 | 0 | 4 | 13.3226 | 24.4704 | 13.3226 | 18.3518 | 0 | 6.1186 | 0 | 0 | 0 | 0 | 0 | 0 | 68 | 48.9 | 0 | 2.4172 | 83.6224 | 0 | 0 | 0
7289 | 86.1992 | 0 | 86.1992 | 42.9 | 2 | 8.1633 | 5.0058 | 10.6743 | 12.2849 | 10.6743 | 12.2849 | 0 | 0 | 0 | 5.1709 | 0 | 0 | 0 | 5.1709 | 62.2545 | 49.9058 | 0 | 2.586 | 71.9233 | 0 | 1.4211e-14 | 0
7290 | 89.7742 | 0 | 89.7742 | 42.9 | 2 | 9.0564 | 4 | 12.2964 | 6.5067e-15 | 12.2964 | 6.5067e-15 | 0 | 0 | 0 | 12 | 0 | 7.5214 | 0 | 19.5214 | 40.7631 | 48.9 | 0 | 2.6932 | 59.5234 | 0 | 0 | -1.4211e-14
7291 | 93.3412 | 0 | 93.3412 | 42.9 | 2 | 10.5099 | 4.0085 | 11.9228 | 0 | 11.9228 | 0 | 0 | 0 | 0 | 12 | 0 | 10 | 0 | 22 | 16.5833 | 48.9085 | 0 | 2.8002 | 56.0915 | 0 | 0 | -1.4211e-14
7292 | 101.2265 | 0 | 101.2265 | 52.5912 | 2 | 11.4882 | 10 | 12.2294 | 0 | 12.2294 | 0 | 0 | 0 | 0 | 12 | 0 | 0.91771 | 0 | 12.9177 | 2.2545 | 64.5912 | 0 | 3.0368 | 40.4088 | 0 | 0 | 0
7293 | 95.7746 | 0 | 95.7746 | 55 | 5.1801 | 10.7026 | 10 | 12.8628 | 0 | 12.8628 | 0 | 0 | 0 | 0 | 2.0291 | 0 | 0 | 0 | 2.0291 | 0 | 70.1801 | 0 | 2.8732 | 34.8199 | 0 | 0 | 0
7294 | 92.4683 | 0 | 92.4683 | 55 | 3.5265 | 10.1568 | 10 | 13.785 | 0 | 13.785 | 0 | 0 | 0 | 0 | 0 | 0 | 0 | 0 | 0 | 0 | 68.5265 | 0 | 2.774 | 36.4735 | 0 | 0 | 0
7295 | 87.8485 | 0 | 87.8485 | 53.7279 | 2 | 9.742 | 10 | 12.3786 | 0 | 12.3786 | 0 | 0 | 0 | 0 | 0 | 0 | 0 | 0 | 0 | 0 | 65.7279 | 0 | 2.6355 | 39.2721 | 0 | 0 | 0
7296 | 77.594 | 0 | 77.594 | 44.2489 | 2 | 8.684 | 10 | 12.6612 | 0 | 12.6612 | 0 | 0 | 0 | 0 | 0 | 0 | 0 | 0 | 0 | 0 | 56.2489 | 0 | 2.3278 | 48.7511 | 0 | 0 | 0
7297 | 81.2212 | 0 | 81.2212 | 46.6337 | 2 | 9.0522 | 10 | 13.5353 | 0 | 13.5353 | 0 | 0 | 0 | 0 | 0 | 0 | 0 | 0 | 0 | 0 | 58.6337 | 0 | 2.4366 | 46.3663 | 0 | 0 | 0
7298 | 82.4186 | 0 | 82.4186 | 48.2317 | 2 | 9.2989 | 10 | 12.888 | 0 | 12.888 | 0 | 0 | 0 | 0 | 0 | 0 | 0 | 0 | 0 | 0 | 60.2317 | 0 | 2.4726 | 44.7683 | 0 | 0 | 0
7299 | 80.9018 | 0 | 80.9018 | 47.8273 | 2 | 9.2364 | 10 | 11.838 | 0 | 11.838 | 0 | 0 | 0 | 0 | 0 | 0 | 0 | 0 | 0 | 0 | 59.8273 | 0 | 2.4271 | 45.1727 | 0 | 0 | 0
7300 | 83.5129 | 0 | 83.5129 | 48.0223 | 2 | 9.2665 | 10 | 14.224 | 0 | 14.224 | 0 | 0 | 0 | 0 | 0 | 0 | 0 | 0 | 0 | 0 | 60.0223 | 0 | 2.5054 | 44.9777 | 0 | 0 | 0
7301 | 80.5435 | 0 | 80.5435 | 47.8279 | 2 | 9.2365 | 10 | 11.479 | 0 | 11.479 | 0 | 0 | 0 | 0 | 0 | 0 | 0 | 0 | 0 | 0 | 59.8279 | 0 | 2.4163 | 45.1721 | 0 | 1.4211e-14 | 0
7302 | 81.2049 | 0 | 81.2049 | 47.2314 | 2 | 9.1444 | 10 | 12.8291 | 0 | 12.8291 | 0 | 0 | 0 | 0 | 0 | 0 | 0 | 0 | 0 | 0 | 59.2314 | 0 | 2.4361 | 45.7686 | 0 | 0 | 0
7303 | 82.7987 | 0 | 82.7987 | 42.9 | 2 | 7.9415 | 6.5393 | 12.0997 | 11.3182 | 12.0997 | 11.3182 | 0 | 0 | 0 | 0 | 0 | 0 | 0 | 0 | 0 | 51.4393 | 0 | 2.484 | 53.5607 | 0 | 0 | -1.4211e-14
7304 | 80.1245 | 0 | 80.1245 | 42.9 | 2 | 0 | 4 | 11.9213 | 21.0567 | 11.9213 | 21.0567 | 0 | 0 | 1.7535 | 0 | 0 | 0 | 1.7535 | 0 | 1.5781 | 48.9 | 0 | 2.4037 | 62.4053 | 0 | 0 | 0
7305 | 81.5488 | 0 | 81.5488 | 42.9 | 2 | 0 | 4 | 11.0785 | 30.2028 | 11.0785 | 30.2028 | 0 | 0 | 8.6325 | 0 | 0 | 0 | 8.6325 | 0 | 9.3473 | 48.9 | 0 | 2.4465 | 61.4853 | 0 | 0 | 0
7306 | 81.0301 | 0 | 81.0301 | 42.9 | 2 | 0 | 4 | 11.9867 | 40.4906 | 11.9867 | 40.4906 | 0 | 0 | 12 | 0 | 8.3471 | 0 | 20.3471 | 0 | 27.843 | 48.9 | 0 | 2.4309 | 59.9186 | 0 | 0 | 0
7307 | 79.4713 | 0 | 79.4713 | 42.9 | 2 | 7.1054e-15 | 4 | 12.219 | 39.1547 | 12.219 | 39.1547 | 0 | 0 | 12 | 0 | 8.8024 | 0 | 20.8024 | 0 | 46.7584 | 48.9 | 0 | 2.3841 | 59.8577 | 0 | 0 | 0
7308 | 77.8331 | 0 | 77.8331 | 42.9 | 2 | 7.1054e-15 | 4 | 9.7629 | 42.0718 | 9.7629 | 35.7137 | 0 | 6.3581 | 12 | 0 | 4.5435 | 0 | 16.5435 | 0 | 61.7473 | 48.9 | 0 | 2.335 | 59.577 | 0 | 7.1054e-15 | 0
7309 | 78.1732 | 0 | 78.1732 | 42.9 | 2 | 0 | 4 | 10.9269 | 41.4876 | 10.9269 | 25.2938 | 0 | 16.1939 | 6.9474 | 0 | 0 | 0 | 6.9474 | 0 | 68 | 48.9 | 0 | 2.3452 | 69.5449 | 0 | 7.9936e-15 | 0
7310 | 78.8738 | 0 | 78.8738 | 42.9 | 2 | 0 | 4 | 10.5892 | 39.4958 | 10.5892 | 19.3846 | 0 | 20.1112 | 0 | 0 | 0 | 0 | 0 | 0 | 68 | 48.9 | 0 | 2.3662 | 81.9502 | 0 | 1.4211e-14 | 0
7311 | 76.9006 | 0 | 76.9006 | 42.9 | 2 | 7.1054e-15 | 4 | 10.1471 | 31.7589 | 10.1471 | 17.8535 | 0 | 13.9054 | 0 | 0 | 0 | 0 | 0 | 0 | 68 | 48.9 | 0 | 2.307 | 82.7801 | 0 | 0 | 0
7312 | 81.8544 | 0 | 81.8544 | 42.9 | 2 | 7.1054e-15 | 4 | 10.7342 | 22.5872 | 10.7342 | 22.2202 | 0 | 0.367 | 0 | 0 | 0 | 0 | 0 | 0 | 68 | 48.9 | 0 | 2.4556 | 84.5907 | 0 | 0 | 0
7313 | 85.6153 | 0 | 85.6153 | 42.9 | 2 | 4.5255 | 4 | 12.7766 | 12.3051 | 12.7766 | 12.3051 | 0 | 0 | 0 | 7.108 | 0 | 0 | 0 | 7.108 | 60.1022 | 48.9 | 0 | 2.5685 | 74.5621 | 0 | 0 | 0
7314 | 90.5102 | 0 | 90.5102 | 42.9 | 2 | 7.9371 | 4 | 11.6732 | 5.6402e-15 | 11.6732 | 5.6402e-15 | 0 | 0 | 0 | 12 | 0 | 10 | 0 | 22 | 35.9224 | 48.9 | 0 | 2.7153 | 58.7064 | 0 | 0 | 0
7315 | 94.2702 | 0 | 94.2702 | 42.9 | 2 | 10.8683 | 5.0581 | 13.0047 | 0 | 13.0047 | 0 | 0 | 0 | 0 | 12 | 0 | 8.4391 | 0 | 20.4391 | 13.4355 | 49.9581 | 0 | 2.8281 | 55.0419 | 0 | 0 | 0
7316 | 100.0189 | 0 | 100.0189 | 50.6093 | 2 | 11.5186 | 10 | 13.8911 | 0 | 13.8911 | 0 | 0 | 0 | 0 | 12 | 0 | 0 | 0 | 12 | 0.10222 | 62.6093 | 0 | 3.0006 | 42.3907 | 0 | 0 | 0
7317 | 96.5723 | 0 | 96.5723 | 55 | 7.9714 | 11.2799 | 10 | 12.229 | 0 | 12.229 | 0 | 0 | 0 | 0 | 0.091995 | 0 | 0 | 0 | 0.091995 | 0 | 72.9714 | 0 | 2.8972 | 32.0286 | 0 | 0 | 0
7318 | 91.1118 | 0 | 91.1118 | 54.6214 | 2 | 10.2854 | 10 | 14.205 | 0 | 14.205 | 0 | 0 | 0 | 0 | 0 | 0 | 0 | 0 | 0 | 0 | 66.6214 | 0 | 2.7334 | 38.3786 | 0 | 0 | -1.4211e-14
7319 | 88.5394 | 0 | 88.5394 | 52.4883 | 2 | 9.956 | 10 | 14.095 | 0 | 14.095 | 0 | 0 | 0 | 0 | 0 | 0 | 0 | 0 | 0 | 0 | 64.4883 | 0 | 2.6562 | 40.5117 | 0 | 0 | 0
7320 | 76.5577 | 0 | 76.5577 | 42.9338 | 2 | 8.481 | 10 | 13.1429 | 0 | 13.1429 | 0 | 0 | 0 | 0 | 0 | 0 | 0 | 0 | 0 | 0 | 54.9338 | 0 | 2.2967 | 50.0662 | 0 | 0 | 0
7321 | 80.6821 | 0 | 80.6821 | 45.0859 | 2 | 8.8132 | 10 | 14.7829 | 0 | 14.7829 | 0 | 0 | 0 | 0 | 0 | 0 | 0 | 0 | 0 | 0 | 57.0859 | 0 | 2.4205 | 47.9141 | 0 | 0 | 0
7322 | 82.2852 | 0 | 82.2852 | 47.0175 | 2 | 9.1114 | 10 | 14.1563 | 0 | 14.1563 | 0 | 0 | 0 | 0 | 0 | 0 | 0 | 0 | 0 | 0 | 59.0175 | 0 | 2.4686 | 45.9825 | 0 | 0 | 0
7323 | 80.9458 | 0 | 80.9458 | 47.2847 | 2 | 9.1527 | 10 | 12.5084 | 0 | 12.5084 | 0 | 0 | 0 | 0 | 0 | 0 | 0 | 0 | 0 | 0 | 59.2847 | 0 | 2.4284 | 45.7153 | 0 | 0 | 0
7324 | 83.1632 | 0 | 83.1632 | 47.8995 | 2 | 9.2476 | 10 | 14.0161 | 0 | 14.0161 | 0 | 0 | 0 | 0 | 0 | 0 | 0 | 0 | 0 | 0 | 59.8995 | 0 | 2.4949 | 45.1005 | 0 | 0 | 0
7325 | 80.5052 | 0 | 80.5052 | 46.2119 | 2 | 8.9871 | 10 | 13.3063 | 0 | 13.3063 | 0 | 0 | 0 | 0 | 0 | 0 | 0 | 0 | 0 | 0 | 58.2119 | 0 | 2.4152 | 46.7881 | 0 | 0 | 0
7326 | 80.2556 | 0 | 80.2556 | 47.3582 | 2 | 9.164 | 10 | 11.7334 | 0 | 11.7334 | 0 | 0 | 0 | 0 | 0 | 0 | 0 | 0 | 0 | 0 | 59.3582 | 0 | 2.4077 | 45.6418 | 0 | 1.4211e-14 | 0
7327 | 81.4065 | 0 | 81.4065 | 42.9 | 2 | 4.5388 | 4 | 13.3999 | 14.5678 | 13.3999 | 14.5678 | 0 | 0 | 0 | 0 | 0 | 0 | 0 | 0 | 0 | 48.9 | 0 | 2.4422 | 58.708 | 0 | 0 | 0
7328 | 79.8903 | 0 | 79.8903 | 42.9 | 2 | 0 | 4 | 10.7134 | 28.2946 | 10.7134 | 28.2946 | 0 | 0 | 8.0177 | 0 | 0 | 0 | 8.0177 | 0 | 7.2159 | 48.9 | 0 | 2.3967 | 61.5675 | 0 | 0 | 0
7329 | 79.1178 | 0 | 79.1178 | 42.9 | 2 | 0 | 4 | 10.8676 | 37.9027 | 10.8676 | 37.9027 | 0 | 0 | 12 | 0 | 6.5525 | 0 | 18.5525 | 0 | 24.0571 | 48.9 | 0 | 2.3735 | 60.1586 | 0 | 0 | 0
7330 | 82.3113 | 0 | 82.3113 | 42.9 | 2 | 0 | 4 | 11.0817 | 51.6193 | 11.0817 | 44.3296 | 0 | 7.2897 | 12 | 0 | 10 | 0 | 22 | 0 | 44.0766 | 48.9 | 0 | 2.4693 | 58.7226 | 0 | 0 | 0
7331 | 78.7477 | 0 | 78.7477 | 42.9 | 2 | 7.1054e-15 | 4 | 11.0854 | 52.4604 | 11.0854 | 35.9028 | 0 | 16.5576 | 12 | 0 | 5.1405 | 0 | 17.1405 | 0 | 59.6159 | 48.9 | 0 | 2.3624 | 58.1331 | 0 | 3.5527e-15 | 0
7332 | 77.5582 | 0 | 77.5582 | 42.9 | 2 | 7.1054e-15 | 4 | 12.1325 | 55 | 12.1325 | 25.8414 | 0 | 29.1586 | 9.3156 | 0 | 0 | 0 | 9.3156 | 0 | 68 | 48.9 | 0 | 2.3267 | 67.4943 | 0 | 3.5527e-15 | 0
7333 | 79.1577 | 0 | 79.1577 | 42.9 | 2 | 0 | 4 | 11.5541 | 51.8132 | 11.5541 | 18.7037 | 0 | 33.1095 | 0 | 0 | 0 | 0 | 0 | 0 | 68 | 48.9 | 0 | 2.3747 | 80.2118 | 0 | 0 | 0
7334 | 77.301 | 0 | 77.301 | 42.9 | 2 | 0 | 4 | 10.0747 | 49.208 | 10.0747 | 18.3263 | 0 | 30.8818 | 0 | 0 | 0 | 0 | 0 | 0 | 68 | 48.9 | 0 | 2.319 | 80.5097 | 0 | 0 | 0
7335 | 74.6998 | 0 | 74.6998 | 42.9 | 2 | 0 | 4 | 10.3177 | 39.6566 | 10.3177 | 15.4821 | 0 | 24.1745 | 0 | 0 | 0 | 0 | 0 | 0 | 68 | 48.9 | 0 | 2.241 | 81.4067 | 0 | 0 | 0
7336 | 79.7236 | 0 | 79.7236 | 42.9 | 2 | 7.1054e-15 | 4 | 13.1371 | 26.0212 | 13.1371 | 17.6865 | 0 | 8.3347 | 0 | 0 | 0 | 0 | 0 | 0 | 68 | 48.9 | 0 | 2.3917 | 83.5251 | 0 | 1.4211e-14 | 0
7337 | 83.9705 | 0 | 83.9705 | 42.9 | 2 | 7.5171 | 4 | 12.3033 | 14.2146 | 12.3033 | 14.2146 | 0 | 0 | 0 | 1.0355 | 0 | 0 | 0 | 1.0355 | 66.8495 | 48.9 | 0 | 2.5191 | 77.231 | 0 | 1.4211e-14 | 0
7338 | 89.4074 | 0 | 89.4074 | 42.9 | 2 | 7.6374 | 4 | 13.5937 | 6.3602e-15 | 13.5937 | 6.3602e-15 | 0 | 0 | 0 | 12 | 0 | 7.2763 | 0 | 19.2763 | 45.6238 | 48.9 | 0 | 2.6822 | 61.3255 | 0 | 0 | -1.4211e-14
7339 | 93.7892 | 0 | 93.7892 | 42.9 | 2 | 9.0818 | 4 | 13.8075 | 0 | 13.8075 | 0 | 0 | 0 | 0 | 12 | 0 | 10 | 0 | 22 | 21.444 | 48.9 | 0 | 2.8137 | 57.7148 | 0 | 0 | 0
7340 | 100.6285 | 0 | 100.6285 | 50.5882 | 2 | 11.6948 | 10 | 13.1828 | 0 | 13.1828 | 0 | 0 | 0 | 0 | 12 | 0 | 1.1628 | 0 | 13.1628 | 6.8495 | 62.5882 | 0 | 3.0189 | 42.4118 | 0 | 0 | 0
7341 | 94.0816 | 0 | 94.0816 | 51.1565 | 2 | 10.7021 | 10 | 14.0585 | 0 | 14.0585 | 0 | 0 | 0 | 0 | 6.1645 | 0 | 0 | 0 | 6.1645 | 0 | 63.1565 | 0 | 2.8224 | 41.8435 | 0 | 0 | 0
7342 | 90.8913 | 0 | 90.8913 | 54.7435 | 2 | 10.3042 | 10 | 13.8436 | 0 | 13.8436 | 0 | 0 | 0 | 0 | 0 | 0 | 0 | 0 | 0 | 0 | 66.7435 | 0 | 2.7267 | 38.2565 | 0 | 0 | 0
7343 | 85.967 | 0 | 85.967 | 52.7363 | 2 | 9.9943 | 10 | 11.2364 | 0 | 11.2364 | 0 | 0 | 0 | 0 | 0 | 0 | 0 | 0 | 0 | 0 | 64.7363 | 0 | 2.579 | 40.2637 | 0 | 0 | 0
7344 | 76.5128 | 0 | 76.5128 | 44.0067 | 2 | 8.6466 | 10 | 11.8595 | 0 | 11.8595 | 0 | 0 | 0 | 0 | 0 | 0 | 0 | 0 | 0 | 0 | 56.0067 | 0 | 2.2954 | 48.9933 | 0 | 0 | 0
7345 | 79.5208 | 0 | 79.5208 | 43.633 | 2 | 8.5889 | 10 | 15.2989 | 0 | 15.2989 | 0 | 0 | 0 | 0 | 0 | 0 | 0 | 0 | 0 | 0 | 55.633 | 0 | 2.3856 | 49.367 | 0 | 0 | 0
7346 | 78.8756 | 0 | 78.8756 | 45.5329 | 2 | 8.8822 | 10 | 12.4605 | 0 | 12.4605 | 0 | 0 | 0 | 0 | 0 | 0 | 0 | 0 | 0 | 0 | 57.5329 | 0 | 2.3663 | 47.4671 | 0 | 0 | 0
7347 | 82.0383 | 0 | 82.0383 | 47.091 | 2 | 9.1228 | 10 | 13.8245 | 0 | 13.8245 | 0 | 0 | 0 | 0 | 0 | 0 | 0 | 0 | 0 | 0 | 59.091 | 0 | 2.4611 | 45.909 | 0 | 0 | 0
7348 | 83.3742 | 0 | 83.3742 | 50.1729 | 2 | 9.5986 | 10 | 11.6027 | 0 | 11.6027 | 0 | 0 | 0 | 0 | 0 | 0 | 0 | 0 | 0 | 0 | 62.1729 | 0 | 2.5012 | 42.8271 | 0 | 0 | 0
7349 | 82.3621 | 0 | 82.3621 | 48.4701 | 2 | 9.3357 | 10 | 12.5563 | 0 | 12.5563 | 0 | 0 | 0 | 0 | 0 | 0 | 0 | 0 | 0 | 0 | 60.4701 | 0 | 2.4709 | 44.5299 | 0 | 1.4211e-14 | 0
7350 | 82.2456 | 0 | 82.2456 | 47.6739 | 2 | 9.2128 | 10 | 13.3589 | 0 | 13.3589 | 0 | 0 | 0 | 0 | 0 | 0 | 0 | 0 | 0 | 0 | 59.6739 | 0 | 2.4674 | 45.3261 | 0 | 0 | 0
7351 | 80.0273 | 0 | 80.0273 | 42.9 | 2 | 7.6202 | 4.4584 | 11.2976 | 11.751 | 11.2976 | 11.751 | 0 | 0 | 0 | 0 | 0 | 0 | 0 | 0 | 0 | 49.3584 | 0 | 2.4008 | 55.6416 | 0 | 0 | 0
7352 | 79.7889 | 0 | 79.7889 | 42.9 | 2 | 7.1054e-15 | 4 | 10.6114 | 22.7273 | 10.6114 | 22.7273 | 0 | 0 | 2.4498 | 0 | 0 | 0 | 2.4498 | 0 | 2.2048 | 48.9 | 0 | 2.3937 | 62.3122 | 0 | 0 | 0
7353 | 80.3913 | 0 | 80.3913 | 42.9 | 2 | 0 | 4 | 10.7372 | 35.5775 | 10.7372 | 35.5775 | 0 | 0 | 12 | 0 | 2.8234 | 0 | 14.8234 | 0 | 15.6079 | 48.9 | 0 | 2.4117 | 60.6573 | 0 | 0 | 0
7354 | 81.3264 | 0 | 81.3264 | 42.9 | 2 | 0 | 4 | 11.113 | 38.9794 | 11.113 | 38.9794 | 0 | 0 | 12 | 0 | 5.6659 | 0 | 17.6659 | 0 | 31.6316 | 48.9 | 0 | 2.4398 | 60.2772 | 0 | 0 | 0
7355 | 77.2443 | 0 | 77.2443 | 42.9 | 2 | 0 | 4 | 10.5687 | 46.8645 | 10.5687 | 39.7756 | 0 | 7.0889 | 12 | 0 | 10 | 0 | 22 | 0 | 51.6512 | 48.9 | 0 | 2.3173 | 58.7495 | 0 | 0 | 0
7356 | 79.5001 | 0 | 79.5001 | 42.9 | 2 | 7.1054e-15 | 4 | 10 | 45.4643 | 10 | 35.8037 | 0 | 9.6606 | 12 | 0 | 3.2037 | 0 | 15.2037 | 0 | 65.4048 | 48.9 | 0 | 2.385 | 59.3145 | 0 | 3.5527e-15 | 0
7357 | 78.4579 | 0 | 78.4579 | 42.9 | 2 | 7.1054e-15 | 4 | 10.3582 | 40.481 | 10.3582 | 22.0833 | 0 | 18.3976 | 2.8835 | 0 | 0 | 0 | 2.8835 | 0 | 68 | 48.9 | 0 | 2.3537 | 69.7937 | 0 | 3.1086e-15 | 0
7358 | 78.3459 | 0 | 78.3459 | 42.9 | 2 | 7.1054e-15 | 4 | 12.0926 | 38.1028 | 12.0926 | 17.3533 | 0 | 20.7495 | 0 | 0 | 0 | 0 | 0 | 0 | 68 | 48.9 | 0 | 2.3504 | 81.8648 | 0 | 0 | 0
7359 | 74.7642 | 0 | 74.7642 | 42.9 | 2 | 0 | 4 | 10.5071 | 35.5114 | 10.5071 | 15.3571 | 0 | 20.1543 | 0 | 0 | 0 | 0 | 0 | 0 | 68 | 48.9 | 0 | 2.2429 | 81.9444 | 0 | 0 | 0
7360 | 82.6993 | 0 | 82.6993 | 42.9 | 2 | 1.5466 | 4 | 11.2823 | 20.9705 | 11.2823 | 20.9705 | 0 | 0 | 0 | 0 | 0 | 0 | 0 | 0 | 68 | 48.9 | 0 | 2.481 | 83.3 | 0 | 0 | 0
7361 | 85.3328 | 0 | 85.3328 | 42.9 | 2 | 5.0916 | 4 | 13.4015 | 11.5927 | 13.4015 | 11.5927 | 0 | 0 | 0 | 6.347 | 0 | 0 | 0 | 6.347 | 60.9477 | 48.9 | 0 | 2.56 | 74.731 | 0 | 0 | 0
7362 | 90.6111 | 0 | 90.6111 | 42.9 | 2 | 6.2414 | 4 | 13.4697 | 5.3563e-15 | 13.4697 | 5.3563e-15 | 0 | 0 | 0 | 12 | 0 | 10 | 0 | 22 | 36.7679 | 48.9 | 0 | 2.7183 | 60.1753 | 0 | 0 | 0
7363 | 93.5715 | 0 | 93.5715 | 42.9 | 2 | 10.7743 | 4.4491 | 13.0091 | 0 | 13.0091 | 0 | 0 | 0 | 0 | 12 | 0 | 8.4391 | 0 | 20.4391 | 14.2811 | 49.3491 | 0 | 2.8071 | 55.6509 | 0 | 0 | 0
7364 | 96.9103 | 0 | 96.9103 | 49.1063 | 2 | 11.2865 | 10 | 12.5175 | 0 | 12.5175 | 0 | 0 | 0 | 0 | 12 | 0 | 0 | 0 | 12 | 0.94773 | 61.1063 | 0 | 2.9073 | 43.8937 | 0 | 0 | 0
7365 | 95.8465 | 0 | 95.8465 | 55 | 4.7275 | 10.8966 | 10 | 14.3695 | 0 | 14.3695 | 0 | 0 | 0 | 0 | 0.85296 | 0 | 0 | 0 | 0.85296 | 0 | 69.7275 | 0 | 2.8754 | 35.2725 | 0 | 0 | -1.4211e-14
7366 | 91.3143 | 0 | 91.3143 | 55 | 4.6473 | 10.7525 | 10 | 10.9144 | 0 | 10.9144 | 0 | 0 | 0 | 0 | 0 | 0 | 0 | 0 | 0 | 0 | 69.6473 | 0 | 2.7394 | 35.3527 | 0 | 0 | 0
7367 | 88.5366 | 0 | 88.5366 | 52.9065 | 2 | 10.0206 | 10 | 13.6095 | 0 | 13.6095 | 0 | 0 | 0 | 0 | 0 | 0 | 0 | 0 | 0 | 0 | 64.9065 | 0 | 2.6561 | 40.0935 | 0 | 0 | -1.4211e-14
7368 | 77.4987 | 0 | 77.4987 | 44.5106 | 2 | 8.7244 | 10 | 12.2636 | 0 | 12.2636 | 0 | 0 | 0 | 0 | 0 | 0 | 0 | 0 | 0 | 0 | 56.5106 | 0 | 2.325 | 48.4894 | 0 | 0 | 0
7369 | 76.4919 | 0 | 76.4919 | 43.2147 | 2 | 8.5243 | 10 | 12.753 | 0 | 12.753 | 0 | 0 | 0 | 0 | 0 | 0 | 0 | 0 | 0 | 0 | 55.2147 | 0 | 2.2948 | 49.7853 | 0 | 0 | 0
7370 | 76.2394 | 0 | 76.2394 | 43.8241 | 2 | 8.6184 | 10 | 11.7969 | 0 | 11.7969 | 0 | 0 | 0 | 0 | 0 | 0 | 0 | 0 | 0 | 0 | 55.8241 | 0 | 2.2872 | 49.1759 | 0 | 0 | 0
7371 | 78.1139 | 0 | 78.1139 | 43.8025 | 2 | 8.6151 | 10 | 13.6963 | 0 | 13.6963 | 0 | 0 | 0 | 0 | 0 | 0 | 0 | 0 | 0 | 0 | 55.8025 | 0 | 2.3434 | 49.1975 | 0 | 0 | 0
7372 | 78.0765 | 0 | 78.0765 | 44.2126 | 2 | 8.6784 | 10 | 13.1854 | 0 | 13.1854 | 0 | 0 | 0 | 0 | 0 | 0 | 0 | 0 | 0 | 0 | 56.2126 | 0 | 2.3423 | 48.7874 | 0 | 0 | 0
7373 | 79.3306 | 0 | 79.3306 | 46.6404 | 2 | 9.0532 | 10 | 11.637 | 0 | 11.637 | 0 | 0 | 0 | 0 | 0 | 0 | 0 | 0 | 0 | 0 | 58.6404 | 0 | 2.3799 | 46.3596 | 0 | 0 | 0
7374 | 77.6739 | 0 | 77.6739 | 47.0508 | 2 | 9.1166 | 10 | 9.5066 | 0 | 9.5066 | 0 | 0 | 0 | 0 | 0 | 0 | 0 | 0 | 0 | 0 | 59.0508 | 0 | 2.3302 | 45.9492 | 0 | 0 | 0
7375 | 78.6271 | 0 | 78.6271 | 42.9 | 2 | 7.619 | 4.4508 | 9.9149 | 11.7423 | 9.9149 | 11.7423 | 0 | 0 | 0 | 0 | 0 | 0 | 0 | 0 | 0 | 49.3508 | 0 | 2.3588 | 55.6492 | 0 | 0 | 0
7376 | 79.6053 | 0 | 79.6053 | 42.9 | 2 | 0 | 4 | 10.0974 | 26.5211 | 10.0974 | 26.5211 | 0 | 0 | 5.9132 | 0 | 0 | 0 | 5.9132 | 0 | 5.3218 | 48.9 | 0 | 2.3882 | 61.849 | 0 | 0 | 0
7377 | 77.3486 | 0 | 77.3486 | 42.9 | 2 | 0 | 4 | 10.6222 | 33.4766 | 10.6222 | 33.4766 | 0 | 0 | 12 | 0 | 3.6503 | 0 | 15.6503 | 0 | 19.4873 | 48.9 | 0 | 2.3205 | 60.5467 | 0 | 0 | 0
7378 | 74.7862 | 0 | 74.7862 | 42.9 | 2 | 0 | 4 | 9.4598 | 39.8417 | 9.4598 | 38.4264 | 0 | 1.4153 | 12 | 0 | 10 | 0 | 22 | 0 | 39.5068 | 48.9 | 0 | 2.2436 | 59.5083 | 0 | 0 | 0
7379 | 74.4946 | 0 | 74.4946 | 42.9 | 2 | 0 | 4 | 8.1881 | 48.5485 | 8.1881 | 37.4492 | 0 | 11.0992 | 12 | 0 | 8.0427 | 0 | 20.0427 | 0 | 57.7218 | 48.9 | 0 | 2.2348 | 58.4749 | 0 | 3.5527e-15 | 0
7380 | 74.6268 | 0 | 74.6268 | 42.9 | 2 | 7.1054e-15 | 4 | 12.3669 | 53.6449 | 12.3669 | 24.7801 | 0 | 28.8648 | 11.4202 | 0 | 0 | 0 | 11.4202 | 0 | 68 | 48.9 | 0 | 2.2388 | 67.2522 | 0 | 0 | -1.7764e-15
7381 | 74.3194 | 0 | 74.3194 | 42.9 | 2 | 0 | 4 | 9.5495 | 44.6412 | 9.5495 | 15.8699 | 0 | 28.7713 | 0 | 0 | 0 | 0 | 0 | 0 | 68 | 48.9 | 0 | 2.2296 | 80.792 | 0 | 0 | 0
7382 | 73.4643 | 0 | 73.4643 | 42.9 | 2 | 7.1054e-15 | 4 | 11.5686 | 43.6273 | 11.5686 | 12.9958 | 0 | 30.6315 | 0 | 0 | 0 | 0 | 0 | 0 | 68 | 48.9 | 0 | 2.2039 | 80.5432 | 0 | 0 | 0
7383 | 74.1694 | 0 | 74.1694 | 42.9 | 2 | 0 | 4 | 10.0796 | 34.0281 | 10.0796 | 15.1898 | 0 | 18.8383 | 0 | 0 | 0 | 0 | 0 | 0 | 68 | 48.9 | 0 | 2.2251 | 82.1204 | 0 | 0 | 0
7384 | 78.0599 | 0 | 78.0599 | 42.9 | 2 | 7.1054e-15 | 4 | 11.3622 | 22.2483 | 11.3622 | 17.7977 | 0 | 4.4506 | 0 | 0 | 0 | 0 | 0 | 0 | 68 | 48.9 | 0 | 2.3418 | 84.0446 | 0 | 1.4211e-14 | 0
7385 | 82.77 | 0 | 82.77 | 42.9 | 2 | 7.9914 | 4.1212 | 9.8863 | 13.1295 | 9.8863 | 13.1295 | 0 | 0 | 0 | 2.7415 | 0 | 0 | 0 | 2.7415 | 64.9538 | 49.0212 | 0 | 2.4831 | 75.2372 | 0 | 1.4211e-14 | 0
7386 | 85.0316 | 0 | 85.0316 | 42.9 | 2 | 8.33 | 4 | 12.1492 | 6.0089e-15 | 12.1492 | 6.0089e-15 | 0 | 0 | 0 | 12 | 0 | 3.6524 | 0 | 15.6524 | 47.6589 | 48.9 | 0 | 2.5509 | 63.8647 | 0 | 1.4211e-14 | 0
7387 | 89.8655 | 0 | 89.8655 | 42.9 | 2 | 8.5418 | 4 | 12.4019 | 0 | 12.4019 | 0 | 0 | 0 | 0 | 12 | 0 | 8.0218 | 0 | 20.0218 | 25.6247 | 48.9 | 0 | 2.696 | 59.8963 | 0 | 1.4211e-14 | 0
7388 | 96.6982 | 0 | 96.6982 | 42.9 | 2 | 11.2011 | 8.8882 | 12.9441 | 0 | 12.9441 | 0 | 0 | 0 | 0 | 12 | 0 | 6.7649 | 0 | 18.7649 | 4.9538 | 53.7882 | 0 | 2.9009 | 51.2118 | 0 | 0 | 0
7389 | 90.6342 | 0 | 90.6342 | 51.6369 | 2 | 10.5129 | 10 | 12.0259 | 0 | 12.0259 | 0 | 0 | 0 | 0 | 4.4585 | 0 | 0 | 0 | 4.4585 | 0 | 63.6369 | 0 | 2.719 | 41.3631 | 0 | 0 | 0
7390 | 86.668 | 0 | 86.668 | 52.3422 | 2 | 9.9335 | 10 | 12.3923 | 0 | 12.3923 | 0 | 0 | 0 | 0 | 0 | 0 | 0 | 0 | 0 | 0 | 64.3422 | 0 | 2.6 | 40.6578 | 0 | 0 | 0
7391 | 82.132 | 0 | 82.132 | 48.1139 | 2 | 9.2807 | 10 | 12.7374 | 0 | 12.7374 | 0 | 0 | 0 | 0 | 0 | 0 | 0 | 0 | 0 | 0 | 60.1139 | 0 | 2.464 | 44.8861 | 0 | 0 | 0
7392 | 78.5352 | 0 | 78.5352 | 43.652 | 2 | 8.5918 | 10 | 14.2913 | 0 | 14.2913 | 0 | 0 | 0 | 0 | 0 | 0 | 0 | 0 | 0 | 0 | 55.652 | 0 | 2.3561 | 49.348 | 0 | 0 | 0
7393 | 80.602 | 0 | 80.602 | 44.4599 | 2 | 8.7166 | 10 | 15.4256 | 0 | 15.4256 | 0 | 0 | 0 | 0 | 0 | 0 | 0 | 0 | 0 | 0 | 56.4599 | 0 | 2.4181 | 48.5401 | 0 | 0 | 0
7394 | 81.7231 | 0 | 81.7231 | 45.9178 | 2 | 8.9416 | 10 | 14.8637 | 0 | 14.8637 | 0 | 0 | 0 | 0 | 0 | 0 | 0 | 0 | 0 | 0 | 57.9178 | 0 | 2.4517 | 47.0822 | 0 | 0 | 0
7395 | 81.3559 | 0 | 81.3559 | 45.5486 | 2 | 8.8846 | 10 | 14.9227 | 0 | 14.9227 | 0 | 0 | 0 | 0 | 0 | 0 | 0 | 0 | 0 | 0 | 57.5486 | 0 | 2.4407 | 47.4514 | 0 | 0 | 0
7396 | 82.7813 | 0 | 82.7813 | 48.5185 | 2 | 9.3432 | 10 | 12.9196 | 0 | 12.9196 | 0 | 0 | 0 | 0 | 0 | 0 | 0 | 0 | 0 | 0 | 60.5185 | 0 | 2.4834 | 44.4815 | 0 | 0 | 0
7397 | 82.6458 | 0 | 82.6458 | 48.5258 | 2 | 9.3443 | 10 | 12.7757 | 0 | 12.7757 | 0 | 0 | 0 | 0 | 0 | 0 | 0 | 0 | 0 | 0 | 60.5258 | 0 | 2.4794 | 44.4742 | 0 | 0 | 0
7398 | 85.1341 | 0 | 85.1341 | 50.5381 | 2 | 9.6549 | 10 | 12.941 | 0 | 12.941 | 0 | 0 | 0 | 0 | 0 | 0 | 0 | 0 | 0 | 0 | 62.5381 | 0 | 2.554 | 42.4619 | 0 | 0 | 0
7399 | 80.9865 | 0 | 80.9865 | 42.9 | 2 | 7.7928 | 5.5762 | 12.3883 | 10.3293 | 12.3883 | 10.3293 | 0 | 0 | 0 | 0 | 0 | 0 | 0 | 0 | 0 | 50.4762 | 0 | 2.4296 | 54.5238 | 0 | 0 | 0
7400 | 83.8174 | 0 | 83.8174 | 42.9 | 2 | 1.3295 | 4 | 13.3806 | 20.2073 | 13.3806 | 20.2073 | 0 | 0 | 0 | 0 | 0 | 0 | 0 | 0 | 0 | 48.9 | 0 | 2.5145 | 61.4881 | 0 | 0 | 0
7401 | 81.666 | 0 | 81.666 | 42.9 | 2 | 1.4211e-14 | 4 | 9.9614 | 28.5073 | 9.9614 | 28.5073 | 0 | 0 | 5.7027 | 0 | 0 | 0 | 5.7027 | 0 | 5.1325 | 48.9 | 0 | 2.45 | 61.8771 | 0 | 0 | 0
7402 | 79.6453 | 0 | 79.6453 | 42.9 | 2 | 0 | 4 | 11.6763 | 32.933 | 11.6763 | 32.933 | 0 | 0 | 12 | 0 | 1.864 | 0 | 13.864 | 0 | 17.651 | 48.9 | 0 | 2.3894 | 60.7856 | 0 | 0 | 0
7403 | 81.6917 | 0 | 81.6917 | 42.9 | 2 | 7.1054e-15 | 4 | 11.453 | 43.2098 | 11.453 | 43.2098 | 0 | 0 | 12 | 0 | 9.8712 | 0 | 21.8712 | 0 | 37.5518 | 48.9 | 0 | 2.4507 | 59.7148 | 0 | 0 | 0
7404 | 78.3557 | 0 | 78.3557 | 42.9 | 2 | 2.1316e-14 | 4 | 11.8377 | 42.9975 | 11.8377 | 39.5759 | 0 | 3.4216 | 12 | 0 | 9.9579 | 0 | 21.9579 | 0 | 57.5325 | 48.9 | 0 | 2.3507 | 59.2456 | 0 | 3.5527e-15 | 0
7405 | 77.9526 | 0 | 77.9526 | 42.9 | 2 | 0 | 4 | 11.4193 | 40.598 | 11.4193 | 29.2639 | 0 | 11.3342 | 11.6306 | 0 | 0 | 0 | 11.6306 | 0 | 68 | 48.9 | 0 | 2.3386 | 69.5685 | 0 | 0 | -3.5527e-15
7406 | 77.9369 | 0 | 77.9369 | 42.9 | 2 | 7.1054e-15 | 4 | 11.6363 | 34.0239 | 11.6363 | 17.4006 | 0 | 16.6233 | 0 | 0 | 0 | 0 | 0 | 0 | 68 | 48.9 | 0 | 2.3381 | 82.4166 | 0 | 1.4211e-14 | 0
7407 | 76.1822 | 0 | 76.1822 | 42.9 | 2 | 0 | 4 | 13.1478 | 30.1844 | 13.1478 | 14.1345 | 0 | 16.0499 | 0 | 0 | 0 | 0 | 0 | 0 | 68 | 48.9 | 0 | 2.2855 | 82.4933 | 0 | 0 | 0
7408 | 81.9401 | 0 | 81.9401 | 42.9 | 2 | 0.28986 | 4 | 12.0294 | 20.7209 | 12.0294 | 20.7209 | 0 | 0 | 0 | 0 | 0 | 0 | 0 | 0 | 68 | 48.9 | 0 | 2.4582 | 84.3887 | 0 | 0 | 0
7409 | 87.6668 | 0 | 87.6668 | 42.9 | 2 | 8.689 | 7.4684 | 12.4533 | 10.2435 | 12.4533 | 10.2435 | 0 | 0 | 0 | 3.9127 | 0 | 0 | 0 | 3.9127 | 63.6526 | 52.3684 | 0 | 2.63 | 70.719 | 0 | 0 | 0
7410 | 91.3412 | 0 | 91.3412 | 42.9 | 2 | 10.4269 | 5.8955 | 13.3757 | 5.1885e-15 | 13.3757 | 5.1885e-15 | 0 | 0 | 0 | 12 | 0 | 4.743 | 0 | 16.743 | 45.1747 | 50.7955 | 0 | 2.7402 | 59.4615 | 0 | 0 | -1.4211e-14
7411 | 96.5475 | 0 | 96.5475 | 42.9 | 2 | 11.0411 | 5.5 | 13.9897 | 0 | 13.9897 | 0 | 0 | 0 | 0 | 12 | 0 | 9.1167 | 0 | 21.1167 | 21.953 | 50.4 | 0 | 2.8964 | 55.4834 | 0 | 0 | 0
7412 | 102.5795 | 0 | 102.5795 | 47.021 | 2 | 11.6716 | 10 | 15.3075 | 0 | 15.3075 | 0 | 0 | 0 | 0 | 12 | 0 | 4.5794 | 0 | 16.5794 | 3.6526 | 59.021 | 0 | 3.0774 | 45.979 | 0 | 0 | 0
7413 | 98.1102 | 0 | 98.1102 | 55 | 6.0722 | 11.48 | 10 | 12.2706 | 0 | 12.2706 | 0 | 0 | 0 | 0 | 3.2873 | 0 | 0 | 0 | 3.2873 | 0 | 71.0722 | 0 | 2.9433 | 33.9278 | 0 | 0 | 0
7414 | 93.8611 | 0 | 93.8611 | 55 | 3.198 | 10.5288 | 10 | 15.1344 | 0 | 15.1344 | 0 | 0 | 0 | 0 | 0 | 0 | 0 | 0 | 0 | 0 | 68.198 | 0 | 2.8158 | 36.802 | 0 | 0 | 0
7415 | 88.6457 | 0 | 88.6457 | 53.1805 | 2 | 10.0629 | 10 | 13.4023 | 0 | 13.4023 | 0 | 0 | 0 | 0 | 0 | 0 | 0 | 0 | 0 | 0 | 65.1805 | 0 | 2.6594 | 39.8195 | 0 | 0 | 0
7416 | 85.6741 | 0 | 85.6741 | 51.6557 | 2 | 9.8275 | 10 | 12.1909 | 0 | 12.1909 | 0 | 0 | 0 | 0 | 0 | 0 | 0 | 0 | 0 | 0 | 63.6557 | 0 | 2.5702 | 41.3443 | 0 | 0 | 0
7417 | 83.1844 | 0 | 83.1844 | 49.3144 | 2 | 9.466 | 10 | 12.404 | 0 | 12.404 | 0 | 0 | 0 | 0 | 0 | 0 | 0 | 0 | 0 | 0 | 61.3144 | 0 | 2.4955 | 43.6856 | 0 | 0 | 0
7418 | 85.6081 | 0 | 85.6081 | 51.3921 | 2 | 9.7868 | 10 | 12.4293 | 0 | 12.4293 | 0 | 0 | 0 | 0 | 0 | 0 | 0 | 0 | 0 | 0 | 63.3921 | 0 | 2.5682 | 41.6079 | 0 | 0 | 0
7419 | 87.4972 | 0 | 87.4972 | 53.7776 | 2 | 10.1551 | 10 | 11.5646 | 0 | 11.5646 | 0 | 0 | 0 | 0 | 0 | 0 | 0 | 0 | 0 | 0 | 65.7776 | 0 | 2.6249 | 39.2224 | 0 | 0 | 0
7420 | 87.6093 | 0 | 87.6093 | 53.7724 | 2 | 10.1543 | 10 | 11.6825 | 0 | 11.6825 | 0 | 0 | 0 | 0 | 0 | 0 | 0 | 0 | 0 | 0 | 65.7724 | 0 | 2.6283 | 39.2276 | 0 | 0 | 0
7421 | 86.7861 | 0 | 86.7861 | 53.2726 | 2 | 10.0771 | 10 | 11.4364 | 0 | 11.4364 | 0 | 0 | 0 | 0 | 0 | 0 | 0 | 0 | 0 | 0 | 65.2726 | 0 | 2.6036 | 39.7274 | 0 | 0 | 0
7422 | 88.7449 | 0 | 88.7449 | 55 | 2.8403 | 10.4735 | 10 | 10.4311 | 0 | 10.4311 | 0 | 0 | 0 | 0 | 0 | 0 | 0 | 0 | 0 | 0 | 67.8403 | 0 | 2.6623 | 37.1597 | 0 | 0 | 0
7423 | 87.4562 | 0 | 87.4562 | 45.1378 | 2 | 8.8212 | 10 | 9.1604 | 12.3369 | 9.1604 | 12.3369 | 0 | 0 | 0 | 0 | 0 | 0 | 0 | 0 | 0 | 57.1378 | 0 | 2.6237 | 47.8622 | 0 | 0 | 0
7424 | 84.6512 | 0 | 84.6512 | 42.9 | 2 | 0 | 4 | 11.3113 | 24.8391 | 11.3113 | 24.8391 | 0 | 0 | 0.39929 | 0 | 0 | 0 | 0.39929 | 0 | 0.35936 | 48.9 | 0 | 2.5395 | 62.5864 | 0 | 0 | 0
7425 | 84.9006 | 0 | 84.9006 | 42.9 | 2 | 1.4211e-14 | 4 | 10.5638 | 35.7859 | 10.5638 | 35.7859 | 0 | 0 | 10.3491 | 0 | 0 | 0 | 10.3491 | 0 | 9.6735 | 48.9 | 0 | 2.547 | 61.2557 | 0 | 0 | 0
7426 | 85.8368 | 0 | 85.8368 | 42.9 | 2 | 0 | 4 | 9.1186 | 44.7845 | 9.1186 | 44.7845 | 0 | 0 | 12 | 0 | 4.9663 | 0 | 16.9663 | 0 | 25.0523 | 48.9 | 0 | 2.5751 | 60.3707 | 0 | 0 | 0
7427 | 82.936 | 0 | 82.936 | 42.9 | 2 | 0 | 4 | 8.4266 | 44.0571 | 8.4266 | 44.0571 | 0 | 0 | 12 | 0 | 6.4477 | 0 | 18.4477 | 0 | 41.7967 | 48.9 | 0 | 2.4881 | 60.1726 | 0 | 0 | 0
7428 | 82.6526 | 0 | 82.6526 | 42.9 | 2 | 7.1054e-15 | 4 | 8.9219 | 46.3383 | 8.9219 | 46.3383 | 0 | 0 | 12 | 0 | 9.5076 | 0 | 21.5076 | 0 | 61.3622 | 48.9 | 0 | 2.4796 | 59.7634 | 0 | 0 | 0
7429 | 80.8213 | 0 | 80.8213 | 42.9 | 2 | 2.1316e-14 | 4 | 8.3608 | 48.9979 | 8.3608 | 30.9169 | 0 | 18.081 | 6.585 | 0 | 0.77152 | 0 | 7.3565 | 0 | 68 | 48.9 | 0 | 2.4246 | 59.2378 | 0 | 2.6645e-15 | 0
7430 | 80.9016 | 0 | 80.9016 | 42.9 | 2 | 1.4211e-14 | 4 | 9.0463 | 40.8943 | 9.0463 | 22.9553 | 0 | 17.939 | 0 | 0 | 0 | 0 | 0 | 0 | 68 | 48.9 | 0 | 2.427 | 82.2407 | 0 | 1.4211e-14 | 0
7431 | 82.6304 | 0 | 82.6304 | 42.9 | 2 | 0 | 4 | 9.8426 | 35.2367 | 9.8426 | 23.8878 | 0 | 11.3489 | 0 | 0 | 0 | 0 | 0 | 0 | 68 | 48.9 | 0 | 2.4789 | 83.122 | 0 | 0 | 0
7432 | 87.4246 | 0 | 87.4246 | 42.9 | 2 | 6.172 | 4 | 8.4076 | 23.9449 | 8.4076 | 23.9449 | 0 | 0 | 0 | 0 | 0 | 0 | 0 | 0 | 68 | 48.9 | 0 | 2.6227 | 79.2932 | 0 | 0 | 0
7433 | 90.8563 | 0 | 90.8563 | 42.9 | 2 | 9.2189 | 8.8277 | 10.8581 | 11.0653 | 10.8581 | 11.0653 | 0 | 0 | 0 | 5.9863 | 0 | 0 | 0 | 5.9863 | 61.3486 | 53.7277 | 0 | 2.7257 | 67.286 | 0 | 0 | 0
7434 | 93.6629 | 0 | 93.6629 | 42.9 | 2 | 11.1287 | 6.8542 | 10.4505 | 6.0335e-15 | 10.4505 | 6.0335e-15 | 0 | 0 | 0 | 12 | 0 | 8.3296 | 0 | 20.3296 | 38.9805 | 51.7542 | 0 | 2.8099 | 54.9162 | 0 | 1.4211e-14 | 0
7435 | 99.1193 | 0 | 99.1193 | 42.9155 | 2 | 11.8746 | 10 | 10.3292 | 0 | 10.3292 | 0 | 0 | 0 | 0 | 12 | 0 | 10 | 0 | 22 | 14.8006 | 54.9155 | 0 | 2.9736 | 50.0845 | 0 | 0 | 0
7436 | 101.9581 | 0 | 101.9581 | 54.3965 | 2 | 12.1202 | 10 | 11.332 | 0 | 11.332 | 0 | 0 | 0 | 0 | 12 | 0 | 0.10945 | 0 | 12.1095 | 1.3486 | 66.3965 | 0 | 3.0587 | 38.6035 | 0 | 0 | 0
7437 | 98.624 | 0 | 98.624 | 55 | 7.8641 | 11.4365 | 10 | 13.1097 | 0 | 13.1097 | 0 | 0 | 0 | 0 | 1.2137 | 0 | 0 | 0 | 1.2137 | 0 | 72.8641 | 0 | 2.9587 | 32.1359 | 0 | 0 | 0
7438 | 96.7167 | 0 | 96.7167 | 55 | 8.6456 | 11.3698 | 10 | 11.7013 | 0 | 11.7013 | 0 | 0 | 0 | 0 | 0 | 0 | 0 | 0 | 0 | 0 | 73.6456 | 0 | 2.9015 | 31.3544 | 0 | 0 | 0
7439 | 92.8631 | 0 | 92.8631 | 55 | 5.2 | 10.8378 | 10 | 11.8252 | 0 | 11.8252 | 0 | 0 | 0 | 0 | 0 | 0 | 0 | 0 | 0 | 0 | 70.2 | 0 | 2.7859 | 34.8 | 0 | 0 | 0
7440 | 80.8449 | 0 | 80.8449 | 48.1428 | 2 | 9.2852 | 10 | 11.4169 | 0 | 11.4169 | 0 | 0 | 0 | 0 | 0 | 0 | 0 | 0 | 0 | 0 | 60.1428 | 0 | 2.4253 | 44.8572 | 0 | 0 | 0
7441 | 84.6206 | 0 | 84.6206 | 50.648 | 2 | 9.6719 | 10 | 12.3006 | 0 | 12.3006 | 0 | 0 | 0 | 0 | 0 | 0 | 0 | 0 | 0 | 0 | 62.648 | 0 | 2.5386 | 42.352 | 0 | 0 | 0
7442 | 85.1018 | 0 | 85.1018 | 51.7994 | 2 | 9.8497 | 10 | 11.4526 | 0 | 11.4526 | 0 | 0 | 0 | 0 | 0 | 0 | 0 | 0 | 0 | 0 | 63.7994 | 0 | 2.5531 | 41.2006 | 0 | 0 | 0
7443 | 82.064 | 0 | 82.064 | 48.4312 | 2 | 9.3297 | 10 | 12.303 | 0 | 12.303 | 0 | 0 | 0 | 0 | 0 | 0 | 0 | 0 | 0 | 0 | 60.4312 | 0 | 2.4619 | 44.5688 | 0 | 0 | 0
7444 | 85.1818 | 0 | 85.1818 | 53.2576 | 2 | 10.0748 | 10 | 9.8494 | 0 | 9.8494 | 0 | 0 | 0 | 0 | 0 | 0 | 0 | 0 | 0 | 0 | 65.2576 | 0 | 2.5555 | 39.7424 | 0 | 0 | 0
7445 | 83.4421 | 0 | 83.4421 | 50.303 | 2 | 9.6187 | 10 | 11.5203 | 0 | 11.5203 | 0 | 0 | 0 | 0 | 0 | 0 | 0 | 0 | 0 | 0 | 62.303 | 0 | 2.5033 | 42.697 | 0 | 0 | 0
7446 | 83.6129 | 0 | 83.6129 | 51.6989 | 2 | 9.8342 | 10 | 10.0798 | 0 | 10.0798 | 0 | 0 | 0 | 0 | 0 | 0 | 0 | 0 | 0 | 0 | 63.6989 | 0 | 2.5084 | 41.3011 | 0 | 0 | 0
7447 | 84.1799 | 0 | 84.1799 | 44.2251 | 2 | 8.6803 | 10 | 7.5649 | 11.7096 | 7.5649 | 11.7096 | 0 | 0 | 0 | 0 | 0 | 0 | 0 | 0 | 0 | 56.2251 | 0 | 2.5254 | 48.7749 | 0 | 0 | 0
7448 | 86.4298 | 0 | 86.4298 | 42.9 | 2 | 7.8358 | 5.8546 | 8.2809 | 19.5586 | 8.2809 | 19.5586 | 0 | 0 | 0 | 0 | 0 | 0 | 0 | 0 | 0 | 50.7546 | 0 | 2.5929 | 54.2454 | 0 | 1.4211e-14 | 0
7449 | 85.3953 | 0 | 85.3953 | 42.9 | 2 | 7.1054e-15 | 4 | 9.4505 | 31.6629 | 9.4505 | 31.6629 | 0 | 0 | 4.618 | 0 | 0 | 0 | 4.618 | 0 | 4.1562 | 48.9 | 0 | 2.5619 | 62.0222 | 0 | 0 | 0
7450 | 83.1353 | 0 | 83.1353 | 42.9 | 2 | 0 | 4 | 7.0661 | 34.4133 | 7.0661 | 34.4133 | 0 | 0 | 7.2441 | 0 | 0 | 0 | 7.2441 | 0 | 10.6759 | 48.9 | 0 | 2.4941 | 61.671 | 0 | 0 | 0
7451 | 82.5984 | 0 | 82.5984 | 42.9 | 2 | 7.1054e-15 | 4 | 8.7781 | 39.9706 | 8.7781 | 39.9706 | 0 | 0 | 12 | 0 | 3.0503 | 0 | 15.0503 | 0 | 24.2882 | 48.9 | 0 | 2.478 | 60.627 | 0 | 0 | 0
7452 | 82.1365 | 0 | 82.1365 | 42.9 | 2 | 0 | 4 | 10.0355 | 42.3003 | 10.0355 | 42.3003 | 0 | 0 | 12 | 0 | 7.0993 | 0 | 19.0993 | 0 | 41.6334 | 48.9 | 0 | 2.4641 | 60.0855 | 0 | 0 | 0
7453 | 79.6435 | 0 | 79.6435 | 42.9 | 2 | 7.1054e-15 | 4 | 7.5931 | 44.4336 | 7.5931 | 44.4336 | 0 | 0 | 12 | 0 | 9.2832 | 0 | 21.2832 | 0 | 60.9921 | 48.9 | 0 | 2.3893 | 59.7934 | 0 | 0 | 0
7454 | 79.7867 | 0 | 79.7867 | 42.9 | 2 | 1.4211e-14 | 4 | 9.062 | 36.9485 | 9.062 | 29.5561 | 0 | 7.3923 | 5.4712 | 0 | 2.2602 | 0 | 7.7314 | 0 | 68 | 48.9 | 0 | 2.3936 | 60.6172 | 0 | 5.3291e-15 | 0
7455 | 78.0549 | 0 | 78.0549 | 42.9 | 2 | 0 | 4 | 9.9511 | 31.7181 | 9.9511 | 19.2038 | 0 | 12.5143 | 0 | 0 | 0 | 0 | 0 | 0 | 68 | 48.9 | 0 | 2.3416 | 82.9662 | 0 | 0 | 0
7456 | 82.6868 | 0 | 82.6868 | 42.9 | 2 | 1.8814 | 4 | 9.3867 | 22.5188 | 9.3867 | 22.5188 | 0 | 0 | 0 | 0 | 0 | 0 | 0 | 0 | 68 | 48.9 | 0 | 2.4806 | 83.01 | 0 | 0 | 0
7457 | 87.2171 | 0 | 87.2171 | 42.9 | 2 | 9.0143 | 6.153 | 9.6604 | 10.1544 | 9.6604 | 10.1544 | 0 | 0 | 0 | 7.3351 | 0 | 0 | 0 | 7.3351 | 59.8499 | 51.053 | 0 | 2.6165 | 68.6119 | 0 | 0 | 0
7458 | 93.1516 | 0 | 93.1516 | 42.9 | 2 | 11.1816 | 5.5267 | 9.5433 | 5.2977e-15 | 9.5433 | 5.2977e-15 | 0 | 0 | 0 | 12 | 0 | 10 | 0 | 22 | 35.67 | 50.4267 | 0 | 2.7945 | 54.5733 | 0 | 0 | 0
7459 | 98.9717 | 0 | 98.9717 | 45.2516 | 2 | 11.9943 | 10 | 9.2867 | 0 | 9.2867 | 0 | 0 | 0 | 0 | 12 | 0 | 8.4391 | 0 | 20.4391 | 13.1832 | 57.2516 | 0 | 2.9692 | 47.7484 | 0 | 0 | 0
7460 | 103.3161 | 0 | 103.3161 | 55 | 3.5131 | 12.4092 | 10 | 10.529 | 0 | 10.529 | 0 | 0 | 0 | 0 | 11.8649 | 0 | 0 | 0 | 11.8649 | 0 | 68.5131 | 0 | 3.0995 | 36.4869 | 0 | 0 | 0
7461 | 99.8041 | 0 | 99.8041 | 55 | 12.5957 | 11.9796 | 10 | 10.2287 | 0 | 10.2287 | 0 | 0 | 0 | 0 | 0 | 0 | 0 | 0 | 0 | 0 | 77.5957 | 0 | 2.9941 | 27.4043 | 0 | 0 | -1.4211e-14
7462 | 95.0972 | 0 | 95.0972 | 55 | 6.5393 | 11.0446 | 10 | 12.5133 | 0 | 12.5133 | 0 | 0 | 0 | 0 | 0 | 0 | 0 | 0 | 0 | 0 | 71.5393 | 0 | 2.8529 | 33.4607 | 0 | 0 | 0
7463 | 91.467 | 0 | 91.467 | 55 | 4.1797 | 10.6803 | 10 | 11.607 | 0 | 11.607 | 0 | 0 | 0 | 0 | 0 | 0 | 0 | 0 | 0 | 0 | 69.1797 | 0 | 2.744 | 35.8203 | 0 | 0 | 0
7464 | 78.3791 | 0 | 78.3791 | 43.6557 | 2 | 8.5924 | 10 | 14.1309 | 0 | 14.1309 | 0 | 0 | 0 | 0 | 0 | 0 | 0 | 0 | 0 | 0 | 55.6557 | 0 | 2.3514 | 49.3443 | 0 | 0 | 0
7465 | 80.2004 | 0 | 80.2004 | 45.4126 | 2 | 8.8637 | 10 | 13.9242 | 0 | 13.9242 | 0 | 0 | 0 | 0 | 0 | 0 | 0 | 0 | 0 | 0 | 57.4126 | 0 | 2.406 | 47.5874 | 0 | 0 | 0
7466 | 84.0815 | 0 | 84.0815 | 48.7045 | 2 | 9.3719 | 10 | 14.0052 | 0 | 14.0052 | 0 | 0 | 0 | 0 | 0 | 0 | 0 | 0 | 0 | 0 | 60.7045 | 0 | 2.5224 | 44.2955 | 0 | 0 | 0
7467 | 82.3146 | 0 | 82.3146 | 47.9542 | 2 | 9.256 | 10 | 13.1044 | 0 | 13.1044 | 0 | 0 | 0 | 0 | 0 | 0 | 0 | 0 | 0 | 0 | 59.9542 | 0 | 2.4694 | 45.0458 | 0 | 0 | 0
7468 | 83.2351 | 0 | 83.2351 | 48.6284 | 2 | 9.3601 | 10 | 13.2465 | 0 | 13.2465 | 0 | 0 | 0 | 0 | 0 | 0 | 0 | 0 | 0 | 0 | 60.6284 | 0 | 2.4971 | 44.3716 | 0 | 0 | 0
7469 | 83.9192 | 0 | 83.9192 | 49.9047 | 2 | 9.5572 | 10 | 12.4573 | 0 | 12.4573 | 0 | 0 | 0 | 0 | 0 | 0 | 0 | 0 | 0 | 0 | 61.9047 | 0 | 2.5176 | 43.0953 | 0 | 0 | 0
7470 | 84.626 | 0 | 84.626 | 49.9935 | 2 | 9.5709 | 10 | 13.0616 | 0 | 13.0616 | 0 | 0 | 0 | 0 | 0 | 0 | 0 | 0 | 0 | 0 | 61.9935 | 0 | 2.5388 | 43.0065 | 0 | 0 | 0
7471 | 82.8975 | 0 | 82.8975 | 42.9 | 2 | 8.0782 | 7.4251 | 12.0136 | 10.4806 | 12.0136 | 10.4806 | 0 | 0 | 0 | 0 | 0 | 0 | 0 | 0 | 0 | 52.3251 | 0 | 2.4869 | 52.6749 | 0 | 0 | 0
7472 | 81.2171 | 0 | 81.2171 | 42.9 | 2 | 0 | 4 | 12.2082 | 22.7054 | 12.2082 | 22.7054 | 0 | 0 | 2.5965 | 0 | 0 | 0 | 2.5965 | 0 | 2.3369 | 48.9 | 0 | 2.4365 | 62.2925 | 0 | 0 | 0
7473 | 82.9501 | 0 | 82.9501 | 42.9 | 2 | 7.1054e-15 | 4 | 9.7057 | 29.7669 | 9.7057 | 29.7669 | 0 | 0 | 5.4224 | 0 | 0 | 0 | 5.4224 | 0 | 7.217 | 48.9 | 0 | 2.4885 | 61.9146 | 0 | 0 | 0
7474 | 81.2633 | 0 | 81.2633 | 42.9 | 2 | 0 | 4 | 9.008 | 38.0894 | 9.008 | 38.0894 | 0 | 0 | 12 | 0 | 2.7341 | 0 | 14.7341 | 0 | 20.5377 | 48.9 | 0 | 2.4379 | 60.6693 | 0 | 0 | 0
7475 | 83.4107 | 0 | 83.4107 | 42.9 | 2 | 7.1054e-15 | 4 | 10.6917 | 40.9589 | 10.6917 | 40.9589 | 0 | 0 | 12 | 0 | 5.14 | 0 | 17.14 | 0 | 36.0766 | 48.9 | 0 | 2.5023 | 60.3475 | 0 | 0 | 0
7476 | 79.0859 | 0 | 79.0859 | 42.9 | 2 | 0 | 4 | 11.5072 | 48.5082 | 11.5072 | 40.6786 | 0 | 7.8296 | 12 | 0 | 10 | 0 | 22 | 0 | 56.0961 | 48.9 | 0 | 2.3726 | 58.6504 | 0 | 1.4211e-14 | 0
7477 | 78.0209 | 0 | 78.0209 | 42.9 | 2 | 7.1054e-15 | 4 | 9.8485 | 44.9755 | 9.8485 | 32.4059 | 0 | 12.5696 | 9.3144 | 0 | 3.819 | 0 | 13.1334 | 0 | 68 | 48.9 | 0 | 2.3406 | 59.2023 | 0 | 1.7764e-15 | 0
7478 | 79.5655 | 0 | 79.5655 | 42.9 | 2 | 0 | 4 | 11.6326 | 39.9114 | 11.6326 | 19.0329 | 0 | 20.8784 | 0 | 0 | 0 | 0 | 0 | 0 | 68 | 48.9 | 0 | 2.387 | 81.8475 | 0 | 0 | 0
7479 | 78.1164 | 0 | 78.1164 | 42.9 | 2 | 7.1054e-15 | 4 | 10.7362 | 29.2884 | 10.7362 | 18.4802 | 0 | 10.8081 | 0 | 0 | 0 | 0 | 0 | 0 | 68 | 48.9 | 0 | 2.3435 | 83.1943 | 0 | 0 | 0
7480 | 81.5948 | 0 | 81.5948 | 42.9 | 2 | 0 | 4 | 11.2972 | 21.5023 | 11.2972 | 21.3975 | 0 | 0.10477 | 0 | 0 | 0 | 0 | 0 | 0 | 68 | 48.9 | 0 | 2.4478 | 84.6258 | 0 | 0 | 0
7481 | 87.8152 | 0 | 87.8152 | 42.9 | 2 | 6.9723 | 4 | 10.7138 | 10.0773 | 10.7138 | 10.0773 | 0 | 0 | 0 | 11.1518 | 0 | 0 | 0 | 11.1518 | 55.6091 | 48.9 | 0 | 2.6345 | 68.9395 | 0 | 0 | 0
7482 | 90.1514 | 0 | 90.1514 | 42.9 | 2 | 7.2655 | 4 | 11.9859 | 5.4014e-15 | 11.9859 | 5.4014e-15 | 0 | 0 | 0 | 12 | 0 | 10 | 0 | 22 | 31.4293 | 48.9 | 0 | 2.7045 | 59.2882 | 0 | 0 | 0
7483 | 94.9902 | 0 | 94.9902 | 42.9 | 2 | 11.1539 | 6.908 | 11.5893 | 0 | 11.5893 | 0 | 0 | 0 | 0 | 12 | 0 | 8.4391 | 0 | 20.4391 | 8.9425 | 51.808 | 0 | 2.8497 | 53.192 | 0 | 0 | -1.4211e-14
7484 | 102.8321 | 0 | 102.8321 | 55 | 5.0175 | 12.0522 | 10 | 12.7143 | 0 | 12.7143 | 0 | 0 | 0 | 0 | 8.0482 | 0 | 0 | 0 | 8.0482 | -1.7764e-15 | 70.0175 | 0 | 3.085 | 34.9825 | 0 | 0 | 0
7485 | 94.8692 | 0 | 94.8692 | 55 | 4.731 | 10.7654 | 10 | 14.3728 | 0 | 14.3728 | 0 | 0 | 0 | 0 | -1.5987e-15 | 0 | 0 | 0 | -1.5987e-15 | 0 | 69.731 | 0 | 2.8461 | 35.269 | 0 | 0 | 0
7486 | 93.7094 | 0 | 93.7094 | 55 | 3.5153 | 10.5777 | 10 | 14.6164 | 0 | 14.6164 | 0 | 0 | 0 | 0 | 0 | 0 | 0 | 0 | 0 | 0 | 68.5153 | 0 | 2.8113 | 36.4847 | 0 | 0 | -1.4211e-14
7487 | 87.6838 | 0 | 87.6838 | 53.1545 | 2 | 10.0589 | 10 | 12.4704 | 0 | 12.4704 | 0 | 0 | 0 | 0 | 0 | 0 | 0 | 0 | 0 | 0 | 65.1545 | 0 | 2.6305 | 39.8455 | 0 | 0 | 0
7488 | 83.8247 | 0 | 83.8247 | 45.9066 | 2 | 8.9399 | 10 | 16.9781 | 0 | 16.9781 | 0 | 0 | 0 | 0 | 0 | 0 | 0 | 0 | 0 | 0 | 57.9066 | 0 | 2.5147 | 47.0934 | 0 | 0 | 0
7489 | 81.9073 | 0 | 81.9073 | 45.7912 | 2 | 8.9221 | 10 | 15.194 | 0 | 15.194 | 0 | 0 | 0 | 0 | 0 | 0 | 0 | 0 | 0 | 0 | 57.7912 | 0 | 2.4572 | 47.2088 | 0 | 0 | 0
7490 | 85.5398 | 0 | 85.5398 | 48.6515 | 2 | 9.3637 | 10 | 15.5247 | 0 | 15.5247 | 0 | 0 | 0 | 0 | 0 | 0 | 0 | 0 | 0 | 0 | 60.6515 | 0 | 2.5662 | 44.3485 | 0 | 0 | 0
7491 | 83.7685 | 0 | 83.7685 | 47.1984 | 2 | 9.1393 | 10 | 15.4308 | 0 | 15.4308 | 0 | 0 | 0 | 0 | 0 | 0 | 0 | 0 | 0 | 0 | 59.1984 | 0 | 2.5131 | 45.8016 | 0 | 0 | 0
7492 | 84.2893 | 0 | 84.2893 | 48.2576 | 2 | 9.3029 | 10 | 14.7288 | 0 | 14.7288 | 0 | 0 | 0 | 0 | 0 | 0 | 0 | 0 | 0 | 0 | 60.2576 | 0 | 2.5287 | 44.7424 | 0 | 0 | 0
7493 | 85.8955 | 0 | 85.8955 | 47.9948 | 2 | 9.2623 | 10 | 16.6384 | 0 | 16.6384 | 0 | 0 | 0 | 0 | 0 | 0 | 0 | 0 | 0 | 0 | 59.9948 | 0 | 2.5769 | 45.0052 | 0 | 0 | 0
7494 | 86.6962 | 0 | 86.6962 | 50.718 | 2 | 9.6827 | 10 | 14.2954 | 0 | 14.2954 | 0 | 0 | 0 | 0 | 0 | 0 | 0 | 0 | 0 | 0 | 62.718 | 0 | 2.6009 | 42.282 | 0 | 0 | 0
7495 | 85.3425 | 0 | 85.3425 | 42.9 | 2 | 7.9069 | 6.3151 | 13.6768 | 12.5437 | 13.6768 | 12.5437 | 0 | 0 | 0 | 0 | 0 | 0 | 0 | 0 | 0 | 51.2151 | 0 | 2.5603 | 53.7849 | 0 | 0 | -1.4211e-14
7496 | 82.505 | 0 | 82.505 | 42.9 | 2 | 0 | 4 | 13.5609 | 27.1455 | 13.5609 | 27.1455 | 0 | 0 | 7.1014 | 0 | 0 | 0 | 7.1014 | 0 | 6.3913 | 48.9 | 0 | 2.4752 | 61.6901 | 0 | 0 | 0
7497 | 84.6688 | 0 | 84.6688 | 42.9 | 2 | 0 | 4 | 13.9748 | 39.1749 | 13.9748 | 39.1749 | 0 | 0 | 12 | 0 | 5.3808 | 0 | 17.3808 | 0 | 22.1522 | 48.9 | 0 | 2.5401 | 60.3153 | 0 | 0 | 0
7498 | 81.6935 | 0 | 81.6935 | 42.9 | 2 | 1.4211e-14 | 4 | 13.8614 | 45.452 | 13.8614 | 40.9321 | 0 | 4.5198 | 12 | 0 | 10 | 0 | 22 | 0 | 42.1717 | 48.9 | 0 | 2.4508 | 59.0931 | 0 | 1.4211e-14 | 0
7499 | 82.9847 | 0 | 82.9847 | 42.9 | 2 | 7.1054e-15 | 4 | 13.0532 | 49.1211 | 13.0532 | 39.3438 | 0 | 9.7773 | 12 | 0 | 6.3122 | 0 | 18.3122 | 0 | 58.7913 | 48.9 | 0 | 2.4895 | 58.8831 | 0 | 3.5527e-15 | 0
7500 | 82.4935 | 0 | 82.4935 | 42.9 | 2 | 0 | 4 | 12.5133 | 50.1214 | 12.5133 | 31.3122 | 0 | 18.8093 | 10.2319 | 0 | 0 | 0 | 10.2319 | 0 | 68 | 48.9 | 0 | 2.4748 | 68.7559 | 0 | 0 | 0
7501 | 80.722 | 0 | 80.722 | 42.9 | 2 | 0 | 4 | 11.6809 | 50.6714 | 11.6809 | 20.1411 | 0 | 30.5304 | 0 | 0 | 0 | 0 | 0 | 0 | 68 | 48.9 | 0 | 2.4217 | 80.5567 | 0 | 1.4211e-14 | 0
7502 | 82.5621 | 0 | 82.5621 | 42.9 | 2 | 0 | 4 | 12.6695 | 49.071 | 12.6695 | 20.9926 | 0 | 28.0784 | 0 | 0 | 0 | 0 | 0 | 0 | 68 | 48.9 | 0 | 2.4769 | 80.8846 | 0 | 0 | 0
7503 | 80.9519 | 0 | 80.9519 | 42.9 | 2 | 0 | 4 | 13.544 | 40.1554 | 13.544 | 18.5078 | 0 | 21.6476 | 0 | 0 | 0 | 0 | 0 | 0 | 68 | 48.9 | 0 | 2.4286 | 81.7447 | 0 | 0 | 0
7504 | 84.6203 | 0 | 84.6203 | 42.9 | 2 | 0 | 4 | 14.5995 | 27.6595 | 14.5995 | 21.1208 | 0 | 6.5387 | 0 | 0 | 0 | 0 | 0 | 0 | 68 | 48.9 | 0 | 2.5386 | 83.7653 | 0 | 0 | 0
7505 | 88.0905 | 0 | 88.0905 | 42.9 | 2 | 2.5797 | 4 | 13.0354 | 14.0758 | 13.0354 | 14.0758 | 0 | 0 | 0 | 9.4996 | 0 | 0 | 0 | 9.4996 | 57.4449 | 48.9 | 0 | 2.6427 | 74.1759 | 0 | 0 | 0
7506 | 90.617 | 0 | 90.617 | 42.9 | 2 | 5.2261 | 4 | 14.491 | 6.0905e-15 | 14.491 | 6.0905e-15 | 0 | 0 | 0 | 12 | 0 | 10 | 0 | 22 | 33.2651 | 48.9 | 0 | 2.7185 | 61.0549 | 0 | 0 | 0
7507 | 98.2136 | 0 | 98.2136 | 42.9 | 2 | 11.3946 | 8.4673 | 13.0126 | 0 | 13.0126 | 0 | 0 | 0 | 0 | 12 | 0 | 8.4391 | 0 | 20.4391 | 10.7782 | 53.3673 | 0 | 2.9464 | 51.6327 | 0 | 0 | 0
7508 | 101.7704 | 0 | 101.7704 | 52.9411 | 2 | 11.5235 | 10 | 15.6054 | 0 | 15.6054 | 0 | 0 | 0 | 0 | 9.7004 | 0 | 0 | 0 | 9.7004 | 0 | 64.9411 | 0 | 3.0531 | 40.0589 | 0 | 0 | 0
7509 | 98.0905 | 0 | 98.0905 | 55 | 6.1807 | 10.9892 | 10 | 15.9205 | 0 | 15.9205 | 0 | 0 | 0 | 0 | 0 | 0 | 0 | 0 | 0 | 0 | 71.1807 | 0 | 2.9427 | 33.8193 | 0 | 0 | 0
7510 | 92.3815 | 0 | 92.3815 | 52.4142 | 2 | 9.9446 | 10 | 18.0227 | 0 | 18.0227 | 0 | 0 | 0 | 0 | 0 | 0 | 0 | 0 | 0 | 0 | 64.4142 | 0 | 2.7714 | 40.5858 | 0 | 0 | 0
7511 | 89.1146 | 0 | 89.1146 | 50.9673 | 2 | 9.7212 | 10 | 16.4262 | 0 | 16.4262 | 0 | 0 | 0 | 0 | 0 | 0 | 0 | 0 | 0 | 0 | 62.9673 | 0 | 2.6734 | 42.0327 | 0 | 1.4211e-14 | 0
7512 | 75.8427 | 0 | 75.8427 | 42.9 | 2 | 8.2366 | 8.4507 | 14.2554 | 0 | 14.2554 | 0 | 0 | 0 | 0 | 0 | 0 | 0 | 0 | 0 | 0 | 53.3507 | 0 | 2.2753 | 51.6493 | 0 | 0 | 0
7513 | 74.8419 | 0 | 74.8419 | 42.9 | 2 | 7.9707 | 6.7289 | 15.2422 | 0 | 15.2422 | 0 | 0 | 0 | 0 | 0 | 0 | 0 | 0 | 0 | 0 | 51.6289 | 0 | 2.2453 | 53.3711 | 0 | 0 | 0
7514 | 75.0004 | 0 | 75.0004 | 42.9 | 2 | 8.0898 | 7.4999 | 14.5108 | 0 | 14.5108 | 0 | 0 | 0 | 0 | 0 | 0 | 0 | 0 | 0 | 0 | 52.3999 | 0 | 2.25 | 52.6001 | 0 | 0 | 0
7515 | 77.9544 | 0 | 77.9544 | 43.7603 | 2 | 8.6086 | 10 | 13.5856 | 0 | 13.5856 | 0 | 0 | 0 | 0 | 0 | 0 | 0 | 0 | 0 | 0 | 55.7603 | 0 | 2.3386 | 49.2397 | 0 | 0 | 0
7516 | 76.5201 | 0 | 76.5201 | 42.9514 | 2 | 8.4837 | 10 | 13.085 | 0 | 13.085 | 0 | 0 | 0 | 0 | 0 | 0 | 0 | 0 | 0 | 0 | 54.9514 | 0 | 2.2956 | 50.0486 | 0 | 0 | 0
7517 | 77.0218 | 0 | 77.0218 | 42.9 | 2 | 8.3802 | 9.3813 | 14.3603 | 0 | 14.3603 | 0 | 0 | 0 | 0 | 0 | 0 | 0 | 0 | 0 | 0 | 54.2813 | 0 | 2.3107 | 50.7187 | 0 | 0 | 0
7518 | 78.7532 | 0 | 78.7532 | 45.1757 | 2 | 8.8271 | 10 | 12.7504 | 0 | 12.7504 | 0 | 0 | 0 | 0 | 0 | 0 | 0 | 0 | 0 | 0 | 57.1757 | 0 | 2.3626 | 47.8243 | 0 | 0 | 0
7519 | 77.8989 | 0 | 77.8989 | 42.9 | 2 | 3.0276 | 4 | 12.2262 | 13.7451 | 12.2262 | 13.7451 | 0 | 0 | 0 | 0 | 0 | 0 | 0 | 0 | 0 | 48.9 | 0 | 2.337 | 60.0171 | 0 | 0 | 0
7520 | 78.2681 | 0 | 78.2681 | 42.9 | 2 | 0 | 4 | 11.6589 | 26.7292 | 11.6589 | 26.7292 | 0 | 0 | 9.02 | 0 | 0 | 0 | 9.02 | 0 | 8.118 | 48.9 | 0 | 2.348 | 61.4335 | 0 | 0 | 0
7521 | 75.9184 | 0 | 75.9184 | 42.9 | 2 | 0 | 4 | 11.4513 | 37.1324 | 11.4513 | 37.1324 | 0 | 0 | 12 | 0 | 9.5653 | 0 | 21.5653 | 0 | 27.7368 | 48.9 | 0 | 2.2776 | 59.7557 | 0 | 0 | 0
7522 | 76.6694 | 0 | 76.6694 | 42.9 | 2 | 7.1054e-15 | 4 | 10.4999 | 42.6625 | 10.4999 | 39.2696 | 0 | 3.3929 | 12 | 0 | 10 | 0 | 22 | 0 | 47.7564 | 48.9 | 0 | 2.3001 | 59.2438 | 0 | 0 | 0
7523 | 74.2091 | 0 | 74.2091 | 42.9 | 2 | 0 | 4 | 11.805 | 50.4817 | 11.805 | 27.6318 | 0 | 22.8499 | 12 | 0 | 2.1277 | 0 | 14.1277 | 0 | 60.518 | 48.9 | 0 | 2.2263 | 57.6945 | 0 | 3.5527e-15 | 0
7524 | 74.4147 | 0 | 74.4147 | 42.9 | 2 | 0 | 4 | 11.2542 | 51.3815 | 11.2542 | 22.5738 | 0 | 28.8077 | 8.3133 | 0 | 0 | 0 | 8.3133 | 0 | 68 | 48.9 | 0 | 2.2324 | 67.6753 | 0 | 1.4211e-14 | 0
7525 | 76.4893 | 0 | 76.4893 | 42.9 | 2 | 7.1054e-15 | 4 | 10.4829 | 50.6296 | 10.4829 | 17.1063 | 0 | 33.5233 | 0 | 0 | 0 | 0 | 0 | 0 | 68 | 48.9 | 0 | 2.2947 | 80.1565 | 0 | 0 | 0
7526 | 72.6365 | 0 | 72.6365 | 42.9 | 2 | 0 | 4 | 11.1606 | 46.0665 | 11.1606 | 12.5759 | 0 | 33.4906 | 0 | 0 | 0 | 0 | 0 | 0 | 68 | 48.9 | 0 | 2.1791 | 80.1608 | 0 | 0 | 0
7527 | 71.9344 | 0 | 71.9344 | 42.9 | 2 | 0 | 4 | 10.708 | 39.2449 | 10.708 | 12.3264 | 0 | 26.9185 | 0 | 0 | 0 | 0 | 0 | 0 | 68 | 48.9 | 0 | 2.158 | 81.0398 | 0 | 0 | 0
7528 | 79.1452 | 0 | 79.1452 | 42.9 | 2 | 7.1054e-15 | 4 | 11.6921 | 26.8914 | 11.6921 | 18.5532 | 0 | 8.3383 | 0 | 0 | 0 | 0 | 0 | 0 | 68 | 48.9 | 0 | 2.3744 | 83.5246 | 0 | 0 | 0
7529 | 81.2023 | 0 | 81.2023 | 42.9 | 2 | 3.0843 | 4 | 12.0977 | 14.8393 | 12.0977 | 14.8393 | 0 | 0 | 0 | 2.281 | 0 | 0 | 0 | 2.281 | 65.4655 | 48.9 | 0 | 2.4361 | 79.992 | 0 | 1.4211e-14 | 0
7530 | 84.469 | 0 | 84.469 | 42.9 | 2 | 3.2601 | 4 | 12.928 | 6.6548e-15 | 12.928 | 6.6548e-15 | 0 | 0 | 0 | 12 | 0 | 7.3809 | 0 | 19.3809 | 44.1265 | 48.9 | 0 | 2.5341 | 65.0268 | 0 | 0 | 0
7531 | 89.4466 | 0 | 89.4466 | 42.9 | 2 | 3.5533 | 4 | 14.9933 | 0 | 14.9933 | 0 | 0 | 0 | 0 | 12 | 0 | 10 | 0 | 22 | 19.9466 | 48.9 | 0 | 2.6834 | 62.5039 | 0 | 0 | 0
7532 | 95.5562 | 0 | 95.5562 | 46.9202 | 2 | 11.1124 | 10 | 12.4655 | 0 | 12.4655 | 0 | 0 | 0 | 0 | 12 | 0 | 1.0582 | 0 | 13.0582 | 5.4655 | 58.9202 | 0 | 2.8667 | 46.0798 | 0 | 0 | 0
7533 | 93.2873 | 0 | 93.2873 | 52.3453 | 2 | 10.6934 | 10 | 13.3297 | 0 | 13.3297 | 0 | 0 | 0 | 0 | 4.919 | 0 | 0 | 0 | 4.919 | -8.8818e-16 | 64.3453 | 0 | 2.7986 | 40.6547 | 0 | 0 | 0
7534 | 89.4206 | 0 | 89.4206 | 53.5082 | 2 | 10.1135 | 10 | 13.7989 | 0 | 13.7989 | 0 | 0 | 0 | 0 | -7.9936e-16 | 0 | 0 | 0 | -7.9936e-16 | 0 | 65.5082 | 0 | 2.6826 | 39.4918 | 0 | 0 | 0
7535 | 84.0467 | 0 | 84.0467 | 47.8336 | 2 | 9.2374 | 10 | 14.9757 | 0 | 14.9757 | 0 | 0 | 0 | 0 | 0 | 0 | 0 | 0 | 0 | 0 | 59.8336 | 0 | 2.5214 | 45.1664 | 0 | 0 | 0
7536 | 78.0897 | 0 | 78.0897 | 42.9 | 2 | 8.4505 | 9.8367 | 14.9024 | 0 | 14.9024 | 0 | 0 | 0 | 0 | 0 | 0 | 0 | 0 | 0 | 0 | 54.7367 | 0 | 2.3427 | 50.2633 | 0 | 0 | 0
7537 | 77.5485 | 0 | 77.5485 | 42.9 | 2 | 8.4592 | 9.8931 | 14.2962 | 0 | 14.2962 | 0 | 0 | 0 | 0 | 0 | 0 | 0 | 0 | 0 | 0 | 54.7931 | 0 | 2.3265 | 50.2069 | 0 | 0 | 0
7538 | 80.0092 | 0 | 80.0092 | 43.5404 | 2 | 8.5746 | 10 | 15.8942 | 0 | 15.8942 | 0 | 0 | 0 | 0 | 0 | 0 | 0 | 0 | 0 | 0 | 55.5404 | 0 | 2.4003 | 49.4596 | 0 | 0 | 0
7539 | 78.8028 | 0 | 78.8028 | 44.8759 | 2 | 8.7808 | 10 | 13.1461 | 0 | 13.1461 | 0 | 0 | 0 | 0 | 0 | 0 | 0 | 0 | 0 | 0 | 56.8759 | 0 | 2.3641 | 48.1241 | 0 | 0 | 0
7540 | 78.7922 | 0 | 78.7922 | 45.9043 | 2 | 8.9396 | 10 | 11.9483 | 0 | 11.9483 | 0 | 0 | 0 | 0 | 0 | 0 | 0 | 0 | 0 | 0 | 57.9043 | 0 | 2.3638 | 47.0957 | 0 | 0 | 0
7541 | 78.5344 | 0 | 78.5344 | 44.5808 | 2 | 8.7352 | 10 | 13.2184 | 0 | 13.2184 | 0 | 0 | 0 | 0 | 0 | 0 | 0 | 0 | 0 | 0 | 56.5808 | 0 | 2.356 | 48.4192 | 0 | 0 | 0
7542 | 80.3004 | 0 | 80.3004 | 46.2581 | 2 | 8.9942 | 10 | 13.0481 | 0 | 13.0481 | 0 | 0 | 0 | 0 | 0 | 0 | 0 | 0 | 0 | 0 | 58.2581 | 0 | 2.409 | 46.7419 | 0 | 1.4211e-14 | 0
7543 | 79.3124 | 0 | 79.3124 | 42.9 | 2 | 3.3274 | 4 | 12.4575 | 14.6275 | 12.4575 | 14.6275 | 0 | 0 | 0 | 0 | 0 | 0 | 0 | 0 | 0 | 48.9 | 0 | 2.3794 | 59.7574 | 0 | 1.4211e-14 | 0
7544 | 79.5319 | 0 | 79.5319 | 42.9 | 2 | 0 | 4 | 11.629 | 28.235 | 11.629 | 28.235 | 0 | 0 | 9.2321 | 0 | 0 | 0 | 9.2321 | 0 | 8.3089 | 48.9 | 0 | 2.386 | 61.4051 | 0 | 0 | 0
7545 | 81.7309 | 0 | 81.7309 | 42.9 | 2 | 0 | 4 | 10.1316 | 38.1906 | 10.1316 | 38.1906 | 0 | 0 | 12 | 0 | 3.4914 | 0 | 15.4914 | 0 | 22.3278 | 48.9 | 0 | 2.4519 | 60.568 | 0 | 0 | 0
7546 | 80.4612 | 0 | 80.4612 | 42.9 | 2 | 0 | 4 | 9.0436 | 48.9692 | 9.0436 | 44.5176 | 0 | 4.4516 | 12 | 0 | 10 | 0 | 22 | 0 | 42.3473 | 48.9 | 0 | 2.4138 | 59.1022 | 0 | 1.4211e-14 | 0
7547 | 78.4485 | 0 | 78.4485 | 42.9 | 2 | 7.1054e-15 | 4 | 10.1802 | 55 | 10.1802 | 39.57 | 0 | 15.43 | 12 | 0 | 8.2017 | 0 | 20.2017 | 0 | 60.7089 | 48.9 | 0 | 2.3535 | 57.8745 | 0 | 3.5527e-15 | 0
7548 | 75.91 | 0 | 75.91 | 42.9 | 2 | 7.1054e-15 | 4 | 8.2906 | 55 | 8.2906 | 26.8206 | 0 | 28.1794 | 8.1012 | 0 | 0 | 0 | 8.1012 | 0 | 68 | 48.9 | 0 | 2.2773 | 67.7877 | 0 | 1.0658e-14 | 0
7549 | 74.6889 | 0 | 74.6889 | 42.9 | 2 | 1.4211e-14 | 4 | 10.0656 | 53.562 | 10.0656 | 15.7234 | 0 | 37.8386 | 0 | 0 | 0 | 0 | 0 | 0 | 68 | 48.9 | 0 | 2.2407 | 79.5793 | 0 | 1.4211e-14 | 0
7550 | 77.9623 | 0 | 77.9623 | 42.9 | 2 | 7.1054e-15 | 4 | 9.2069 | 46.3768 | 9.2069 | 19.8553 | 0 | 26.5214 | 0 | 0 | 0 | 0 | 0 | 0 | 68 | 48.9 | 0 | 2.3389 | 81.0929 | 0 | 0 | 0
7551 | 76.7422 | 0 | 76.7422 | 42.9 | 2 | 0 | 4 | 10.2735 | 35.4953 | 10.2735 | 17.5687 | 0 | 17.9267 | 0 | 0 | 0 | 0 | 0 | 0 | 68 | 48.9 | 0 | 2.3023 | 82.2423 | 0 | 0 | 0
7552 | 80.4892 | 0 | 80.4892 | 42.9 | 2 | 7.1054e-15 | 4 | 10.4498 | 24.0937 | 10.4498 | 21.1394 | 0 | 2.9543 | 0 | 0 | 0 | 0 | 0 | 0 | 68 | 48.9 | 0 | 2.4147 | 84.2447 | 0 | 0 | 0
7553 | 84.3572 | 0 | 84.3572 | 42.9 | 2 | 7.8215 | 5.7624 | 12.081 | 13.7922 | 12.081 | 13.7922 | 0 | 0 | 0 | 0 | 0 | 0 | 0 | 0 | 68 | 50.6624 | 0 | 2.5307 | 76.3376 | 0 | 0 | 0
7554 | 86.7841 | 0 | 86.7841 | 42.9 | 2 | 10.0868 | 7.033 | 11.3619 | 6.3515e-15 | 11.3619 | 6.3515e-15 | 0 | 0 | 0 | 12 | 0 | 1.4024 | 0 | 13.4024 | 53.1456 | 51.933 | 0 | 2.6035 | 61.6646 | 0 | 0 | 0
7555 | 92.879 | 0 | 92.879 | 42.9 | 2 | 10.9167 | 6.4958 | 11.2517 | 0 | 11.2517 | 0 | 0 | 0 | 0 | 12 | 0 | 7.3148 | 0 | 19.3148 | 31.8782 | 51.3958 | 0 | 2.7864 | 56.2894 | 0 | 1.4211e-14 | 0
7556 | 97.3127 | 0 | 97.3127 | 42.9 | 2 | 11.2803 | 6.4438 | 12.9667 | 0 | 12.9667 | 0 | 0 | 0 | 0 | 12 | 0 | 9.7219 | 0 | 21.7219 | 8 | 51.3438 | 0 | 2.9194 | 53.6562 | 0 | 0 | 0
7557 | 93.6193 | 0 | 93.6193 | 50.3865 | 2 | 10.7431 | 10 | 13.2897 | 0 | 13.2897 | 0 | 0 | 0 | 0 | 7.2 | 0 | 0 | 0 | 7.2 | 0 | 62.3865 | 0 | 2.8086 | 42.6135 | 0 | 0 | 0
7558 | 88.762 | 0 | 88.762 | 52.9405 | 2 | 10.0259 | 10 | 13.7956 | 0 | 13.7956 | 0 | 0 | 0 | 0 | 0 | 0 | 0 | 0 | 0 | 0 | 64.9405 | 0 | 2.6629 | 40.0595 | 0 | 0 | 0
7559 | 88.0442 | 0 | 88.0442 | 52.5448 | 2 | 9.9648 | 10 | 13.5347 | 0 | 13.5347 | 0 | 0 | 0 | 0 | 0 | 0 | 0 | 0 | 0 | 0 | 64.5448 | 0 | 2.6413 | 40.4552 | 0 | 0 | 0
7560 | 80.8045 | 0 | 80.8045 | 46.5762 | 2 | 9.0433 | 10 | 13.185 | 0 | 13.185 | 0 | 0 | 0 | 0 | 0 | 0 | 0 | 0 | 0 | 0 | 58.5762 | 0 | 2.4241 | 46.4238 | 0 | 0 | 0
7561 | 81.8926 | 0 | 81.8926 | 50.7586 | 2 | 9.689 | 10 | 9.445 | 0 | 9.445 | 0 | 0 | 0 | 0 | 0 | 0 | 0 | 0 | 0 | 0 | 62.7586 | 0 | 2.4568 | 42.2414 | 0 | 0 | 0
7562 | 86.0786 | 0 | 86.0786 | 53.9345 | 2 | 10.1793 | 10 | 9.9648 | 0 | 9.9648 | 0 | 0 | 0 | 0 | 0 | 0 | 0 | 0 | 0 | 0 | 65.9345 | 0 | 2.5824 | 39.0655 | 0 | 0 | 0
7563 | 83.554 | 0 | 83.554 | 50.8921 | 2 | 9.7096 | 10 | 10.9523 | 0 | 10.9523 | 0 | 0 | 0 | 0 | 0 | 0 | 0 | 0 | 0 | 0 | 62.8921 | 0 | 2.5066 | 42.1079 | 0 | 0 | 0
7564 | 86.2283 | 0 | 86.2283 | 55 | 3.0868 | 10.5116 | 10 | 7.6299 | 0 | 7.6299 | 0 | 0 | 0 | 0 | 0 | 0 | 0 | 0 | 0 | 0 | 68.0868 | 0 | 2.5869 | 36.9132 | 0 | 0 | 0
7565 | 86.5715 | 0 | 86.5715 | 53.632 | 2 | 10.1326 | 10 | 10.8069 | 0 | 10.8069 | 0 | 0 | 0 | 0 | 0 | 0 | 0 | 0 | 0 | 0 | 65.632 | 0 | 2.5971 | 39.368 | 0 | 0 | 0
7566 | 85.7162 | 0 | 85.7162 | 54.4772 | 2 | 10.2631 | 10 | 8.9759 | 0 | 8.9759 | 0 | 0 | 0 | 0 | 0 | 0 | 0 | 0 | 0 | 0 | 66.4772 | 0 | 2.5715 | 38.5228 | 0 | 0 | 0
7567 | 84.5693 | 0 | 84.5693 | 44.8116 | 2 | 8.7709 | 10 | 7.8033 | 11.1836 | 7.8033 | 11.1836 | 0 | 0 | 0 | 0 | 0 | 0 | 0 | 0 | 0 | 56.8116 | 0 | 2.5371 | 48.1884 | 0 | 0 | 0
7568 | 84.0219 | 0 | 84.0219 | 42.9 | 2 | 3.6838 | 4 | 9.1227 | 22.3154 | 9.1227 | 22.3154 | 0 | 0 | 0 | 0 | 0 | 0 | 0 | 0 | 0 | 48.9 | 0 | 2.5207 | 59.4486 | 0 | 0 | 0
7569 | 85.5051 | 0 | 85.5051 | 42.9 | 2 | 7.1054e-15 | 4 | 9.5162 | 29.1533 | 9.5162 | 29.1533 | 0 | 0 | 2.0645 | 0 | 0 | 0 | 2.0645 | 0 | 1.858 | 48.9 | 0 | 2.5652 | 62.3637 | 0 | 0 | 0
7570 | 83.4957 | 0 | 83.4957 | 42.9 | 2 | 7.1054e-15 | 4 | 6.4465 | 39.6696 | 6.4465 | 39.6696 | 0 | 0 | 11.5204 | 0 | 0 | 0 | 11.5204 | 0 | 12.2264 | 48.9 | 0 | 2.5049 | 61.0991 | 0 | 0 | 0
7571 | 83.9234 | 0 | 83.9234 | 42.9 | 2 | 0 | 4 | 8.0321 | 41.3238 | 8.0321 | 41.3238 | 0 | 0 | 12 | 0 | 2.3325 | 0 | 14.3325 | 0 | 25.1769 | 48.9 | 0 | 2.5177 | 60.723 | 0 | 0 | 0
7572 | 80.3054 | 0 | 80.3054 | 42.9 | 2 | 0 | 4 | 6.7957 | 44.5986 | 6.7957 | 44.5986 | 0 | 0 | 12 | 0 | 7.989 | 0 | 19.989 | 0 | 43.3423 | 48.9 | 0 | 2.4092 | 59.9665 | 0 | 0 | 0
7573 | 81.5064 | 0 | 81.5064 | 42.9 | 2 | 0 | 4 | 7.9276 | 42.955 | 7.9276 | 42.955 | 0 | 0 | 12 | 0 | 6.2763 | 0 | 18.2763 | 0 | 59.9288 | 48.9 | 0 | 2.4452 | 60.1956 | 0 | 0 | 0
7574 | 81.6676 | 0 | 81.6676 | 42.9 | 2 | 0 | 4 | 8.9033 | 38.7393 | 8.9033 | 32.708 | 0 | 6.0312 | 3.7485 | 0 | 5.0953 | 0 | 8.8438 | 0 | 68 | 48.9 | 0 | 2.45 | 60.6504 | 0 | 7.1054e-15 | 0
7575 | 78.159 | 0 | 78.159 | 42.9 | 2 | 7.1054e-15 | 4 | 6.6993 | 28.2335 | 6.6993 | 22.5597 | 0 | 5.6738 | 0 | 0 | 0 | 0 | 0 | 0 | 68 | 48.9 | 0 | 2.3448 | 83.881 | 0 | 1.4211e-14 | 0
7576 | 85.4027 | 0 | 85.4027 | 42.9 | 2 | 5.8619 | 4 | 7.9981 | 22.6428 | 7.9981 | 22.6428 | 0 | 0 | 0 | 0 | 0 | 0 | 0 | 0 | 68 | 48.9 | 0 | 2.5621 | 79.5619 | 0 | 0 | 0
7577 | 89.1298 | 0 | 89.1298 | 42.9 | 2 | 7.122 | 4 | 9.3195 | 10.9188 | 9.3195 | 10.9188 | 0 | 0 | 0 | 12 | 0 | 0.86943 | 0 | 12.8694 | 53.7236 | 48.9 | 0 | 2.6739 | 67.322 | 0 | 0 | -1.4211e-14
7578 | 92.1805 | 0 | 92.1805 | 42.9 | 2 | 11.0262 | 4.5203 | 9.734 | 4.9874e-15 | 9.734 | 4.9874e-15 | 0 | 0 | 0 | 12 | 0 | 10 | 0 | 22 | 29.5438 | 49.4203 | 0 | 2.7654 | 55.5797 | 0 | 0 | -1.4211e-14
7579 | 96.8088 | 0 | 96.8088 | 43.8308 | 2 | 11.6407 | 10 | 9.7675 | 0 | 9.7675 | 0 | 0 | 0 | 0 | 12 | 0 | 7.5697 | 0 | 19.5697 | 8 | 55.8308 | 0 | 2.9043 | 49.1692 | 0 | 0 | 0
7580 | 104.7881 | 0 | 104.7881 | 55 | 9.6702 | 12.6395 | 10 | 10.2783 | 0 | 10.2783 | 0 | 0 | 0 | 0 | 7.2 | 0 | 0 | 0 | 7.2 | 0 | 74.6702 | 0 | 3.1436 | 30.3298 | 0 | 1.4211e-14 | 0
7581 | 98.2453 | 0 | 98.2453 | 55 | 12.2037 | 11.9191 | 10 | 9.1225 | 0 | 9.1225 | 0 | 0 | 0 | 0 | 0 | 0 | 0 | 0 | 0 | 0 | 77.2037 | 0 | 2.9474 | 27.7963 | 0 | 0 | 0
7582 | 93.1449 | 0 | 93.1449 | 55 | 6.4082 | 11.0244 | 10 | 10.7123 | 0 | 10.7123 | 0 | 0 | 0 | 0 | 0 | 0 | 0 | 0 | 0 | 0 | 71.4082 | 0 | 2.7943 | 33.5918 | 0 | 0 | 0
7583 | 90.7139 | 0 | 90.7139 | 55 | 2.6048 | 10.4372 | 10 | 12.6719 | 0 | 12.6719 | 0 | 0 | 0 | 0 | 0 | 0 | 0 | 0 | 0 | 0 | 67.6048 | 0 | 2.7214 | 37.3952 | 0 | 0 | 0
7584 | 77.6968 | 0 | 77.6968 | 44.034 | 2 | 8.6508 | 10 | 13.012 | 0 | 13.012 | 0 | 0 | 0 | 0 | 0 | 0 | 0 | 0 | 0 | 0 | 56.034 | 0 | 2.3309 | 48.966 | 0 | 0 | 0
7585 | 78.2691 | 0 | 78.2691 | 46.4772 | 2 | 9.028 | 10 | 10.7639 | 0 | 10.7639 | 0 | 0 | 0 | 0 | 0 | 0 | 0 | 0 | 0 | 0 | 58.4772 | 0 | 2.3481 | 46.5228 | 0 | 0 | 0
7586 | 75.8227 | 0 | 75.8227 | 43.397 | 2 | 8.5525 | 10 | 11.8733 | 0 | 11.8733 | 0 | 0 | 0 | 0 | 0 | 0 | 0 | 0 | 0 | 0 | 55.397 | 0 | 2.2747 | 49.603 | 0 | 0 | 0
7587 | 79.1876 | 0 | 79.1876 | 45.6058 | 2 | 8.8935 | 10 | 12.6882 | 0 | 12.6882 | 0 | 0 | 0 | 0 | 0 | 0 | 0 | 0 | 0 | 0 | 57.6058 | 0 | 2.3756 | 47.3942 | 0 | 0 | 0
7588 | 78.7925 | 0 | 78.7925 | 46.0495 | 2 | 8.962 | 10 | 11.781 | 0 | 11.781 | 0 | 0 | 0 | 0 | 0 | 0 | 0 | 0 | 0 | 0 | 58.0495 | 0 | 2.3638 | 46.9505 | 0 | 0 | 0
7589 | 79.6333 | 0 | 79.6333 | 47.1379 | 2 | 9.13 | 10 | 11.3654 | 0 | 11.3654 | 0 | 0 | 0 | 0 | 0 | 0 | 0 | 0 | 0 | 0 | 59.1379 | 0 | 2.389 | 45.8621 | 0 | 0 | 0
7590 | 80.9515 | 0 | 80.9515 | 47.843 | 2 | 9.2389 | 10 | 11.8696 | 0 | 11.8696 | 0 | 0 | 0 | 0 | 0 | 0 | 0 | 0 | 0 | 0 | 59.843 | 0 | 2.4285 | 45.157 | 0 | 0 | 0
7591 | 79.9269 | 0 | 79.9269 | 42.9 | 2 | 7.5236 | 4 | 10.578 | 12.9253 | 10.578 | 12.9253 | 0 | 0 | 0 | 0 | 0 | 0 | 0 | 0 | 0 | 48.9 | 0 | 2.3978 | 56.1224 | 0 | 0 | 0
7592 | 77.7767 | 0 | 77.7767 | 42.9 | 2 | 0 | 4 | 9.8258 | 26.2305 | 9.8258 | 26.2305 | 0 | 0 | 7.1796 | 0 | 0 | 0 | 7.1796 | 0 | 6.4617 | 48.9 | 0 | 2.3333 | 61.6796 | 0 | 0 | 0
7593 | 79.1249 | 0 | 79.1249 | 42.9 | 2 | 0 | 4 | 10.8399 | 36.108 | 10.8399 | 36.108 | 0 | 0 | 12 | 0 | 4.7229 | 0 | 16.7229 | 0 | 21.616 | 48.9 | 0 | 2.3737 | 60.4033 | 0 | 0 | 0
7594 | 76.3624 | 0 | 76.3624 | 42.9 | 2 | 7.1054e-15 | 4 | 10.3375 | 41.4902 | 10.3375 | 39.1248 | 0 | 2.3653 | 12 | 0 | 10 | 0 | 22 | 0 | 41.6356 | 48.9 | 0 | 2.2909 | 59.3812 | 0 | 0 | 0
7595 | 77.6815 | 0 | 77.6815 | 42.9 | 2 | 0 | 4 | 9.8831 | 50.8974 | 9.8831 | 37.8685 | 0 | 13.0289 | 12 | 0 | 6.9701 | 0 | 18.9701 | 0 | 58.8617 | 48.9 | 0 | 2.3304 | 58.3603 | 0 | 3.5527e-15 | 0
7596 | 76.8011 | 0 | 76.8011 | 42.9 | 2 | 0 | 4 | 8.5005 | 52.77 | 8.5005 | 29.5544 | 0 | 23.2156 | 10.1537 | 0 | 0 | 0 | 10.1537 | 0 | 68 | 48.9 | 0 | 2.304 | 68.177 | 0 | 0 | -5.3291e-15
7597 | 74.6319 | 0 | 74.6319 | 42.9 | 2 | 0 | 4 | 8.855 | 47.3785 | 8.855 | 16.8769 | 0 | 30.5016 | 0 | 0 | 0 | 0 | 0 | 0 | 68 | 48.9 | 0 | 2.239 | 80.5606 | 0 | 1.4211e-14 | 0
7598 | 75.6291 | 0 | 75.6291 | 42.9 | 2 | 0 | 4 | 10.0635 | 45.7003 | 10.0635 | 16.6656 | 0 | 29.0347 | 0 | 0 | 0 | 0 | 0 | 0 | 68 | 48.9 | 0 | 2.2689 | 80.7567 | 0 | 0 | 0
7599 | 73.2884 | 0 | 73.2884 | 42.9 | 2 | 0 | 4 | 9.812 | 36.9544 | 9.812 | 14.5764 | 0 | 22.378 | 0 | 0 | 0 | 0 | 0 | 0 | 68 | 48.9 | 0 | 2.1987 | 81.647 | 0 | 0 | 0
7600 | 78.6753 | 0 | 78.6753 | 42.9 | 2 | 0 | 4 | 9.4276 | 26.2787 | 9.4276 | 20.3477 | 0 | 5.931 | 0 | 0 | 0 | 0 | 0 | 0 | 68 | 48.9 | 0 | 2.3603 | 83.8466 | 0 | 0 | 0
7601 | 82.9656 | 0 | 82.9656 | 42.9 | 2 | 8.0732 | 7.3928 | 10.1368 | 12.4628 | 10.1368 | 12.4628 | 0 | 0 | 0 | 0 | 0 | 0 | 0 | 0 | 68 | 52.2928 | 0 | 2.489 | 74.7072 | 0 | 0 | 0
7602 | 85.4541 | 0 | 85.4541 | 42.9 | 2 | 9.9001 | 6.9662 | 11.4284 | 6.2917e-15 | 11.4284 | 6.2917e-15 | 0 | 0 | 0 | 12 | 0 | 0.25948 | 0 | 12.2595 | 54.3852 | 51.8662 | 0 | 2.5636 | 62.8743 | 0 | 0 | 0
7603 | 90.9299 | 0 | 90.9299 | 42.9 | 2 | 10.5813 | 6.6538 | 11.81 | 0 | 11.81 | 0 | 0 | 0 | 0 | 12 | 0 | 4.9847 | 0 | 16.9847 | 35.6452 | 51.5538 | 0 | 2.7279 | 58.4615 | 0 | 1.4211e-14 | 0
7604 | 95.2357 | 0 | 95.2357 | 42.9 | 2 | 11.2337 | 6.3181 | 11.2381 | 0 | 11.2381 | 0 | 0 | 0 | 0 | 12 | 0 | 9.5458 | 0 | 21.5458 | 11.958 | 51.2181 | 0 | 2.8571 | 54.2361 | 0 | 0 | -1.4211e-14
7605 | 94.5451 | 0 | 94.5451 | 48.6987 | 2 | 11.0459 | 10 | 11.9513 | 0 | 11.9513 | 0 | 0 | 0 | 0 | 7.2 | 0 | 3.6491 | 0 | 10.8491 | 4.4409e-16 | 60.6987 | 0 | 2.8364 | 44.3013 | 0 | 0 | 0
7606 | 90.4472 | 0 | 90.4472 | 55 | 4.0362 | 10.6582 | 10 | 10.7528 | 0 | 10.7528 | 0 | 0 | 0 | 0 | 0 | 0 | 4.0943e-16 | 0 | 4.0943e-16 | 0 | 69.0362 | 0 | 2.7134 | 35.9638 | 0 | 0 | 0
7607 | 86.8001 | 0 | 86.8001 | 52.895 | 2 | 10.0188 | 10 | 11.8863 | 0 | 11.8863 | 0 | 0 | 0 | 0 | 0 | 0 | 0 | 0 | 0 | 0 | 64.895 | 0 | 2.604 | 40.105 | 0 | 0 | 0
7608 | 81.054 | 0 | 81.054 | 47.8011 | 2 | 9.2324 | 10 | 12.0205 | 0 | 12.0205 | 0 | 0 | 0 | 0 | 0 | 0 | 0 | 0 | 0 | 0 | 59.8011 | 0 | 2.4316 | 45.1989 | 0 | 0 | 0
7609 | 81.6082 | 0 | 81.6082 | 50.2931 | 2 | 9.6171 | 10 | 9.6979 | 0 | 9.6979 | 0 | 0 | 0 | 0 | 0 | 0 | 0 | 0 | 0 | 0 | 62.2931 | 0 | 2.4482 | 42.7069 | 0 | 0 | 0
7610 | 82.8995 | 0 | 82.8995 | 50.1409 | 2 | 9.5936 | 10 | 11.165 | 0 | 11.165 | 0 | 0 | 0 | 0 | 0 | 0 | 0 | 0 | 0 | 0 | 62.1409 | 0 | 2.487 | 42.8591 | 0 | 0 | 0
7611 | 84.9183 | 0 | 84.9183 | 51.6763 | 2 | 9.8307 | 10 | 11.4114 | 0 | 11.4114 | 0 | 0 | 0 | 0 | 0 | 0 | 0 | 0 | 0 | 0 | 63.6763 | 0 | 2.5475 | 41.3237 | 0 | 0 | 0
7612 | 85.1937 | 0 | 85.1937 | 52.4998 | 2 | 9.9578 | 10 | 10.7361 | 0 | 10.7361 | 0 | 0 | 0 | 0 | 0 | 0 | 0 | 0 | 0 | 0 | 64.4998 | 0 | 2.5558 | 40.5002 | 0 | 0 | 0
7613 | 85.1497 | 0 | 85.1497 | 52.0782 | 2 | 9.8927 | 10 | 11.1788 | 0 | 11.1788 | 0 | 0 | 0 | 0 | 0 | 0 | 0 | 0 | 0 | 0 | 64.0782 | 0 | 2.5545 | 40.9218 | 0 | 0 | 0
7614 | 87.5734 | 0 | 87.5734 | 55 | 3.1157 | 10.516 | 10 | 8.9416 | 0 | 8.9416 | 0 | 0 | 0 | 0 | 0 | 0 | 0 | 0 | 0 | 0 | 68.1157 | 0 | 2.6272 | 36.8843 | 0 | 1.4211e-14 | 0
7615 | 84.4178 | 0 | 84.4178 | 42.9 | 2 | 8.4229 | 9.6576 | 9.6154 | 11.8219 | 9.6154 | 11.8219 | 0 | 0 | 0 | 0 | 0 | 0 | 0 | 0 | 0 | 54.5576 | 0 | 2.5325 | 50.4424 | 0 | 1.4211e-14 | 0
7616 | 83.2501 | 0 | 83.2501 | 42.9 | 2 | 5.0805 | 4 | 9.7573 | 19.5123 | 9.7573 | 19.5123 | 0 | 0 | 0 | 0 | 0 | 0 | 0 | 0 | 0 | 48.9 | 0 | 2.4975 | 58.2388 | 0 | 0 | 0
7617 | 83.2958 | 0 | 83.2958 | 42.9 | 2 | 1.4211e-14 | 4 | 7.3382 | 31.5872 | 7.3382 | 31.5872 | 0 | 0 | 4.5296 | 0 | 0 | 0 | 4.5296 | 0 | 4.0767 | 48.9 | 0 | 2.4989 | 62.034 | 0 | 0 | 0
7618 | 82.4258 | 0 | 82.4258 | 42.9 | 2 | 1.4211e-14 | 4 | 9.9011 | 39.6498 | 9.9011 | 39.6498 | 0 | 0 | 12 | 0 | 4.025 | 0 | 16.025 | 0 | 18.5876 | 48.9 | 0 | 2.4728 | 60.4966 | 0 | 0 | 0
7619 | 84.1772 | 0 | 84.1772 | 42.9 | 2 | 0 | 4 | 7.4788 | 40.0497 | 7.4788 | 40.0497 | 0 | 0 | 12 | 0 | 0.25135 | 0 | 12.2514 | 0 | 29.6193 | 48.9 | 0 | 2.5253 | 61.0013 | 0 | 0 | 0
7620 | 83.3741 | 0 | 83.3741 | 42.9 | 2 | 1.4211e-14 | 4 | 9.0962 | 35.8309 | 9.0962 | 35.8309 | 0 | 0 | 10.453 | 0 | 0 | 0 | 10.453 | 0 | 39.027 | 48.9 | 0 | 2.5012 | 64.8767 | 0 | 0 | 0
7621 | 80.031 | 0 | 80.031 | 42.9 | 2 | 1.4211e-14 | 4 | 9.5728 | 42.597 | 9.5728 | 42.597 | 0 | 0 | 12 | 0 | 9.0388 | 0 | 21.0388 | 0 | 58.1603 | 48.9 | 0 | 2.4009 | 59.8261 | 0 | 0 | 0
7622 | 80.3691 | 0 | 80.3691 | 42.9 | 2 | 1.4211e-14 | 4 | 8.8571 | 38.1082 | 8.8571 | 33.3405 | 0 | 4.7677 | 2.3507 | 0 | 8.3779 | 0 | 10.7286 | 0 | 68 | 48.9 | 0 | 2.4111 | 60.5673 | 0 | 1.2434e-14 | 0
7623 | 79.8429 | 0 | 79.8429 | 42.9 | 2 | 0 | 4 | 9.3805 | 28.89 | 9.3805 | 21.5624 | 0 | 7.3276 | 0 | 0 | 0 | 0 | 0 | 0 | 68 | 48.9 | 0 | 2.3953 | 83.6598 | 0 | 0 | 0
7624 | 84.8304 | 0 | 84.8304 | 42.9 | 2 | 4.8838 | 4 | 9.4479 | 21.5987 | 9.4479 | 21.5987 | 0 | 0 | 0 | 0 | 0 | 0 | 0 | 0 | 68 | 48.9 | 0 | 2.5449 | 80.4092 | 0 | 0 | 0
7625 | 89.8238 | 0 | 89.8238 | 42.9 | 2 | 9.2115 | 4.5581 | 9.5876 | 11.3593 | 9.5876 | 11.3593 | 0 | 0 | 0 | 10.2074 | 0 | 0 | 0 | 10.2074 | 56.6584 | 49.4581 | 0 | 2.6947 | 67.3345 | 0 | 0 | 0
7626 | 91.8255 | 0 | 91.8255 | 42.9 | 2 | 11.0841 | 4.895 | 8.9465 | 5.2451e-15 | 8.9465 | 5.2451e-15 | 0 | 0 | 0 | 12 | 0 | 10 | 0 | 22 | 32.4786 | 49.795 | 0 | 2.7548 | 55.205 | 0 | 0 | 0
7627 | 96.402 | 0 | 96.402 | 42.9 | 2 | 11.5975 | 9.7817 | 9.6838 | 0 | 9.6838 | 0 | 0 | 0 | 0 | 12 | 0 | 8.4391 | 0 | 20.4391 | 9.9918 | 54.6817 | 0 | 2.8921 | 50.3183 | 0 | 0 | 0
7628 | 103.6219 | 0 | 103.6219 | 55 | 7.9743 | 12.6545 | 10 | 9.0006 | 0 | 9.0006 | 0 | 0 | 0 | 0 | 8.9926 | 0 | 0 | 0 | 8.9926 | 0 | 72.9743 | 0 | 3.1087 | 32.0257 | 0 | 0 | 0
7629 | 96.6489 | 0 | 96.6489 | 55 | 9.2935 | 11.4698 | 10 | 10.8856 | 0 | 10.8856 | 0 | 0 | 0 | 0 | 0 | 0 | 0 | 0 | 0 | 0 | 74.2935 | 0 | 2.8995 | 30.7065 | 0 | 0 | 0
7630 | 94.8934 | 0 | 94.8934 | 55 | 7.2907 | 11.1606 | 10 | 11.4421 | 0 | 11.4421 | 0 | 0 | 0 | 0 | 0 | 0 | 0 | 0 | 0 | 0 | 72.2907 | 0 | 2.8468 | 32.7093 | 0 | 0 | 0
7631 | 89.9847 | 0 | 89.9847 | 54.96 | 2 | 10.3376 | 10 | 12.687 | 0 | 12.687 | 0 | 0 | 0 | 0 | 0 | 0 | 0 | 0 | 0 | 0 | 66.96 | 0 | 2.6995 | 38.04 | 0 | 0 | 0
7632 | 78.5569 | 0 | 78.5569 | 45.8277 | 2 | 8.9277 | 10 | 11.8015 | 0 | 11.8015 | 0 | 0 | 0 | 0 | 0 | 0 | 0 | 0 | 0 | 0 | 57.8277 | 0 | 2.3567 | 47.1723 | 0 | 1.4211e-14 | 0
7633 | 81.3715 | 0 | 81.3715 | 48.3411 | 2 | 9.3158 | 10 | 11.7146 | 0 | 11.7146 | 0 | 0 | 0 | 0 | 0 | 0 | 0 | 0 | 0 | 0 | 60.3411 | 0 | 2.4411 | 44.6589 | 0 | 0 | 0
7634 | 80.1684 | 0 | 80.1684 | 45.88 | 2 | 8.9358 | 10 | 13.3526 | 0 | 13.3526 | 0 | 0 | 0 | 0 | 0 | 0 | 0 | 0 | 0 | 0 | 57.88 | 0 | 2.4051 | 47.12 | 0 | 0 | 0
7635 | 81.1152 | 0 | 81.1152 | 49.0876 | 2 | 9.431 | 10 | 10.5965 | 0 | 10.5965 | 0 | 0 | 0 | 0 | 0 | 0 | 0 | 0 | 0 | 0 | 61.0876 | 0 | 2.4335 | 43.9124 | 0 | 0 | 0
7636 | 82.0876 | 0 | 82.0876 | 49.449 | 2 | 9.4868 | 10 | 11.1518 | 0 | 11.1518 | 0 | 0 | 0 | 0 | 0 | 0 | 0 | 0 | 0 | 0 | 61.449 | 0 | 2.4626 | 43.551 | 0 | 0 | 0
7637 | 80.0481 | 0 | 80.0481 | 46.8978 | 2 | 9.0929 | 10 | 12.0574 | 0 | 12.0574 | 0 | 0 | 0 | 0 | 0 | 0 | 0 | 0 | 0 | 0 | 58.8978 | 0 | 2.4014 | 46.1022 | 0 | 0 | 0
7638 | 79.605 | 0 | 79.605 | 48.0119 | 2 | 9.2649 | 10 | 10.3281 | 0 | 10.3281 | 0 | 0 | 0 | 0 | 0 | 0 | 0 | 0 | 0 | 0 | 60.0119 | 0 | 2.3881 | 44.9881 | 0 | 0 | 0
7639 | 83.0494 | 0 | 83.0494 | 42.9 | 2 | 7.965 | 6.6919 | 10.6417 | 12.8508 | 10.6417 | 12.8508 | 0 | 0 | 0 | 0 | 0 | 0 | 0 | 0 | 0 | 51.5919 | 0 | 2.4915 | 53.4081 | 0 | 0 | -1.4211e-14
7640 | 80.6558 | 0 | 80.6558 | 42.9 | 2 | 0 | 4 | 8.8226 | 23.602 | 8.8226 | 23.602 | 0 | 0 | 0.66877 | 0 | 0 | 0 | 0.66877 | 0 | 0.60189 | 48.9 | 0 | 2.4197 | 62.5503 | 0 | 0 | 0
7641 | 81.1637 | 0 | 81.1637 | 42.9 | 2 | 0 | 4 | 9.0171 | 33.6517 | 9.0171 | 33.6517 | 0 | 0 | 10.4051 | 0 | 0 | 0 | 10.4051 | 0 | 9.9665 | 48.9 | 0 | 2.4349 | 61.2482 | 0 | 0 | 0
7642 | 80.6031 | 0 | 80.6031 | 42.9 | 2 | 7.1054e-15 | 4 | 8.4561 | 41.7472 | 8.4561 | 41.7472 | 0 | 0 | 12 | 0 | 6.5002 | 0 | 18.5002 | 0 | 26.7593 | 48.9 | 0 | 2.4181 | 60.1656 | 0 | 0 | 0
7643 | 77.2408 | 0 | 77.2408 | 42.9 | 2 | 0 | 4 | 7.4071 | 45.415 | 7.4071 | 42.9337 | 0 | 2.4813 | 12 | 0 | 10 | 0 | 22 | 0 | 46.7789 | 48.9 | 0 | 2.3172 | 59.3657 | 0 | 0 | 0
7644 | 77.5609 | 0 | 77.5609 | 42.9 | 2 | 0 | 4 | 8.5614 | 50.6181 | 8.5614 | 37.2924 | 0 | 13.3257 | 12 | 0 | 5.1929 | 0 | 17.1929 | 0 | 62.3665 | 48.9 | 0 | 2.3268 | 58.5583 | 0 | 3.5527e-15 | 0
7645 | 79.4749 | 0 | 79.4749 | 42.9 | 2 | 0 | 4 | 9.857 | 44.9465 | 9.857 | 26.9773 | 0 | 17.9691 | 6.2595 | 0 | 0 | 0 | 6.2595 | 0 | 68 | 48.9 | 0 | 2.3842 | 69.3995 | 0 | 0 | -1.7764e-15
7646 | 76.9029 | 0 | 76.9029 | 42.9 | 2 | 7.1054e-15 | 4 | 9.0082 | 45.6134 | 9.0082 | 18.9947 | 0 | 26.6187 | 0 | 0 | 0 | 0 | 0 | 0 | 68 | 48.9 | 0 | 2.3071 | 81.0799 | 0 | 0 | 0
7647 | 74.812 | 0 | 74.812 | 42.9 | 2 | 0 | 4 | 10.8602 | 33.4788 | 10.8602 | 15.0518 | 0 | 18.427 | 0 | 0 | 0 | 0 | 0 | 0 | 68 | 48.9 | 0 | 2.2444 | 82.1754 | 0 | 0 | 0
7648 | 82.0421 | 0 | 82.0421 | 42.9 | 2 | 0.70238 | 4 | 8.0441 | 24.3956 | 8.0441 | 24.3956 | 0 | 0 | 0 | 0 | 0 | 0 | 0 | 0 | 68 | 48.9 | 0 | 2.4613 | 84.0313 | 0 | 0 | 0
7649 | 84.8114 | 0 | 84.8114 | 42.9 | 2 | 6.7046 | 4 | 9.6485 | 12.9357 | 9.6485 | 12.9357 | 0 | 0 | 0 | 6.6226 | 0 | 0 | 0 | 6.6226 | 60.6416 | 48.9 | 0 | 2.5443 | 73.0949 | 0 | 1.4211e-14 | 0
7650 | 89.5842 | 0 | 89.5842 | 42.9 | 2 | 8.9488 | 4 | 9.7354 | 5.8457e-15 | 9.7354 | 5.8457e-15 | 0 | 0 | 0 | 12 | 0 | 10 | 0 | 22 | 36.4617 | 48.9 | 0 | 2.6875 | 57.83 | 0 | 0 | 0
7651 | 95.7985 | 0 | 95.7985 | 42.9 | 2 | 11.3439 | 8.139 | 10.9765 | 0 | 10.9765 | 0 | 0 | 0 | 0 | 12 | 0 | 8.4391 | 0 | 20.4391 | 13.9749 | 53.039 | 0 | 2.874 | 51.961 | 0 | 0 | 0
7652 | 99.6792 | 0 | 99.6792 | 52.2349 | 2 | 11.7695 | 10 | 11.6748 | 0 | 11.6748 | 0 | 0 | 0 | 0 | 12 | 0 | 0 | 0 | 12 | 0.64158 | 64.2349 | 0 | 2.9904 | 40.7651 | 0 | 0 | 0
7653 | 95.7674 | 0 | 95.7674 | 55 | 8.6094 | 11.4533 | 10 | 10.1272 | 0 | 10.1272 | 0 | 0 | 0 | 0 | 0.57743 | 0 | 0 | 0 | 0.57743 | 0 | 73.6094 | 0 | 2.873 | 31.3906 | 0 | 0 | 0
7654 | 92.8051 | 0 | 92.8051 | 55 | 5.7946 | 10.9296 | 10 | 11.0808 | 0 | 11.0808 | 0 | 0 | 0 | 0 | 0 | 0 | 0 | 0 | 0 | 0 | 70.7946 | 0 | 2.7842 | 34.2054 | 0 | 0 | 0
7655 | 85.3467 | 0 | 85.3467 | 53.2363 | 2 | 10.0715 | 10 | 10.0389 | 0 | 10.0389 | 0 | 0 | 0 | 0 | 0 | 0 | 0 | 0 | 0 | 0 | 65.2363 | 0 | 2.5604 | 39.7637 | 0 | 0 | 0
7656 | 78.0753 | 0 | 78.0753 | 43.496 | 2 | 8.5678 | 10 | 14.0116 | 0 | 14.0116 | 0 | 0 | 0 | 0 | 0 | 0 | 0 | 0 | 0 | 0 | 55.496 | 0 | 2.3423 | 49.504 | 0 | 0 | 0
7657 | 78.4831 | 0 | 78.4831 | 46.5895 | 2 | 9.0453 | 10 | 10.8483 | 0 | 10.8483 | 0 | 0 | 0 | 0 | 0 | 0 | 0 | 0 | 0 | 0 | 58.5895 | 0 | 2.3545 | 46.4105 | 0 | 0 | 0
7658 | 78.4129 | 0 | 78.4129 | 44.3177 | 2 | 8.6946 | 10 | 13.4006 | 0 | 13.4006 | 0 | 0 | 0 | 0 | 0 | 0 | 0 | 0 | 0 | 0 | 56.3177 | 0 | 2.3524 | 48.6823 | 0 | 0 | 0
7659 | 79.1926 | 0 | 79.1926 | 44.9368 | 2 | 8.7902 | 10 | 13.4656 | 0 | 13.4656 | 0 | 0 | 0 | 0 | 0 | 0 | 0 | 0 | 0 | 0 | 56.9368 | 0 | 2.3758 | 48.0632 | 0 | 0 | 0
7660 | 79.3757 | 0 | 79.3757 | 44.8445 | 2 | 8.7759 | 10 | 13.7553 | 0 | 13.7553 | 0 | 0 | 0 | 0 | 0 | 0 | 0 | 0 | 0 | 0 | 56.8445 | 0 | 2.3813 | 48.1555 | 0 | 0 | 0
7661 | 79.7242 | 0 | 79.7242 | 46.7533 | 2 | 9.0706 | 10 | 11.9002 | 0 | 11.9002 | 0 | 0 | 0 | 0 | 0 | 0 | 0 | 0 | 0 | 0 | 58.7533 | 0 | 2.3917 | 46.2467 | 0 | 0 | 0
7662 | 81.2755 | 0 | 81.2755 | 47.3095 | 2 | 9.1565 | 10 | 12.8095 | 0 | 12.8095 | 0 | 0 | 0 | 0 | 0 | 0 | 0 | 0 | 0 | 0 | 59.3095 | 0 | 2.4383 | 45.6905 | 0 | 0 | 0
7663 | 78.1249 | 0 | 78.1249 | 42.9 | 2 | 3.9877 | 4 | 12.4056 | 12.8315 | 12.4056 | 12.8315 | 0 | 0 | 0 | 0 | 0 | 0 | 0 | 0 | 0 | 48.9 | 0 | 2.3437 | 59.1854 | 0 | 0 | -1.4211e-14
7664 | 76.9116 | 0 | 76.9116 | 42.9 | 2 | 7.1054e-15 | 4 | 11.2571 | 23.3026 | 11.2571 | 23.3026 | 0 | 0 | 6.5481 | 0 | 0 | 0 | 6.5481 | 0 | 5.8933 | 48.9 | 0 | 2.3073 | 61.7641 | 0 | 0 | 0
7665 | 78.8362 | 0 | 78.8362 | 42.9 | 2 | 7.1054e-15 | 4 | 10.3127 | 35.4217 | 10.3127 | 35.4217 | 0 | 0 | 12 | 0 | 3.7982 | 0 | 15.7982 | 0 | 20.195 | 48.9 | 0 | 2.3651 | 60.527 | 0 | 0 | 0
7666 | 77.1851 | 0 | 77.1851 | 42.9 | 2 | 0 | 4 | 9.1587 | 42.8111 | 9.1587 | 41.1264 | 0 | 1.6848 | 12 | 0 | 10 | 0 | 22 | 0 | 40.2146 | 48.9 | 0 | 2.3156 | 59.4722 | 0 | 0 | 0
7667 | 76.7965 | 0 | 76.7965 | 42.9 | 2 | 0 | 4 | 10.247 | 46.612 | 10.247 | 37.5444 | 0 | 9.0676 | 12 | 0 | 7.8948 | 0 | 19.8948 | 0 | 58.2933 | 48.9 | 0 | 2.3039 | 58.7664 | 0 | 3.5527e-15 | 0
7668 | 76.3725 | 0 | 76.3725 | 42.9 | 2 | 2.1316e-14 | 4 | 9.2269 | 46.2878 | 9.2269 | 29.0309 | 0 | 17.2569 | 10.7853 | 0 | 0 | 0 | 10.7853 | 0 | 68 | 48.9 | 0 | 2.2912 | 68.8895 | 0 | 1.7764e-14 | 0
7669 | 76.4958 | 0 | 76.4958 | 42.9 | 2 | 0 | 4 | 10.9824 | 49.9594 | 10.9824 | 16.6134 | 0 | 33.346 | 0 | 0 | 0 | 0 | 0 | 0 | 68 | 48.9 | 0 | 2.2949 | 80.1802 | 0 | 0 | 0
7670 | 73.4434 | 0 | 73.4434 | 42.9 | 2 | 0 | 4 | 8.5791 | 38.082 | 8.5791 | 15.9642 | 0 | 22.1178 | 0 | 0 | 0 | 0 | 0 | 0 | 68 | 48.9 | 0 | 2.2033 | 81.6818 | 0 | 0 | 0
7671 | 76.0911 | 0 | 76.0911 | 42.9 | 2 | 7.1054e-15 | 4 | 10.0477 | 32.4771 | 10.0477 | 17.1434 | 0 | 15.3337 | 0 | 0 | 0 | 0 | 0 | 0 | 68 | 48.9 | 0 | 2.2827 | 82.5891 | 0 | 0 | 0
7672 | 77.5442 | 0 | 77.5442 | 42.9 | 2 | 0 | 4 | 11.5537 | 23.6569 | 11.5537 | 17.0905 | 0 | 6.5664 | 0 | 0 | 0 | 0 | 0 | 0 | 68 | 48.9 | 0 | 2.3263 | 83.7616 | 0 | 0 | 0
7673 | 83.0156 | 0 | 83.0156 | 42.9 | 2 | 7.6476 | 4.6357 | 12.5434 | 13.2889 | 12.5434 | 13.2889 | 0 | 0 | 0 | 0 | 0 | 0 | 0 | 0 | 68 | 49.5357 | 0 | 2.4905 | 77.4643 | 0 | 0 | 0
7674 | 88.8208 | 0 | 88.8208 | 42.9 | 2 | 8.8424 | 4 | 11.4673 | 5.9645e-15 | 11.4673 | 5.9645e-15 | 0 | 0 | 0 | 12 | 0 | 7.611 | 0 | 19.611 | 46.4113 | 48.9 | 0 | 2.6646 | 59.9916 | 0 | 0 | 0
7675 | 92.9512 | 0 | 92.9512 | 42.9 | 2 | 10.9765 | 4.1979 | 10.8769 | 0 | 10.8769 | 0 | 0 | 0 | 0 | 12 | 0 | 10 | 0 | 22 | 22.2315 | 49.0979 | 0 | 2.7885 | 55.9021 | 0 | 0 | 0
7676 | 98.5513 | 0 | 98.5513 | 50.6336 | 2 | 11.6501 | 10 | 11.4396 | 0 | 11.4396 | 0 | 0 | 0 | 0 | 12 | 0 | 0.82804 | 0 | 12.828 | 8 | 62.6336 | 0 | 2.9565 | 42.3664 | 0 | 0 | 0
7677 | 94.2385 | 0 | 94.2385 | 52.0905 | 2 | 11.0062 | 10 | 11.9418 | 0 | 11.9418 | 0 | 0 | 0 | 0 | 7.2 | 0 | 0 | 0 | 7.2 | 0 | 64.0905 | 0 | 2.8272 | 40.9095 | 0 | 0 | 0
7678 | 90.2574 | 0 | 90.2574 | 54.7453 | 2 | 10.3045 | 10 | 13.2077 | 0 | 13.2077 | 0 | 0 | 0 | 0 | 0 | 0 | 0 | 0 | 0 | 0 | 66.7453 | 0 | 2.7077 | 38.2547 | 0 | 1.4211e-14 | 0
7679 | 86.3806 | 0 | 86.3806 | 52.2337 | 2 | 9.9167 | 10 | 12.2302 | 0 | 12.2302 | 0 | 0 | 0 | 0 | 0 | 0 | 0 | 0 | 0 | 0 | 64.2337 | 0 | 2.5914 | 40.7663 | 0 | 0 | 0
7680 | 77.7361 | 0 | 77.7361 | 45.0886 | 2 | 8.8136 | 10 | 11.8339 | 0 | 11.8339 | 0 | 0 | 0 | 0 | 0 | 0 | 0 | 0 | 0 | 0 | 57.0886 | 0 | 2.3321 | 47.9114 | 0 | 0 | 0
7681 | 81.6852 | 0 | 81.6852 | 50.088 | 2 | 9.5855 | 10 | 10.0118 | 0 | 10.0118 | 0 | 0 | 0 | 0 | 0 | 0 | 0 | 0 | 0 | 0 | 62.088 | 0 | 2.4506 | 42.912 | 0 | 0 | 0
7682 | 80.9425 | 0 | 80.9425 | 48.3549 | 2 | 9.3179 | 10 | 11.2697 | 0 | 11.2697 | 0 | 0 | 0 | 0 | 0 | 0 | 0 | 0 | 0 | 0 | 60.3549 | 0 | 2.4283 | 44.6451 | 0 | 0 | 0
7683 | 80.4158 | 0 | 80.4158 | 46.0848 | 2 | 8.9674 | 10 | 13.3635 | 0 | 13.3635 | 0 | 0 | 0 | 0 | 0 | 0 | 0 | 0 | 0 | 0 | 58.0848 | 0 | 2.4125 | 46.9152 | 0 | 0 | 0
7684 | 84.1271 | 0 | 84.1271 | 52.766 | 2 | 9.9989 | 10 | 9.3622 | 0 | 9.3622 | 0 | 0 | 0 | 0 | 0 | 0 | 0 | 0 | 0 | 0 | 64.766 | 0 | 2.5238 | 40.234 | 0 | 0 | 0
7685 | 81.6789 | 0 | 81.6789 | 49.8993 | 2 | 9.5563 | 10 | 10.2232 | 0 | 10.2232 | 0 | 0 | 0 | 0 | 0 | 0 | 0 | 0 | 0 | 0 | 61.8993 | 0 | 2.4504 | 43.1007 | 0 | 0 | 0
7686 | 82.0563 | 0 | 82.0563 | 51.4015 | 2 | 9.7883 | 10 | 8.8666 | 0 | 8.8666 | 0 | 0 | 0 | 0 | 0 | 0 | 0 | 0 | 0 | 0 | 63.4015 | 0 | 2.4617 | 41.5985 | 0 | 0 | 0
7687 | 81.7847 | 0 | 81.7847 | 42.9 | 2 | 7.8881 | 6.1936 | 10.3636 | 12.4394 | 10.3636 | 12.4394 | 0 | 0 | 0 | 0 | 0 | 0 | 0 | 0 | 0 | 51.0936 | 0 | 2.4535 | 53.9064 | 0 | 0 | 0
7688 | 80.3414 | 0 | 80.3414 | 42.9 | 2 | 0 | 4 | 8.3491 | 24.432 | 8.3491 | 24.432 | 0 | 0 | 1.3396 | 0 | 0 | 0 | 1.3396 | 0 | 1.2057 | 48.9 | 0 | 2.4102 | 62.4606 | 0 | 0 | 0
7689 | 82.0797 | 0 | 82.0797 | 42.9 | 2 | 0 | 4 | 7.9752 | 33.1779 | 7.9752 | 33.1779 | 0 | 0 | 7.9735 | 0 | 0 | 0 | 7.9735 | 0 | 8.3818 | 48.9 | 0 | 2.4624 | 61.5734 | 0 | 0 | 0
7690 | 80.532 | 0 | 80.532 | 42.9 | 2 | 7.1054e-15 | 4 | 9.8815 | 40.5559 | 9.8815 | 40.5559 | 0 | 0 | 12 | 0 | 6.8055 | 0 | 18.8055 | 0 | 25.4561 | 48.9 | 0 | 2.416 | 60.1248 | 0 | 0 | 0
7691 | 78.8432 | 0 | 78.8432 | 42.9 | 2 | 0 | 4 | 7.3949 | 51.9432 | 7.3949 | 44.5484 | 0 | 7.3948 | 12 | 0 | 10 | 0 | 22 | 0 | 45.4757 | 48.9 | 0 | 2.3653 | 58.7086 | 0 | 0 | 0
7692 | 79.6791 | 0 | 79.6791 | 42.9 | 2 | 0 | 4 | 9.3625 | 48.5052 | 9.3625 | 38.3042 | 0 | 10.201 | 12 | 0 | 4.8876 | 0 | 16.8876 | 0 | 60.7818 | 48.9 | 0 | 2.3904 | 59.017 | 0 | 3.5527e-15 | 0
7693 | 76.9059 | 0 | 76.9059 | 42.9 | 2 | 0 | 4 | 9.1865 | 48.0297 | 9.1865 | 26.8397 | 0 | 21.1899 | 8.0202 | 0 | 0 | 0 | 8.0202 | 0 | 68 | 48.9 | 0 | 2.3072 | 68.7333 | 0 | 0 | -3.5527e-15
7694 | 79.124 | 0 | 79.124 | 42.9 | 2 | 0 | 4 | 7.2351 | 41.0651 | 7.2351 | 22.9889 | 0 | 18.0762 | 0 | 0 | 0 | 0 | 0 | 0 | 68 | 48.9 | 0 | 2.3737 | 82.2223 | 0 | 0 | -1.4211e-14
7695 | 76.1145 | 0 | 76.1145 | 42.9 | 2 | 0 | 4 | 9.8984 | 33.8674 | 9.8984 | 17.3161 | 0 | 16.5513 | 0 | 0 | 0 | 0 | 0 | 0 | 68 | 48.9 | 0 | 2.2834 | 82.4263 | 0 | 0 | 0
7696 | 82.6344 | 0 | 82.6344 | 42.9 | 2 | 7.1054e-15 | 4 | 9.1483 | 25.6652 | 9.1483 | 24.586 | 0 | 1.0792 | 0 | 0 | 0 | 0 | 0 | 0 | 68 | 48.9 | 0 | 2.479 | 84.4955 | 0 | 0 | 0
7697 | 84.1069 | 0 | 84.1069 | 42.9 | 2 | 8.3597 | 7.0483 | 9.3797 | 12.219 | 9.3797 | 12.219 | 0 | 0 | 0 | 2.2002 | 0 | 0 | 0 | 2.2002 | 65.5554 | 51.9483 | 0 | 2.5232 | 72.8515 | 0 | 0 | -1.4211e-14
7698 | 89.0775 | 0 | 89.0775 | 42.9 | 2 | 10.6946 | 4.7629 | 9.1105 | 6.0996e-15 | 9.1105 | 6.0996e-15 | 0 | 0 | 0 | 12 | 0 | 7.6094 | 0 | 19.6094 | 43.9685 | 49.6629 | 0 | 2.6723 | 57.7277 | 0 | 0 | 0
7699 | 95.1905 | 0 | 95.1905 | 42.9 | 2 | 11.559 | 7.9713 | 8.7601 | 0 | 8.7601 | 0 | 0 | 0 | 0 | 12 | 0 | 10 | 0 | 22 | 19.7887 | 52.8713 | 0 | 2.8557 | 52.1287 | 0 | 0 | 0
7700 | 100.2621 | 0 | 100.2621 | 51.7454 | 2 | 11.8221 | 10 | 11.8649 | 0 | 11.8649 | 0 | 0 | 0 | 0 | 12 | 0 | 0.82972 | 0 | 12.8297 | 5.5554 | 63.7454 | 0 | 3.0079 | 41.2546 | 0 | 0 | 0
7701 | 95.9716 | 0 | 95.9716 | 55 | 2.4967 | 11.1924 | 10 | 12.2826 | 0 | 12.2826 | 0 | 0 | 0 | 0 | 4.9998 | 0 | 0 | 0 | 4.9998 | 0 | 67.4967 | 0 | 2.8791 | 37.5033 | 0 | 0 | 0
7702 | 92.617 | 0 | 92.617 | 55 | 5.588 | 10.8977 | 10 | 11.1313 | 0 | 11.1313 | 0 | 0 | 0 | 0 | 0 | 0 | 0 | 0 | 0 | 0 | 70.588 | 0 | 2.7785 | 34.412 | 0 | 0 | 0
7703 | 89.3554 | 0 | 89.3554 | 55 | 2.9678 | 10.4932 | 10 | 10.8944 | 0 | 10.8944 | 0 | 0 | 0 | 0 | 0 | 0 | 0 | 0 | 0 | 0 | 67.9678 | 0 | 2.6807 | 37.0322 | 0 | 0 | 0
7704 | 75.7175 | 0 | 75.7175 | 45.5979 | 2 | 8.8923 | 10 | 9.2274 | 0 | 9.2274 | 0 | 0 | 0 | 0 | 0 | 0 | 0 | 0 | 0 | 0 | 57.5979 | 0 | 2.2715 | 47.4021 | 0 | 1.4211e-14 | 0
7705 | 79.238 | 0 | 79.238 | 46.7786 | 2 | 9.0745 | 10 | 11.3849 | 0 | 11.3849 | 0 | 0 | 0 | 0 | 0 | 0 | 0 | 0 | 0 | 0 | 58.7786 | 0 | 2.3771 | 46.2214 | 0 | 0 | 0
7706 | 80.6782 | 0 | 80.6782 | 48.6753 | 2 | 9.3674 | 10 | 10.6355 | 0 | 10.6355 | 0 | 0 | 0 | 0 | 0 | 0 | 0 | 0 | 0 | 0 | 60.6753 | 0 | 2.4203 | 44.3247 | 0 | 0 | 0
7707 | 80.6563 | 0 | 80.6563 | 49.1686 | 2 | 9.4435 | 10 | 10.0442 | 0 | 10.0442 | 0 | 0 | 0 | 0 | 0 | 0 | 0 | 0 | 0 | 0 | 61.1686 | 0 | 2.4197 | 43.8314 | 0 | 0 | 0
7708 | 79.3798 | 0 | 79.3798 | 48.5814 | 2 | 9.3529 | 10 | 9.4455 | 0 | 9.4455 | 0 | 0 | 0 | 0 | 0 | 0 | 0 | 0 | 0 | 0 | 60.5814 | 0 | 2.3814 | 44.4186 | 0 | 0 | 0
7709 | 80.6575 | 0 | 80.6575 | 50.7381 | 2 | 9.6858 | 10 | 8.2335 | 0 | 8.2335 | 0 | 0 | 0 | 0 | 0 | 0 | 0 | 0 | 0 | 0 | 62.7381 | 0 | 2.4197 | 42.2619 | 0 | 0 | 0
7710 | 79.2522 | 0 | 79.2522 | 48.1456 | 2 | 9.2856 | 10 | 9.821 | 0 | 9.821 | 0 | 0 | 0 | 0 | 0 | 0 | 0 | 0 | 0 | 0 | 60.1456 | 0 | 2.3776 | 44.8544 | 0 | 0 | 0
7711 | 81.6916 | 0 | 81.6916 | 42.9 | 2 | 8.3283 | 9.045 | 7.9374 | 11.4809 | 7.9374 | 11.4809 | 0 | 0 | 0 | 0 | 0 | 0 | 0 | 0 | 0 | 53.945 | 0 | 2.4507 | 51.055 | 0 | 1.4211e-14 | 0
7712 | 79.5702 | 0 | 79.5702 | 42.9 | 2 | 3.4515 | 4 | 5.9877 | 21.231 | 5.9877 | 21.231 | 0 | 0 | 0 | 0 | 0 | 0 | 0 | 0 | 0 | 48.9 | 0 | 2.3871 | 59.6499 | 0 | 0 | 0
7713 | 79.3595 | 0 | 79.3595 | 42.9 | 2 | 0 | 4 | 6.5739 | 29.9936 | 6.5739 | 29.9936 | 0 | 0 | 6.108 | 0 | 0 | 0 | 6.108 | 0 | 5.4972 | 48.9 | 0 | 2.3808 | 61.8229 | 0 | 0 | 0
7714 | 79.1632 | 0 | 79.1632 | 42.9 | 2 | 0 | 4 | 6.1394 | 37.62 | 6.1394 | 37.62 | 0 | 0 | 12 | 0 | 1.4962 | 0 | 13.4962 | 0 | 17.6766 | 48.9 | 0 | 2.3749 | 60.8348 | 0 | 0 | 0
7715 | 79.8164 | 0 | 79.8164 | 42.9 | 2 | 0 | 4 | 6.8293 | 38.5683 | 6.8293 | 38.5683 | 0 | 0 | 12 | 0 | 2.4812 | 0 | 14.4812 | 0 | 30.7641 | 48.9 | 0 | 2.3945 | 60.7031 | 0 | 0 | 0
7716 | 78.1151 | 0 | 78.1151 | 42.9 | 2 | 0 | 4 | 6.6934 | 43.2906 | 6.6934 | 43.2906 | 0 | 0 | 12 | 0 | 8.769 | 0 | 20.769 | 0 | 49.6487 | 48.9 | 0 | 2.3435 | 59.8622 | 0 | 0 | 0
7717 | 74.4606 | 0 | 74.4606 | 42.9 | 2 | 0 | 4 | 6.0575 | 42.8807 | 6.0575 | 39.6751 | 0 | 3.2056 | 11.2254 | 0 | 8.9467 | 0 | 20.1721 | 0 | 68 | 48.9 | 0 | 2.2338 | 59.5133 | 0 | 0 | -7.1054e-15
7718 | 77.4134 | 0 | 77.4134 | 42.9 | 2 | 0 | 4 | 8.4662 | 35.8517 | 8.4662 | 20.0472 | 0 | 15.8045 | 0 | 0 | 0 | 0 | 0 | 0 | 68 | 48.9 | 0 | 2.3224 | 82.5261 | 0 | 1.4211e-14 | 0
7719 | 75.6486 | 0 | 75.6486 | 42.9 | 2 | 1.4211e-14 | 4 | 7.7825 | 30.3145 | 7.7825 | 18.9661 | 0 | 11.3484 | 0 | 0 | 0 | 0 | 0 | 0 | 68 | 48.9 | 0 | 2.2695 | 83.1221 | 0 | 1.4211e-14 | 0
7720 | 78.5967 | 0 | 78.5967 | 42.9 | 2 | 0 | 4 | 8.2905 | 22.1786 | 8.2905 | 21.4062 | 0 | 0.77234 | 0 | 0 | 0 | 0 | 0 | 0 | 68 | 48.9 | 0 | 2.3579 | 84.5365 | 0 | 0 | 0
7721 | 82.2736 | 0 | 82.2736 | 42.9 | 2 | 8.5185 | 7.6582 | 7.6369 | 10.9409 | 7.6369 | 10.9409 | 0 | 0 | 0 | 2.619 | 0 | 0 | 0 | 2.619 | 65.09 | 52.5582 | 0 | 2.4682 | 71.8227 | 0 | 1.4211e-14 | 0
7722 | 87.3385 | 0 | 87.3385 | 42.9 | 2 | 10.6222 | 5.6106 | 7.913 | 5.6221e-15 | 7.913 | 5.6221e-15 | 0 | 0 | 0 | 12 | 0 | 6.2928 | 0 | 18.2928 | 44.9312 | 50.5106 | 0 | 2.6202 | 58.1967 | 0 | 0 | 0
7723 | 92.76 | 0 | 92.76 | 42.9 | 2 | 11.3035 | 6.3166 | 8.2398 | 0 | 8.2398 | 0 | 0 | 0 | 0 | 12 | 0 | 10 | 0 | 22 | 20.7513 | 51.2166 | 0 | 2.7828 | 53.7834 | 0 | 0 | 0
7724 | 99.236 | 0 | 99.236 | 50.2142 | 2 | 11.7889 | 10 | 11.0866 | 0 | 11.0866 | 0 | 0 | 0 | 0 | 12 | 0 | 2.1463 | 0 | 14.1463 | 5.09 | 62.2142 | 0 | 2.9771 | 42.7858 | 0 | 0 | 0
7725 | 94.9148 | 0 | 94.9148 | 55 | 4.5744 | 11.4485 | 10 | 9.3109 | 0 | 9.3109 | 0 | 0 | 0 | 0 | 4.581 | 0 | 0 | 0 | 4.581 | 0 | 69.5744 | 0 | 2.8474 | 35.4256 | 0 | 0 | 0
7726 | 89.197 | 0 | 89.197 | 55 | 2.0356 | 10.3493 | 10 | 11.8121 | 0 | 11.8121 | 0 | 0 | 0 | 0 | 0 | 0 | 0 | 0 | 0 | 0 | 67.0356 | 0 | 2.6759 | 37.9644 | 0 | 0 | -1.4211e-14
7727 | 83.9596 | 0 | 83.9596 | 51.2216 | 2 | 9.7605 | 10 | 10.9775 | 0 | 10.9775 | 0 | 0 | 0 | 0 | 0 | 0 | 0 | 0 | 0 | 0 | 63.2216 | 0 | 2.5188 | 41.7784 | 0 | 0 | 0
7728 | 81.2365 | 0 | 81.2365 | 49.3664 | 2 | 9.4741 | 10 | 10.3961 | 0 | 10.3961 | 0 | 0 | 0 | 0 | 0 | 0 | 0 | 0 | 0 | 0 | 61.3664 | 0 | 2.4371 | 43.6336 | 0 | 0 | 0
7729 | 79.4502 | 0 | 79.4502 | 48.0246 | 2 | 9.2669 | 10 | 10.1587 | 0 | 10.1587 | 0 | 0 | 0 | 0 | 0 | 0 | 0 | 0 | 0 | 0 | 60.0246 | 0 | 2.3835 | 44.9754 | 0 | 0 | 0
7730 | 79.7276 | 0 | 79.7276 | 48.6384 | 2 | 9.3617 | 10 | 9.7275 | 0 | 9.7275 | 0 | 0 | 0 | 0 | 0 | 0 | 0 | 0 | 0 | 0 | 60.6384 | 0 | 2.3918 | 44.3616 | 0 | 0 | 0
7731 | 81.7069 | 0 | 81.7069 | 48.7475 | 2 | 9.3785 | 10 | 11.5809 | 0 | 11.5809 | 0 | 0 | 0 | 0 | 0 | 0 | 0 | 0 | 0 | 0 | 60.7475 | 0 | 2.4512 | 44.2525 | 0 | 0 | 0
7732 | 83.5324 | 0 | 83.5324 | 51.174 | 2 | 9.7531 | 10 | 10.6053 | 0 | 10.6053 | 0 | 0 | 0 | 0 | 0 | 0 | 0 | 0 | 0 | 0 | 63.174 | 0 | 2.506 | 41.826 | 0 | 1.4211e-14 | 0
7733 | 83.4676 | 0 | 83.4676 | 51.4707 | 2 | 9.7989 | 10 | 10.198 | 0 | 10.198 | 0 | 0 | 0 | 0 | 0 | 0 | 0 | 0 | 0 | 0 | 63.4707 | 0 | 2.504 | 41.5293 | 0 | 0 | 0
7734 | 81.3109 | 0 | 81.3109 | 49.2282 | 2 | 9.4527 | 10 | 10.63 | 0 | 10.63 | 0 | 0 | 0 | 0 | 0 | 0 | 0 | 0 | 0 | 0 | 61.2282 | 0 | 2.4393 | 43.7718 | 0 | 0 | 0
7735 | 81.2858 | 0 | 81.2858 | 42.9 | 2 | 8.3199 | 8.9903 | 8.9362 | 10.1394 | 8.9362 | 10.1394 | 0 | 0 | 0 | 0 | 0 | 0 | 0 | 0 | 0 | 53.8903 | 0 | 2.4386 | 51.1097 | 0 | 0 | -1.4211e-14
7736 | 84.2724 | 0 | 84.2724 | 42.9 | 2 | 6.5954 | 4 | 7.9829 | 20.7942 | 7.9829 | 20.7942 | 0 | 0 | 0 | 0 | 0 | 0 | 0 | 0 | 0 | 48.9 | 0 | 2.5282 | 56.9265 | 0 | 0 | 0
7737 | 80.2659 | 0 | 80.2659 | 42.9 | 2 | 1.4211e-14 | 4 | 8.1595 | 29.7235 | 8.1595 | 29.7235 | 0 | 0 | 6.5171 | 0 | 0 | 0 | 6.5171 | 0 | 5.8654 | 48.9 | 0 | 2.408 | 61.7682 | 0 | 0 | 0
7738 | 83.5517 | 0 | 83.5517 | 42.9 | 2 | 7.1054e-15 | 4 | 9.3311 | 39.4594 | 9.3311 | 39.4594 | 0 | 0 | 12 | 0 | 2.1388 | 0 | 14.1388 | 0 | 18.6372 | 48.9 | 0 | 2.5066 | 60.7489 | 0 | 0 | 0
7739 | 82.0759 | 0 | 82.0759 | 42.9 | 2 | 7.1054e-15 | 4 | 9.0284 | 45.2298 | 9.0284 | 45.2298 | 0 | 0 | 12 | 0 | 9.0823 | 0 | 21.0823 | 0 | 37.8107 | 48.9 | 0 | 2.4623 | 59.8203 | 0 | 0 | 0
7740 | 81.1725 | 0 | 81.1725 | 42.9 | 2 | 0 | 4 | 8.6149 | 40.8415 | 8.6149 | 40.8415 | 0 | 0 | 12 | 0 | 5.1839 | 0 | 17.1839 | 0 | 53.39 | 48.9 | 0 | 2.4352 | 60.3416 | 0 | 0 | 0
7741 | 78.35 | 0 | 78.35 | 42.9 | 2 | 0 | 4 | 6.8466 | 40.3586 | 6.8466 | 38.7076 | 0 | 1.651 | 10.8163 | 0 | 5.288 | 0 | 16.1043 | 0 | 68 | 48.9 | 0 | 2.3505 | 60.2652 | 0 | 0 | 0
7742 | 76.665 | 0 | 76.665 | 42.9 | 2 | 0 | 4 | 7.6885 | 32.9564 | 7.6885 | 20.0765 | 0 | 12.8799 | 0 | 0 | 0 | 0 | 0 | 0 | 68 | 48.9 | 0 | 2.2999 | 82.9173 | 0 | 0 | 0
7743 | 79.8967 | 0 | 79.8967 | 42.9 | 2 | 7.1054e-15 | 4 | 8.591 | 29.246 | 8.591 | 22.4057 | 0 | 6.8403 | 0 | 0 | 0 | 0 | 0 | 0 | 68 | 48.9 | 0 | 2.3969 | 83.725 | 0 | 0 | 0
7744 | 84.4082 | 0 | 84.4082 | 42.9 | 2 | 4.4374 | 4 | 8.9933 | 22.0776 | 8.9933 | 22.0776 | 0 | 0 | 0 | 0 | 0 | 0 | 0 | 0 | 68 | 48.9 | 0 | 2.5322 | 80.7958 | 0 | 0 | 0
7745 | 85.6254 | 0 | 85.6254 | 42.9 | 2 | 8.6984 | 7.0864 | 8.6845 | 11.9006 | 8.6845 | 11.9006 | 0 | 0 | 0 | 4.3555 | 0 | 0 | 0 | 4.3555 | 63.1605 | 51.9864 | 0 | 2.5688 | 70.658 | 0 | 0 | 0
7746 | 92.272 | 0 | 92.272 | 42.9 | 2 | 10.884 | 4.9282 | 10.8887 | 5.4271e-15 | 10.8887 | 5.4271e-15 | 0 | 0 | 0 | 12 | 0 | 8.6711 | 0 | 20.6711 | 40.422 | 49.8282 | 0 | 2.7682 | 56.5007 | 0 | 0 | 0
7747 | 97.1034 | 0 | 97.1034 | 42.9 | 2 | 11.6431 | 8.7478 | 10.0445 | 0 | 10.0445 | 0 | 0 | 0 | 0 | 12 | 0 | 9.768 | 0 | 21.768 | 16.4939 | 53.6478 | 0 | 2.9131 | 51.3522 | 0 | 1.4211e-14 | 0
7748 | 99.3147 | 0 | 99.3147 | 53.3613 | 2 | 11.9434 | 10 | 10.01 | 0 | 10.01 | 0 | 0 | 0 | 0 | 12 | 0 | 0 | 0 | 12 | 3.1605 | 65.3613 | 0 | 2.9794 | 39.6387 | 0 | 0 | 0
7749 | 96.274 | 0 | 96.274 | 55 | 7.1908 | 11.5843 | 10 | 9.6544 | 0 | 9.6544 | 0 | 0 | 0 | 0 | 2.8445 | 0 | 0 | 0 | 2.8445 | 0 | 72.1908 | 0 | 2.8882 | 32.8092 | 0 | 0 | 0
7750 | 93.9986 | 0 | 93.9986 | 55 | 6.1458 | 10.9838 | 10 | 11.8689 | 0 | 11.8689 | 0 | 0 | 0 | 0 | 0 | 0 | 0 | 0 | 0 | 0 | 71.1458 | 0 | 2.82 | 33.8542 | 0 | 0 | 0
7751 | 86.7212 | 0 | 86.7212 | 54.4364 | 2 | 10.2568 | 10 | 10.0281 | 0 | 10.0281 | 0 | 0 | 0 | 0 | 0 | 0 | 0 | 0 | 0 | 0 | 66.4364 | 0 | 2.6016 | 38.5636 | 0 | 0 | 0
7752 | 80.5421 | 0 | 80.5421 | 46.6462 | 2 | 9.0541 | 10 | 12.8418 | 0 | 12.8418 | 0 | 0 | 0 | 0 | 0 | 0 | 0 | 0 | 0 | 0 | 58.6462 | 0 | 2.4163 | 46.3538 | 0 | 0 | 0
7753 | 80.7177 | 0 | 80.7177 | 47.5747 | 2 | 9.1974 | 10 | 11.9456 | 0 | 11.9456 | 0 | 0 | 0 | 0 | 0 | 0 | 0 | 0 | 0 | 0 | 59.5747 | 0 | 2.4215 | 45.4253 | 0 | 0 | 0
7754 | 80.9141 | 0 | 80.9141 | 49.0967 | 2 | 9.4324 | 10 | 10.385 | 0 | 10.385 | 0 | 0 | 0 | 0 | 0 | 0 | 0 | 0 | 0 | 0 | 61.0967 | 0 | 2.4274 | 43.9033 | 0 | 0 | 0
7755 | 82.2901 | 0 | 82.2901 | 50.1295 | 2 | 9.5919 | 10 | 10.5687 | 0 | 10.5687 | 0 | 0 | 0 | 0 | 0 | 0 | 0 | 0 | 0 | 0 | 62.1295 | 0 | 2.4687 | 42.8705 | 0 | 0 | 0
7756 | 84.762 | 0 | 84.762 | 52.3046 | 2 | 9.9277 | 10 | 10.5297 | 0 | 10.5297 | 0 | 0 | 0 | 0 | 0 | 0 | 0 | 0 | 0 | 0 | 64.3046 | 0 | 2.5429 | 40.6954 | 0 | 0 | 0
7757 | 84.1553 | 0 | 84.1553 | 52.2893 | 2 | 9.9253 | 10 | 9.9407 | 0 | 9.9407 | 0 | 0 | 0 | 0 | 0 | 0 | 0 | 0 | 0 | 0 | 64.2893 | 0 | 2.5247 | 40.7107 | 0 | 0 | 0
7758 | 83.3772 | 0 | 83.3772 | 51.4014 | 2 | 9.7882 | 10 | 10.1876 | 0 | 10.1876 | 0 | 0 | 0 | 0 | 0 | 0 | 0 | 0 | 0 | 0 | 63.4014 | 0 | 2.5013 | 41.5986 | 0 | 0 | 0
7759 | 83.1634 | 0 | 83.1634 | 42.9 | 2 | 8.2893 | 8.7922 | 8.4852 | 12.6967 | 8.4852 | 12.6967 | 0 | 0 | 0 | 0 | 0 | 0 | 0 | 0 | 0 | 53.6922 | 0 | 2.4949 | 51.3078 | 0 | 0 | 0
7760 | 82.3143 | 0 | 82.3143 | 42.9 | 2 | 1.9467 | 4 | 6.2468 | 25.2208 | 6.2468 | 25.2208 | 0 | 0 | 0 | 0 | 0 | 0 | 0 | 0 | 0 | 48.9 | 0 | 2.4694 | 60.9535 | 0 | 1.4211e-14 | 0
7761 | 83.7335 | 0 | 83.7335 | 42.9 | 2 | 0 | 4 | 7.3031 | 34.4522 | 7.3031 | 34.4522 | 0 | 0 | 6.9218 | 0 | 0 | 0 | 6.9218 | 0 | 6.2296 | 48.9 | 0 | 2.512 | 61.7141 | 0 | 0 | 0
7762 | 82.0306 | 0 | 82.0306 | 42.9 | 2 | 0 | 4 | 8.0917 | 38.6645 | 8.0917 | 38.6645 | 0 | 0 | 12 | 0 | 1.6257 | 0 | 13.6257 | 0 | 18.5284 | 48.9 | 0 | 2.4609 | 60.8175 | 0 | 0 | 0
7763 | 81.6617 | 0 | 81.6617 | 42.9 | 2 | 7.1054e-15 | 4 | 6.9613 | 46.4152 | 6.9613 | 46.4152 | 0 | 0 | 12 | 0 | 8.6148 | 0 | 20.6148 | 0 | 37.2709 | 48.9 | 0 | 2.4499 | 59.8828 | 0 | 1.4211e-14 | 0
7764 | 81.376 | 0 | 81.376 | 42.9 | 2 | 0 | 4 | 8.4686 | 44.1445 | 8.4686 | 44.1445 | 0 | 0 | 12 | 0 | 8.1371 | 0 | 20.1371 | 0 | 55.5729 | 48.9 | 0 | 2.4413 | 59.9467 | 0 | 0 | 0
7765 | 79.8359 | 0 | 79.8359 | 42.9 | 2 | 0 | 4 | 8.3569 | 47.6983 | 8.3569 | 36.306 | 0 | 11.3923 | 10.4115 | 0 | 3.3155 | 0 | 13.727 | 0 | 68 | 48.9 | 0 | 2.3951 | 59.2804 | 0 | 8.8818e-15 | 0
7766 | 81.0175 | 0 | 81.0175 | 42.9 | 2 | 0 | 4 | 7.5604 | 42.4203 | 7.5604 | 24.5571 | 0 | 17.8631 | 0 | 0 | 0 | 0 | 0 | 0 | 68 | 48.9 | 0 | 2.4305 | 82.2508 | 0 | 0 | 0
7767 | 76.7569 | 0 | 76.7569 | 42.9 | 2 | 7.1054e-15 | 4 | 6.4478 | 33.9244 | 6.4478 | 21.4091 | 0 | 12.5153 | 0 | 0 | 0 | 0 | 0 | 0 | 68 | 48.9 | 0 | 2.3027 | 82.966 | 0 | 1.4211e-14 | 0
7768 | 81.8842 | 0 | 81.8842 | 42.9 | 2 | 0.61477 | 4 | 7.3329 | 25.0365 | 7.3329 | 25.0365 | 0 | 0 | 0 | 0 | 0 | 0 | 0 | 0 | 68 | 48.9 | 0 | 2.4565 | 84.1072 | 0 | 0 | 0
7769 | 87.9249 | 0 | 87.9249 | 42.9 | 2 | 8.7865 | 4.8612 | 9.9381 | 12.2875 | 9.9381 | 12.2875 | 0 | 0 | 0 | 7.1516 | 0 | 0 | 0 | 7.1516 | 60.0538 | 49.7612 | 0 | 2.6377 | 70.0872 | 0 | 1.4211e-14 | 0
7770 | 91.8462 | 0 | 91.8462 | 42.9 | 2 | 11.0336 | 4.5681 | 9.3445 | 5.497e-15 | 9.3445 | 5.497e-15 | 0 | 0 | 0 | 12 | 0 | 10 | 0 | 22 | 35.8739 | 49.4681 | 0 | 2.7554 | 55.5319 | 0 | 0 | 0
7771 | 97.842 | 0 | 97.842 | 43.5841 | 2 | 11.7368 | 10 | 10.082 | 0 | 10.082 | 0 | 0 | 0 | 0 | 12 | 0 | 8.4391 | 0 | 20.4391 | 13.3871 | 55.5841 | 0 | 2.9353 | 49.4159 | 0 | 1.4211e-14 | 0
7772 | 99.8993 | 0 | 99.8993 | 53.8257 | 2 | 12.0151 | 10 | 10.0585 | 0 | 10.0585 | 0 | 0 | 0 | 0 | 12 | 0 | 0 | 0 | 12 | 0.053768 | 65.8257 | 0 | 2.997 | 39.1743 | 0 | 0 | 0
7773 | 96.5201 | 0 | 96.5201 | 55 | 10.6137 | 11.6811 | 10 | 9.1769 | 0 | 9.1769 | 0 | 0 | 0 | 0 | 0.048391 | 0 | 0 | 0 | 0.048391 | 0 | 75.6137 | 0 | 2.8956 | 29.3863 | 0 | 0 | 0
7774 | 91.4154 | 0 | 91.4154 | 55 | 4.6849 | 10.7583 | 10 | 10.9722 | 0 | 10.9722 | 0 | 0 | 0 | 0 | 0 | 0 | 0 | 0 | 0 | 0 | 69.6849 | 0 | 2.7425 | 35.3151 | 0 | 0 | 0
7775 | 90.341 | 0 | 90.341 | 55 | 3.9528 | 10.6453 | 10 | 10.7429 | 0 | 10.7429 | 0 | 0 | 0 | 0 | 0 | 0 | 0 | 0 | 0 | 0 | 68.9528 | 0 | 2.7102 | 36.0472 | 0 | 0 | 0
7776 | 80.6398 | 0 | 80.6398 | 48.5096 | 2 | 9.3418 | 10 | 10.7884 | 0 | 10.7884 | 0 | 0 | 0 | 0 | 0 | 0 | 0 | 0 | 0 | 0 | 60.5096 | 0 | 2.4192 | 44.4904 | 0 | 0 | 0
7777 | 82.1016 | 0 | 82.1016 | 47.508 | 2 | 9.1872 | 10 | 13.4064 | 0 | 13.4064 | 0 | 0 | 0 | 0 | 0 | 0 | 0 | 0 | 0 | 0 | 59.508 | 0 | 2.463 | 45.492 | 0 | 0 | 0
7778 | 84.4038 | 0 | 84.4038 | 50.6962 | 2 | 9.6794 | 10 | 12.0282 | 0 | 12.0282 | 0 | 0 | 0 | 0 | 0 | 0 | 0 | 0 | 0 | 0 | 62.6962 | 0 | 2.5321 | 42.3038 | 0 | 1.4211e-14 | 0
7779 | 84.6471 | 0 | 84.6471 | 52.3267 | 2 | 9.9311 | 10 | 10.3893 | 0 | 10.3893 | 0 | 0 | 0 | 0 | 0 | 0 | 0 | 0 | 0 | 0 | 64.3267 | 0 | 2.5394 | 40.6733 | 0 | 0 | 0
7780 | 82.4696 | 0 | 82.4696 | 50.021 | 2 | 9.5751 | 10 | 10.8735 | 0 | 10.8735 | 0 | 0 | 0 | 0 | 0 | 0 | 0 | 0 | 0 | 0 | 62.021 | 0 | 2.4741 | 42.979 | 0 | 0 | 0
7781 | 82.5062 | 0 | 82.5062 | 48.8824 | 2 | 9.3993 | 10 | 12.2244 | 0 | 12.2244 | 0 | 0 | 0 | 0 | 0 | 0 | 0 | 0 | 0 | 0 | 60.8824 | 0 | 2.4752 | 44.1176 | 0 | 0 | 0
7782 | 85.9902 | 0 | 85.9902 | 54.8875 | 2 | 10.3264 | 10 | 8.7763 | 0 | 8.7763 | 0 | 0 | 0 | 0 | 0 | 0 | 0 | 0 | 0 | 0 | 66.8875 | 0 | 2.5797 | 38.1125 | 0 | 0 | 0
7783 | 82.6545 | 0 | 82.6545 | 42.9 | 2 | 7.9112 | 6.3433 | 9.8149 | 13.6851 | 9.8149 | 13.6851 | 0 | 0 | 0 | 0 | 0 | 0 | 0 | 0 | 0 | 51.2433 | 0 | 2.4796 | 53.7567 | 0 | 0 | 0
7784 | 85.8387 | 0 | 85.8387 | 42.9 | 2 | 1.3561 | 4 | 12.6261 | 22.9565 | 12.6261 | 22.9565 | 0 | 0 | 0 | 0 | 0 | 0 | 0 | 0 | 0 | 48.9 | 0 | 2.5752 | 61.465 | 0 | 0 | 0
7785 | 82.2888 | 0 | 82.2888 | 42.9 | 2 | 7.1054e-15 | 4 | 10.426 | 38.8441 | 10.426 | 38.8441 | 0 | 0 | 12 | 0 | 3.8813 | 0 | 15.8813 | 0 | 14.3784 | 48.9 | 0 | 2.4687 | 60.5159 | 0 | 1.4211e-14 | 0
7786 | 81.1534 | 0 | 81.1534 | 42.9 | 2 | 7.1054e-15 | 4 | 8.1018 | 49.136 | 8.1018 | 46.1516 | 0 | 2.9844 | 12 | 0 | 10 | 0 | 22 | 0 | 34.398 | 48.9 | 0 | 2.4346 | 59.2984 | 0 | 0 | 0
7787 | 83.2152 | 0 | 83.2152 | 42.9 | 2 | 7.1054e-15 | 4 | 9.4945 | 49.5572 | 9.4945 | 44.6324 | 0 | 4.9248 | 12 | 0 | 7.8117 | 0 | 19.8117 | 0 | 52.4 | 48.9 | 0 | 2.4965 | 59.3316 | 0 | 3.5527e-15 | 0
7788 | 82.8378 | 0 | 82.8378 | 42.9 | 2 | 0 | 4 | 8.8042 | 52.3819 | 8.8042 | 37.1336 | 0 | 15.2483 | 12 | 0 | 0 | 0 | 12 | 0 | 63.2 | 48.9 | 0 | 2.4851 | 68.9957 | 0 | 0 | 0
7789 | 81.0633 | 0 | 81.0633 | 42.9 | 2 | 7.1054e-15 | 4 | 9.347 | 55 | 9.347 | 28.1497 | 0 | 26.8503 | 5.3333 | 0 | 0 | 0 | 5.3333 | 0 | 68 | 48.9 | 0 | 2.4319 | 68.3356 | 0 | 0 | -1.7764e-15
7790 | 78.1815 | 0 | 78.1815 | 42.9 | 2 | 7.1054e-15 | 4 | 8.0532 | 47.3442 | 8.0532 | 21.2283 | 0 | 26.1159 | 0 | 0 | 0 | 0 | 0 | 0 | 68 | 48.9 | 0 | 2.3454 | 81.1471 | 0 | 0 | 0
7791 | 77.1488 | 0 | 77.1488 | 42.9 | 2 | 0 | 4 | 10.0983 | 36.1399 | 10.0983 | 18.1505 | 0 | 17.9894 | 0 | 0 | 0 | 0 | 0 | 0 | 68 | 48.9 | 0 | 2.3145 | 82.2339 | 0 | 0 | 0
7792 | 81.0612 | 0 | 81.0612 | 42.9 | 2 | 0 | 4 | 11.1201 | 24.8263 | 11.1201 | 21.0412 | 0 | 3.7852 | 0 | 0 | 0 | 0 | 0 | 0 | 68 | 48.9 | 0 | 2.4318 | 84.1336 | 0 | 0 | 0
7793 | 88.4231 | 0 | 88.4231 | 42.9 | 2 | 6.71 | 4 | 11.8701 | 13.2234 | 11.8701 | 13.2234 | 0 | 0 | 0 | 7.7195 | 0 | 0 | 0 | 7.7195 | 59.4228 | 48.9 | 0 | 2.6527 | 72.1401 | 0 | 0 | 0
7794 | 91.5819 | 0 | 91.5819 | 42.9 | 2 | 10.8005 | 4 | 9.8814 | 5.789e-15 | 9.8814 | 5.789e-15 | 0 | 0 | 0 | 12 | 0 | 10 | 0 | 22 | 35.2429 | 48.9 | 0 | 2.7475 | 56.226 | 0 | 0 | 0
7795 | 98.0615 | 0 | 98.0615 | 42.9083 | 2 | 11.6325 | 10 | 11.0815 | 0 | 11.0815 | 0 | 0 | 0 | 0 | 12 | 0 | 8.4391 | 0 | 20.4391 | 12.7561 | 54.9083 | 0 | 2.9418 | 50.0917 | 0 | 1.4211e-14 | 0
7796 | 100.7422 | 0 | 100.7422 | 52.5096 | 2 | 11.7317 | 10 | 13.0203 | 0 | 13.0203 | 0 | 0 | 0 | 0 | 11.4805 | 0 | 0 | 0 | 11.4805 | 0 | 64.5096 | 0 | 3.0223 | 40.4904 | 0 | 0 | 0
7797 | 98.5861 | 0 | 98.5861 | 55 | 10.9523 | 11.7259 | 10 | 10.9079 | 0 | 10.9079 | 0 | 0 | 0 | 0 | 0 | 0 | 0 | 0 | 0 | 0 | 75.9523 | 0 | 2.9576 | 29.0477 | 0 | 0 | 0
7798 | 91.9103 | 0 | 91.9103 | 55 | 4.5914 | 10.7439 | 10 | 11.575 | 0 | 11.575 | 0 | 0 | 0 | 0 | 0 | 0 | 0 | 0 | 0 | 0 | 69.5914 | 0 | 2.7573 | 35.4086 | 0 | 0 | 0
7799 | 88.6261 | 0 | 88.6261 | 54.1063 | 2 | 10.2058 | 10 | 12.3139 | 0 | 12.3139 | 0 | 0 | 0 | 0 | 0 | 0 | 0 | 0 | 0 | 0 | 66.1063 | 0 | 2.6588 | 38.8937 | 0 | 0 | 0
7800 | 75.7647 | 0 | 75.7647 | 42.9 | 2 | 8.2602 | 8.6041 | 14.0004 | 0 | 14.0004 | 0 | 0 | 0 | 0 | 0 | 0 | 0 | 0 | 0 | 0 | 53.5041 | 0 | 2.2729 | 51.4959 | 0 | 0 | 0
7801 | 79.0958 | 0 | 79.0958 | 43.1915 | 2 | 8.5207 | 10 | 15.3836 | 0 | 15.3836 | 0 | 0 | 0 | 0 | 0 | 0 | 0 | 0 | 0 | 0 | 55.1915 | 0 | 2.3729 | 49.8085 | 0 | 0 | -1.4211e-14
7802 | 76.2755 | 0 | 76.2755 | 42.9 | 2 | 8.2292 | 8.4031 | 14.7432 | 0 | 14.7432 | 0 | 0 | 0 | 0 | 0 | 0 | 0 | 0 | 0 | 0 | 53.3031 | 0 | 2.2883 | 51.6969 | 0 | 0 | 0
7803 | 78.8147 | 0 | 78.8147 | 45.4176 | 2 | 8.8644 | 10 | 12.5327 | 0 | 12.5327 | 0 | 0 | 0 | 0 | 0 | 0 | 0 | 0 | 0 | 0 | 57.4176 | 0 | 2.3644 | 47.5824 | 0 | 1.4211e-14 | 0
7804 | 79.8082 | 0 | 79.8082 | 45.4344 | 2 | 8.867 | 10 | 13.5068 | 0 | 13.5068 | 0 | 0 | 0 | 0 | 0 | 0 | 0 | 0 | 0 | 0 | 57.4344 | 0 | 2.3942 | 47.5656 | 0 | 0 | 0
7805 | 79.5947 | 0 | 79.5947 | 45.3523 | 2 | 8.8543 | 10 | 13.3881 | 0 | 13.3881 | 0 | 0 | 0 | 0 | 0 | 0 | 0 | 0 | 0 | 0 | 57.3523 | 0 | 2.3878 | 47.6477 | 0 | 1.4211e-14 | 0
7806 | 81.7989 | 0 | 81.7989 | 48.9219 | 2 | 9.4054 | 10 | 11.4716 | 0 | 11.4716 | 0 | 0 | 0 | 0 | 0 | 0 | 0 | 0 | 0 | 0 | 60.9219 | 0 | 2.454 | 44.0781 | 0 | 0 | 0
7807 | 81.0936 | 0 | 81.0936 | 42.9 | 2 | 7.8384 | 5.8718 | 10.4369 | 12.0464 | 10.4369 | 12.0464 | 0 | 0 | 0 | 0 | 0 | 0 | 0 | 0 | 0 | 50.7718 | 0 | 2.4328 | 54.2282 | 0 | 0 | 0
7808 | 79.5624 | 0 | 79.5624 | 42.9 | 2 | 7.1054e-15 | 4 | 12.2362 | 24.8437 | 12.2362 | 24.8437 | 0 | 0 | 6.4176 | 0 | 0 | 0 | 6.4176 | 0 | 5.7758 | 48.9 | 0 | 2.3869 | 61.7815 | 0 | 0 | 0
7809 | 78.705 | 0 | 78.705 | 42.9 | 2 | 0 | 4 | 13.2461 | 32.1935 | 13.2461 | 32.1935 | 0 | 0 | 12 | 0 | 3.6346 | 0 | 15.6346 | 0 | 19.9268 | 48.9 | 0 | 2.3611 | 60.5488 | 0 | 0 | 0
7810 | 76.1179 | 0 | 76.1179 | 42.9 | 2 | 1.4211e-14 | 4 | 11.4997 | 44.9205 | 11.4997 | 37.7183 | 0 | 7.2022 | 12 | 0 | 10 | 0 | 22 | 0 | 39.9463 | 48.9 | 0 | 2.2835 | 58.7343 | 0 | 1.4211e-14 | 0
7811 | 75.5796 | 0 | 75.5796 | 42.9 | 2 | 7.1054e-15 | 4 | 11.5257 | 42.1238 | 11.5257 | 35.2122 | 0 | 6.9116 | 12 | 0 | 8.0584 | 0 | 20.0584 | 0 | 58.1758 | 48.9 | 0 | 2.2674 | 59.0329 | 0 | 3.5527e-15 | 0
7812 | 74.6009 | 0 | 74.6009 | 42.9 | 2 | 0 | 4 | 9.4748 | 49.9344 | 9.4748 | 27.1418 | 0 | 22.7926 | 10.9158 | 0 | 0 | 0 | 10.9158 | 0 | 68 | 48.9 | 0 | 2.238 | 68.1317 | 0 | 8.8818e-15 | 0
7813 | 77.7348 | 0 | 77.7348 | 42.9 | 2 | 1.4211e-14 | 4 | 10.5912 | 44.2591 | 10.5912 | 18.2435 | 0 | 26.0156 | 0 | 0 | 0 | 0 | 0 | 0 | 68 | 48.9 | 0 | 2.332 | 81.1605 | 0 | 1.4211e-14 | 0
7814 | 76.1703 | 0 | 76.1703 | 42.9 | 2 | 0 | 4 | 9.4557 | 41.1968 | 9.4557 | 17.8146 | 0 | 23.3822 | 0 | 0 | 0 | 0 | 0 | 0 | 68 | 48.9 | 0 | 2.2851 | 81.5127 | 0 | 0 | -1.4211e-14
7815 | 73.8252 | 0 | 73.8252 | 42.9 | 2 | 7.1054e-15 | 4 | 12.9207 | 31.5373 | 12.9207 | 12.0045 | 0 | 19.5328 | 0 | 0 | 0 | 0 | 0 | 0 | 68 | 48.9 | 0 | 2.2148 | 82.0275 | 0 | 0 | 0
7816 | 80.7028 | 0 | 80.7028 | 42.9 | 2 | 0 | 4 | 13.5463 | 21.6477 | 13.5463 | 18.2564 | 0 | 3.3913 | 0 | 0 | 0 | 0 | 0 | 0 | 68 | 48.9 | 0 | 2.4211 | 84.1862 | 0 | 0 | 0
7817 | 83.177 | 0 | 83.177 | 42.9 | 2 | 2.9733 | 4 | 13.8361 | 12.9909 | 13.8361 | 12.9909 | 0 | 0 | 0 | 4.4767 | 0 | 0 | 0 | 4.4767 | 63.0259 | 48.9 | 0 | 2.4953 | 78.1861 | 0 | 0 | 0
7818 | 87.6375 | 0 | 87.6375 | 42.9 | 2 | 4.3548 | 4 | 12.3827 | 6.2786e-15 | 12.3827 | 6.2786e-15 | 0 | 0 | 0 | 12 | 0 | 10 | 0 | 22 | 38.846 | 48.9 | 0 | 2.6291 | 61.8096 | 0 | 0 | 0
7819 | 93.9673 | 0 | 93.9673 | 42.9 | 2 | 10.9074 | 5.3116 | 12.4092 | 0 | 12.4092 | 0 | 0 | 0 | 0 | 12 | 0 | 8.4391 | 0 | 20.4391 | 16.3592 | 50.2116 | 0 | 2.819 | 54.7884 | 0 | 1.4211e-14 | 0
7820 | 98.0459 | 0 | 98.0459 | 48.311 | 2 | 11.1637 | 10 | 14.5711 | 0 | 14.5711 | 0 | 0 | 0 | 0 | 12 | 0 | 0 | 0 | 12 | 3.0259 | 60.311 | 0 | 2.9414 | 44.689 | 0 | 0 | 0
7821 | 92.038 | 0 | 92.038 | 53.018 | 2 | 10.4582 | 10 | 13.8384 | 0 | 13.8384 | 0 | 0 | 0 | 0 | 2.7233 | 0 | 0 | 0 | 2.7233 | 0 | 65.018 | 0 | 2.7611 | 39.982 | 0 | 0 | 0
7822 | 90.4823 | 0 | 90.4823 | 54.1487 | 2 | 10.2124 | 10 | 14.1212 | 0 | 14.1212 | 0 | 0 | 0 | 0 | 0 | 0 | 0 | 0 | 0 | 0 | 66.1487 | 0 | 2.7145 | 38.8513 | 0 | 0 | 0
7823 | 83.1852 | 0 | 83.1852 | 47.1754 | 2 | 9.1358 | 10 | 14.874 | 0 | 14.874 | 0 | 0 | 0 | 0 | 0 | 0 | 0 | 0 | 0 | 0 | 59.1754 | 0 | 2.4956 | 45.8246 | 0 | 0 | 0
7824 | 77.7432 | 0 | 77.7432 | 42.9 | 2 | 8.3484 | 9.1754 | 15.3193 | 0 | 15.3193 | 0 | 0 | 0 | 0 | 0 | 0 | 0 | 0 | 0 | 0 | 54.0754 | 0 | 2.3323 | 50.9246 | 0 | 0 | 0
7825 | 75.9275 | 0 | 75.9275 | 42.9 | 2 | 8.3064 | 8.9032 | 13.8179 | 0 | 13.8179 | 0 | 0 | 0 | 0 | 0 | 0 | 0 | 0 | 0 | 0 | 53.8032 | 0 | 2.2778 | 51.1968 | 0 | 0 | 0
7826 | 77.4345 | 0 | 77.4345 | 42.9 | 2 | 8.4272 | 9.6858 | 14.4215 | 0 | 14.4215 | 0 | 0 | 0 | 0 | 0 | 0 | 0 | 0 | 0 | 0 | 54.5858 | 0 | 2.323 | 50.4142 | 0 | 1.4211e-14 | 0
7827 | 76.0271 | 0 | 76.0271 | 42.9 | 2 | 8.3241 | 9.0179 | 13.785 | 0 | 13.785 | 0 | 0 | 0 | 0 | 0 | 0 | 0 | 0 | 0 | 0 | 53.9179 | 0 | 2.2808 | 51.0821 | 0 | 0 | 0
7828 | 79.8162 | 0 | 79.8162 | 44.9182 | 2 | 8.7873 | 10 | 14.1107 | 0 | 14.1107 | 0 | 0 | 0 | 0 | 0 | 0 | 0 | 0 | 0 | 0 | 56.9182 | 0 | 2.3945 | 48.0818 | 0 | 0 | 0
7829 | 78.1379 | 0 | 78.1379 | 44.8475 | 2 | 8.7764 | 10 | 12.514 | 0 | 12.514 | 0 | 0 | 0 | 0 | 0 | 0 | 0 | 0 | 0 | 0 | 56.8475 | 0 | 2.3441 | 48.1525 | 0 | 0 | -1.4211e-14
7830 | 77.1874 | 0 | 77.1874 | 44.0263 | 2 | 8.6496 | 10 | 12.5114 | 0 | 12.5114 | 0 | 0 | 0 | 0 | 0 | 0 | 0 | 0 | 0 | 0 | 56.0263 | 0 | 2.3156 | 48.9737 | 0 | 0 | 0
7831 | 77.0419 | 0 | 77.0419 | 42.9 | 2 | 3.2215 | 4 | 10.3879 | 14.5325 | 10.3879 | 14.5325 | 0 | 0 | 0 | 0 | 0 | 0 | 0 | 0 | 0 | 48.9 | 0 | 2.3113 | 59.8491 | 0 | 0 | 0
7832 | 77.7504 | 0 | 77.7504 | 42.9 | 2 | 7.1054e-15 | 4 | 9.3964 | 26.2458 | 9.3964 | 26.2458 | 0 | 0 | 6.7919 | 0 | 0 | 0 | 6.7919 | 0 | 6.1127 | 48.9 | 0 | 2.3325 | 61.7315 | 0 | 0 | 0
7833 | 78.1025 | 0 | 78.1025 | 42.9 | 2 | 0 | 4 | 10.6384 | 35.8864 | 10.6384 | 35.8864 | 0 | 0 | 12 | 0 | 5.3223 | 0 | 17.3223 | 0 | 21.8196 | 48.9 | 0 | 2.3431 | 60.3231 | 0 | 0 | 0
7834 | 78.9583 | 0 | 78.9583 | 42.9 | 2 | 0 | 4 | 12.0548 | 43.73 | 12.0548 | 40.0035 | 0 | 3.7265 | 12 | 0 | 10 | 0 | 22 | 0 | 41.8391 | 48.9 | 0 | 2.3687 | 59.1992 | 0 | 0 | 0
7835 | 78.0727 | 0 | 78.0727 | 42.9 | 2 | 7.1054e-15 | 4 | 11.5615 | 46.027 | 11.5615 | 35.9821 | 0 | 10.0449 | 12 | 0 | 6.3708 | 0 | 18.3708 | 0 | 58.5127 | 48.9 | 0 | 2.3422 | 58.8395 | 0 | 3.5527e-15 | 0
7836 | 76.8198 | 0 | 76.8198 | 42.9 | 2 | 0 | 4 | 10.1915 | 51.3964 | 10.1915 | 28.2697 | 0 | 23.1267 | 10.5415 | 0 | 0 | 0 | 10.5415 | 0 | 68 | 48.9 | 0 | 2.3046 | 68.1371 | 0 | 0 | -1.7764e-15
7837 | 76.906 | 0 | 76.906 | 42.9 | 2 | 7.1054e-15 | 4 | 10.3578 | 52.3865 | 10.3578 | 17.6483 | 0 | 34.7383 | 0 | 0 | 0 | 0 | 0 | 0 | 68 | 48.9 | 0 | 2.3072 | 79.994 | 0 | 0 | 0
7838 | 73.4931 | 0 | 73.4931 | 42.9 | 2 | 1.4211e-14 | 4 | 9.6785 | 43.6336 | 9.6785 | 14.9146 | 0 | 28.719 | 0 | 0 | 0 | 0 | 0 | 0 | 68 | 48.9 | 0 | 2.2048 | 80.799 | 0 | 0 | 0
7839 | 71.6848 | 0 | 71.6848 | 42.9 | 2 | 0 | 4 | 11.4306 | 36.2884 | 11.4306 | 11.3543 | 0 | 24.9341 | 0 | 0 | 0 | 0 | 0 | 0 | 68 | 48.9 | 0 | 2.1505 | 81.3052 | 0 | 0 | 0
7840 | 77.2712 | 0 | 77.2712 | 42.9 | 2 | 0 | 4 | 12.5882 | 28.0328 | 12.5882 | 15.783 | 0 | 12.2498 | 0 | 0 | 0 | 0 | 0 | 0 | 68 | 48.9 | 0 | 2.3181 | 83.0015 | 0 | 0 | 0
7841 | 83.6656 | 0 | 83.6656 | 42.9 | 2 | 5.5683 | 4 | 10.4068 | 12.642 | 10.4068 | 12.642 | 0 | 0 | 0 | 6.1485 | 0 | 0 | 0 | 6.1485 | 61.1684 | 48.9 | 0 | 2.51 | 74.49 | 0 | 0 | -1.4211e-14
7842 | 86.9053 | 0 | 86.9053 | 42.9 | 2 | 5.4972 | 4 | 11.5637 | 6.8069e-15 | 11.5637 | 6.8069e-15 | 0 | 0 | 0 | 12 | 0 | 8.9444 | 0 | 20.9444 | 38.1335 | 48.9 | 0 | 2.6072 | 61.7345 | 0 | 1.4211e-14 | 0
7843 | 93.201 | 0 | 93.201 | 42.9 | 2 | 9.6757 | 4 | 13.1306 | 0 | 13.1306 | 0 | 0 | 0 | 0 | 12 | 0 | 9.4947 | 0 | 21.4947 | 14.5017 | 48.9 | 0 | 2.796 | 57.1328 | 0 | 0 | 0
7844 | 95.7094 | 0 | 95.7094 | 48.3224 | 2 | 11.1655 | 10 | 12.2215 | 0 | 12.2215 | 0 | 0 | 0 | 0 | 12 | 0 | 0 | 0 | 12 | 1.1684 | 60.3224 | 0 | 2.8713 | 44.6776 | 0 | 0 | 0
7845 | 92.139 | 0 | 92.139 | 55 | 3.3071 | 10.7079 | 10 | 12.0724 | 0 | 12.0724 | 0 | 0 | 0 | 0 | 1.0515 | 0 | 0 | 0 | 1.0515 | 0 | 68.3071 | 0 | 2.7642 | 36.6929 | 0 | 0 | 0
7846 | 89.8589 | 0 | 89.8589 | 55 | 2.3471 | 10.3974 | 10 | 12.1144 | 0 | 12.1144 | 0 | 0 | 0 | 0 | 0 | 0 | 0 | 0 | 0 | 0 | 67.3471 | 0 | 2.6958 | 37.6529 | 0 | 0 | 0
7847 | 84.7385 | 0 | 84.7385 | 49.0899 | 2 | 9.4314 | 10 | 14.2172 | 0 | 14.2172 | 0 | 0 | 0 | 0 | 0 | 0 | 0 | 0 | 0 | 0 | 61.0899 | 0 | 2.5422 | 43.9101 | 0 | 0 | 0
7848 | 79.4679 | 0 | 79.4679 | 43.9457 | 2 | 8.6372 | 10 | 14.885 | 0 | 14.885 | 0 | 0 | 0 | 0 | 0 | 0 | 0 | 0 | 0 | 0 | 55.9457 | 0 | 2.384 | 49.0543 | 0 | 0 | 0
7849 | 81.9988 | 0 | 81.9988 | 46.0755 | 2 | 8.966 | 10 | 14.9572 | 0 | 14.9572 | 0 | 0 | 0 | 0 | 0 | 0 | 0 | 0 | 0 | 0 | 58.0755 | 0 | 2.46 | 46.9245 | 0 | 0 | 0
7850 | 80.0238 | 0 | 80.0238 | 44.3814 | 2 | 8.7044 | 10 | 14.938 | 0 | 14.938 | 0 | 0 | 0 | 0 | 0 | 0 | 0 | 0 | 0 | 0 | 56.3814 | 0 | 2.4007 | 48.6186 | 0 | 0 | 0
7851 | 80.3164 | 0 | 80.3164 | 45.6925 | 2 | 8.9069 | 10 | 13.7171 | 0 | 13.7171 | 0 | 0 | 0 | 0 | 0 | 0 | 0 | 0 | 0 | 0 | 57.6925 | 0 | 2.4095 | 47.3075 | 0 | 0 | 0
7852 | 81.9441 | 0 | 81.9441 | 47.475 | 2 | 9.1821 | 10 | 13.287 | 0 | 13.287 | 0 | 0 | 0 | 0 | 0 | 0 | 0 | 0 | 0 | 0 | 59.475 | 0 | 2.4583 | 45.525 | 0 | 0 | 0
7853 | 82.1689 | 0 | 82.1689 | 47.8077 | 2 | 9.2334 | 10 | 13.1277 | 0 | 13.1277 | 0 | 0 | 0 | 0 | 0 | 0 | 0 | 0 | 0 | 0 | 59.8077 | 0 | 2.4651 | 45.1923 | 0 | 0 | 0
7854 | 83.4829 | 0 | 83.4829 | 48.529 | 2 | 9.3448 | 10 | 13.6091 | 0 | 13.6091 | 0 | 0 | 0 | 0 | 0 | 0 | 0 | 0 | 0 | 0 | 60.529 | 0 | 2.5045 | 44.471 | 0 | 0 | 0
7855 | 82.1799 | 0 | 82.1799 | 42.9 | 2 | 7.7646 | 5.394 | 10.6631 | 13.4581 | 10.6631 | 13.4581 | 0 | 0 | 0 | 0 | 0 | 0 | 0 | 0 | 0 | 50.294 | 0 | 2.4654 | 54.706 | 0 | 1.4211e-14 | 0
7856 | 82.744 | 0 | 82.744 | 42.9 | 2 | 0 | 4 | 12.41 | 24.8691 | 12.41 | 24.8691 | 0 | 0 | 3.435 | 0 | 0 | 0 | 3.435 | 0 | 3.0915 | 48.9 | 0 | 2.4823 | 62.1804 | 0 | 0 | 0
7857 | 82.6905 | 0 | 82.6905 | 42.9 | 2 | 0 | 4 | 10.5106 | 37.3015 | 10.5106 | 37.3015 | 0 | 0 | 12 | 0 | 2.0216 | 0 | 14.0216 | 0 | 15.7554 | 48.9 | 0 | 2.4807 | 60.7646 | 0 | 0 | 0
7858 | 82.0271 | 0 | 82.0271 | 42.9 | 2 | 0 | 4 | 10.5748 | 40.5933 | 10.5748 | 40.5933 | 0 | 0 | 12 | 0 | 6.041 | 0 | 18.041 | 0 | 32.1249 | 48.9 | 0 | 2.4608 | 60.227 | 0 | 0 | 0
7859 | 79.6803 | 0 | 79.6803 | 42.9 | 2 | 7.1054e-15 | 4 | 10.5143 | 49.7336 | 10.5143 | 42.266 | 0 | 7.4676 | 12 | 0 | 10 | 0 | 22 | 0 | 52.1444 | 48.9 | 0 | 2.3904 | 58.6989 | 0 | 0 | 0
7860 | 77.5744 | 0 | 77.5744 | 42.9 | 2 | 0 | 4 | 12.8136 | 55 | 12.8136 | 31.4912 | 0 | 23.5088 | 12 | 0 | 3.6304 | 0 | 15.6304 | 0 | 66.2915 | 48.9 | 0 | 2.3272 | 57.4054 | 0 | 1.7764e-15 | 0
7861 | 79.2219 | 0 | 79.2219 | 42.9 | 2 | 0 | 4 | 13.2746 | 51.3074 | 13.2746 | 18.9456 | 0 | 32.3618 | 1.8983 | 0 | 0 | 0 | 1.8983 | 0 | 68 | 48.9 | 0 | 2.3767 | 68.0579 | 0 | 0 | 0
7862 | 77.9803 | 0 | 77.9803 | 42.9 | 2 | 0 | 4 | 10.7788 | 45.0856 | 10.7788 | 18.3015 | 0 | 26.7841 | 0 | 0 | 0 | 0 | 0 | 0 | 68 | 48.9 | 0 | 2.3394 | 81.0577 | 0 | 1.4211e-14 | 0
7863 | 78.3694 | 0 | 78.3694 | 42.9 | 2 | 0 | 4 | 10.7504 | 37.706 | 10.7504 | 18.719 | 0 | 18.987 | 0 | 0 | 0 | 0 | 0 | 0 | 68 | 48.9 | 0 | 2.3511 | 82.1005 | 0 | 0 | 0
7864 | 79.9432 | 0 | 79.9432 | 42.9 | 2 | 7.1054e-15 | 4 | 10.3612 | 26.1956 | 10.3612 | 20.682 | 0 | 5.5136 | 0 | 0 | 0 | 0 | 0 | 0 | 68 | 48.9 | 0 | 2.3983 | 83.9024 | 0 | 1.4211e-14 | 0
7865 | 83.7059 | 0 | 83.7059 | 42.9 | 2 | 6.0076 | 4 | 11.6497 | 13.1477 | 11.6497 | 13.1477 | 0 | 0 | 0 | 4.0009 | 0 | 0 | 0 | 4.0009 | 63.5546 | 48.9 | 0 | 2.5112 | 75.9698 | 0 | 0 | 0
7866 | 89.8901 | 0 | 89.8901 | 42.9 | 2 | 6.4543 | 4 | 12.5358 | 6.611e-15 | 12.5358 | 6.611e-15 | 0 | 0 | 0 | 12 | 0 | 10 | 0 | 22 | 39.3747 | 48.9 | 0 | 2.6967 | 59.9909 | 0 | 0 | 0
7867 | 96.8166 | 0 | 96.8166 | 42.9 | 2 | 11.5004 | 9.1524 | 10.8247 | 0 | 10.8247 | 0 | 0 | 0 | 0 | 12 | 0 | 8.4391 | 0 | 20.4391 | 16.8879 | 54.0524 | 0 | 2.9045 | 50.9476 | 0 | 0 | 0
7868 | 99.6394 | 0 | 99.6394 | 50.5128 | 2 | 11.5037 | 10 | 13.623 | 0 | 13.623 | 0 | 0 | 0 | 0 | 12 | 0 | 0 | 0 | 12 | 3.5546 | 62.5128 | 0 | 2.9892 | 42.4872 | 0 | 0 | 0
7869 | 96.5542 | 0 | 96.5542 | 55 | 3.4743 | 11.0653 | 10 | 13.8154 | 0 | 13.8154 | 0 | 0 | 0 | 0 | 3.1991 | 0 | 0 | 0 | 3.1991 | 0 | 68.4743 | 0 | 2.8966 | 36.5257 | 0 | 0 | 0
7870 | 91.3516 | 0 | 91.3516 | 54.2329 | 2 | 10.2254 | 10 | 14.8933 | 0 | 14.8933 | 0 | 0 | 0 | 0 | 0 | 0 | 0 | 0 | 0 | 0 | 66.2329 | 0 | 2.7405 | 38.7671 | 0 | 0 | 0
7871 | 88.4015 | 0 | 88.4015 | 52.3121 | 2 | 9.9288 | 10 | 14.1606 | 0 | 14.1606 | 0 | 0 | 0 | 0 | 0 | 0 | 0 | 0 | 0 | 0 | 64.3121 | 0 | 2.652 | 40.6879 | 0 | 0 | 0
7872 | 72.4115 | 0 | 72.4115 | 42.9 | 2 | 6.1323 | 4 | 17.3792 | 0 | 17.3792 | 0 | 0 | 0 | 0 | 0 | 0 | 0 | 0 | 0 | 0 | 48.9 | 0 | 2.1723 | 57.3276 | 0 | 0 | 0
7873 | 75.3304 | 0 | 75.3304 | 42.9 | 2 | 7.9448 | 6.5608 | 15.9248 | 0 | 15.9248 | 0 | 0 | 0 | 0 | 0 | 0 | 0 | 0 | 0 | 0 | 51.4608 | 0 | 2.2599 | 53.5392 | 0 | 0 | 0
7874 | 74.8472 | 0 | 74.8472 | 42.9 | 2 | 8.2061 | 8.2532 | 13.4879 | 0 | 13.4879 | 0 | 0 | 0 | 0 | 0 | 0 | 0 | 0 | 0 | 0 | 53.1532 | 0 | 2.2454 | 51.8468 | 0 | 0 | 0
7875 | 78.0955 | 0 | 78.0955 | 43.6531 | 2 | 8.592 | 10 | 13.8505 | 0 | 13.8505 | 0 | 0 | 0 | 0 | 0 | 0 | 0 | 0 | 0 | 0 | 55.6531 | 0 | 2.3429 | 49.3469 | 0 | 0 | 0
7876 | 76.243 | 0 | 76.243 | 42.9 | 2 | 8.1376 | 7.8095 | 15.396 | 0 | 15.396 | 0 | 0 | 0 | 0 | 0 | 0 | 0 | 0 | 0 | 0 | 52.7095 | 0 | 2.2873 | 52.2905 | 0 | 0 | 0
7877 | 75.9666 | 0 | 75.9666 | 43.4286 | 2 | 8.5573 | 10 | 11.9807 | 0 | 11.9807 | 0 | 0 | 0 | 0 | 0 | 0 | 0 | 0 | 0 | 0 | 55.4286 | 0 | 2.279 | 49.5714 | 0 | 0 | 0
7878 | 76.1527 | 0 | 76.1527 | 42.9 | 2 | 8.0825 | 7.4528 | 15.7175 | 0 | 15.7175 | 0 | 0 | 0 | 0 | 0 | 0 | 0 | 0 | 0 | 0 | 52.3528 | 0 | 2.2846 | 52.6472 | 0 | 0 | 0
7879 | 76.5076 | 0 | 76.5076 | 42.9 | 2 | 2.337 | 4 | 14.5523 | 10.7184 | 14.5523 | 10.7184 | 0 | 0 | 0 | 0 | 0 | 0 | 0 | 0 | 0 | 48.9 | 0 | 2.2952 | 60.6153 | 0 | 0 | -1.4211e-14
7880 | 79.0347 | 0 | 79.0347 | 42.9 | 2 | 0 | 4 | 11.9438 | 19.5698 | 11.9438 | 19.5698 | 0 | 0 | 1.379 | 0 | 0 | 0 | 1.379 | 0 | 1.2411 | 48.9 | 0 | 2.371 | 62.4554 | 0 | 0 | 0
7881 | 77.733 | 0 | 77.733 | 42.9 | 2 | 0 | 4 | 12.9992 | 26.4898 | 12.9992 | 26.4898 | 0 | 0 | 10.656 | 0 | 0 | 0 | 10.656 | 0 | 10.8315 | 48.9 | 0 | 2.332 | 61.2147 | 0 | 0 | 0
7882 | 75.2777 | 0 | 75.2777 | 42.9 | 2 | 0 | 4 | 10.3232 | 33.1367 | 10.3232 | 33.1367 | 0 | 0 | 12 | 0 | 5.0822 | 0 | 17.0822 | 0 | 26.317 | 48.9 | 0 | 2.2583 | 60.3553 | 0 | 0 | 0
7883 | 75.0049 | 0 | 75.0049 | 42.9 | 2 | 0 | 4 | 11.4244 | 40.7893 | 11.4244 | 36.6806 | 0 | 4.1087 | 12 | 0 | 10 | 0 | 22 | 0 | 46.3365 | 48.9 | 0 | 2.2501 | 59.1481 | 0 | 0 | 0
7884 | 74.0458 | 0 | 74.0458 | 42.9 | 2 | 7.1054e-15 | 4 | 12.281 | 34.4044 | 12.281 | 31.4757 | 0 | 2.9288 | 12 | 0 | 6.6109 | 0 | 18.6109 | 0 | 63.2315 | 48.9 | 0 | 2.2214 | 59.7591 | 0 | 3.5527e-15 | 0
7885 | 72.5434 | 0 | 72.5434 | 42.9 | 2 | 0 | 4 | 12.258 | 36.4635 | 12.258 | 16.6838 | 0 | 19.7797 | 5.2984 | 0 | 0 | 0 | 5.2984 | 0 | 68 | 48.9 | 0 | 2.1763 | 69.2859 | 0 | 0 | -1.2434e-14
7886 | 75.1884 | 0 | 75.1884 | 42.9 | 2 | 7.1054e-15 | 4 | 12.0124 | 31.7623 | 12.0124 | 14.2759 | 0 | 17.4864 | 0 | 0 | 0 | 0 | 0 | 0 | 68 | 48.9 | 0 | 2.2557 | 82.3012 | 0 | 0 | 0
7887 | 71.9616 | 0 | 71.9616 | 42.9 | 2 | 7.1054e-15 | 4 | 11.5423 | 27.9069 | 11.5423 | 11.5193 | 0 | 16.3876 | 0 | 0 | 0 | 0 | 0 | 0 | 68 | 48.9 | 0 | 2.1588 | 82.4481 | 0 | 0 | 0
7888 | 78.1254 | 0 | 78.1254 | 42.9 | 2 | 0 | 4 | 12.9027 | 21.1794 | 12.9027 | 16.3227 | 0 | 4.8567 | 0 | 0 | 0 | 0 | 0 | 0 | 68 | 48.9 | 0 | 2.3438 | 83.9903 | 0 | 0 | 0
7889 | 78.8611 | 0 | 78.8611 | 42.9 | 2 | 2.3561 | 4 | 13.9667 | 10.2182 | 13.9667 | 10.2182 | 0 | 0 | 0 | 3.4202 | 0 | 0 | 0 | 3.4202 | 64.1998 | 48.9 | 0 | 2.3658 | 79.636 | 0 | 0 | 0
7890 | 86.7742 | 0 | 86.7742 | 42.9 | 2 | 3.006 | 4 | 12.8682 | 5.2156e-15 | 12.8682 | 5.2156e-15 | 0 | 0 | 0 | 12 | 0 | 10 | 0 | 22 | 40.0199 | 48.9 | 0 | 2.6032 | 62.978 | 0 | 0 | -1.4211e-14
7891 | 89.9989 | 0 | 89.9989 | 42.9 | 2 | 7.1248 | 4 | 13.535 | 0 | 13.535 | 0 | 0 | 0 | 0 | 12 | 0 | 8.4391 | 0 | 20.4391 | 17.5331 | 48.9 | 0 | 2.7 | 59.2013 | 0 | 0 | 0
7892 | 93.9355 | 0 | 93.9355 | 44.5714 | 2 | 10.5864 | 10 | 14.7777 | 0 | 14.7777 | 0 | 0 | 0 | 0 | 12 | 0 | 0 | 0 | 12 | 4.1998 | 56.5714 | 0 | 2.8181 | 48.4286 | 0 | 0 | 0
7893 | 90.4014 | 0 | 90.4014 | 51.4923 | 2 | 10.3858 | 10 | 12.7435 | 0 | 12.7435 | 0 | 0 | 0 | 0 | 3.7798 | 0 | 0 | 0 | 3.7798 | 0 | 63.4923 | 0 | 2.712 | 41.5077 | 0 | 0 | 0
7894 | 85.9706 | 0 | 85.9706 | 48.7491 | 2 | 9.3787 | 10 | 15.8428 | 0 | 15.8428 | 0 | 0 | 0 | 0 | 0 | 0 | 0 | 0 | 0 | 0 | 60.7491 | 0 | 2.5791 | 44.2509 | 0 | 0 | 0
7895 | 84.5076 | 0 | 84.5076 | 48.1684 | 2 | 9.2891 | 10 | 15.0502 | 0 | 15.0502 | 0 | 0 | 0 | 0 | 0 | 0 | 0 | 0 | 0 | 0 | 60.1684 | 0 | 2.5352 | 44.8316 | 0 | 0 | 0
7896 | 77.101 | 0 | 77.101 | 42.9 | 2 | 8.2527 | 8.5555 | 15.3927 | 0 | 15.3927 | 0 | 0 | 0 | 0 | 0 | 0 | 0 | 0 | 0 | 0 | 53.4555 | 0 | 2.313 | 51.5445 | 0 | 0 | 0
7897 | 78.7156 | 0 | 78.7156 | 42.9041 | 2 | 8.4764 | 10 | 15.3351 | 0 | 15.3351 | 0 | 0 | 0 | 0 | 0 | 0 | 0 | 0 | 0 | 0 | 54.9041 | 0 | 2.3615 | 50.0959 | 0 | 0 | 0
7898 | 82.5217 | 0 | 82.5217 | 45.6768 | 2 | 8.9044 | 10 | 15.9405 | 0 | 15.9405 | 0 | 0 | 0 | 0 | 0 | 0 | 0 | 0 | 0 | 0 | 57.6768 | 0 | 2.4757 | 47.3232 | 0 | 0 | 0
7899 | 82.1233 | 0 | 82.1233 | 46.5725 | 2 | 9.0427 | 10 | 14.5081 | 0 | 14.5081 | 0 | 0 | 0 | 0 | 0 | 0 | 0 | 0 | 0 | 0 | 58.5725 | 0 | 2.4637 | 46.4275 | 0 | 0 | 0
7900 | 81.3108 | 0 | 81.3108 | 45.3042 | 2 | 8.8469 | 10 | 15.1596 | 0 | 15.1596 | 0 | 0 | 0 | 0 | 0 | 0 | 0 | 0 | 0 | 0 | 57.3042 | 0 | 2.4393 | 47.6958 | 0 | 1.4211e-14 | 0
7901 | 79.8273 | 0 | 79.8273 | 45.0028 | 2 | 8.8004 | 10 | 14.0241 | 0 | 14.0241 | 0 | 0 | 0 | 0 | 0 | 0 | 0 | 0 | 0 | 0 | 57.0028 | 0 | 2.3948 | 47.9972 | 0 | 0 | 0
7902 | 83.896 | 0 | 83.896 | 49.1357 | 2 | 9.4384 | 10 | 13.3219 | 0 | 13.3219 | 0 | 0 | 0 | 0 | 0 | 0 | 0 | 0 | 0 | 0 | 61.1357 | 0 | 2.5169 | 43.8643 | 0 | 0 | 0
7903 | 80.2159 | 0 | 80.2159 | 42.9 | 2 | 2.6096 | 4 | 14.4788 | 14.2275 | 14.4788 | 14.2275 | 0 | 0 | 0 | 0 | 0 | 0 | 0 | 0 | 0 | 48.9 | 0 | 2.4065 | 60.3792 | 0 | 0 | 0
7904 | 82.2775 | 0 | 82.2775 | 42.9 | 2 | 7.1054e-15 | 4 | 15.4891 | 26.5454 | 15.4891 | 26.5454 | 0 | 0 | 8.6569 | 0 | 0 | 0 | 8.6569 | 0 | 7.7913 | 48.9 | 0 | 2.4683 | 61.482 | 0 | 0 | 0
7905 | 81.6581 | 0 | 81.6581 | 42.9 | 2 | 0 | 4 | 13.474 | 38.1166 | 13.474 | 38.1166 | 0 | 0 | 12 | 0 | 6.8325 | 0 | 18.8325 | 0 | 24.8905 | 48.9 | 0 | 2.4497 | 60.1212 | 0 | 0 | 0
7906 | 82.6847 | 0 | 82.6847 | 42.9 | 2 | 0 | 4 | 13.0203 | 48.8367 | 13.0203 | 42.7645 | 0 | 6.0722 | 12 | 0 | 10 | 0 | 22 | 0 | 44.91 | 48.9 | 0 | 2.4805 | 58.8855 | 0 | 1.4211e-14 | 0
7907 | 81.91 | 0 | 81.91 | 42.9 | 2 | 7.1054e-15 | 4 | 12.0799 | 52.8978 | 12.0799 | 37.7907 | 0 | 15.1071 | 12 | 0 | 4.8606 | 0 | 16.8606 | 0 | 60.1913 | 48.9 | 0 | 2.4573 | 58.3645 | 0 | 3.5527e-15 | 0
7908 | 80.2456 | 0 | 80.2456 | 42.9 | 2 | 7.1054e-15 | 4 | 12.9146 | 54.4169 | 12.9146 | 27.1074 | 0 | 27.3094 | 8.6764 | 0 | 0 | 0 | 8.6764 | 0 | 68 | 48.9 | 0 | 2.4074 | 67.8271 | 0 | 0 | -1.7764e-15
7909 | 77.2594 | 0 | 77.2594 | 42.9 | 2 | 0 | 4 | 13.5228 | 55 | 13.5228 | 14.8366 | 0 | 40.1634 | 0 | 0 | 0 | 0 | 0 | 0 | 68 | 48.9 | 0 | 2.3178 | 79.2684 | 0 | 0 | 0
7910 | 79.7283 | 0 | 79.7283 | 42.9 | 2 | 1.4211e-14 | 4 | 12.0662 | 50.7155 | 12.0662 | 18.7621 | 0 | 31.9534 | 0 | 0 | 0 | 0 | 0 | 0 | 68 | 48.9 | 0 | 2.3918 | 80.3664 | 0 | 0 | 0
7911 | 78.1517 | 0 | 78.1517 | 42.9 | 2 | 0 | 4 | 13.9022 | 38.2571 | 13.9022 | 15.3495 | 0 | 22.9077 | 0 | 0 | 0 | 0 | 0 | 0 | 68 | 48.9 | 0 | 2.3446 | 81.5762 | 0 | 0 | 0
7912 | 81.8648 | 0 | 81.8648 | 42.9 | 2 | 7.1054e-15 | 4 | 12.3953 | 26.7544 | 12.3953 | 20.5695 | 0 | 6.185 | 0 | 0 | 0 | 0 | 0 | 0 | 68 | 48.9 | 0 | 2.4559 | 83.8126 | 0 | 0 | 0
7913 | 86.2089 | 0 | 86.2089 | 42.9 | 2 | 2.5449 | 4 | 13.7412 | 14.6174 | 13.7412 | 14.6174 | 0 | 0 | 0 | 6.4054 | 0 | 0 | 0 | 6.4054 | 60.8829 | 48.9 | 0 | 2.5863 | 76.8865 | 0 | 0 | 0
7914 | 90.4136 | 0 | 90.4136 | 42.9 | 2 | 6.1308 | 4 | 13.3828 | 6.5737e-15 | 13.3828 | 6.5737e-15 | 0 | 0 | 0 | 12 | 0 | 10 | 0 | 22 | 36.703 | 48.9 | 0 | 2.7124 | 60.2712 | 0 | 0 | 0
7915 | 94.973 | 0 | 94.973 | 42.9 | 2 | 9.0873 | 4 | 16.5466 | 0 | 16.5466 | 0 | 0 | 0 | 0 | 12 | 0 | 8.4391 | 0 | 20.4391 | 14.2162 | 48.9 | 0 | 2.8492 | 57.5013 | 0 | 0 | 0
7916 | 98.6933 | 0 | 98.6933 | 47.8711 | 2 | 11.0958 | 10 | 15.7264 | 0 | 15.7264 | 0 | 0 | 0 | 0 | 12 | 0 | 0 | 0 | 12 | 0.88289 | 59.8711 | 0 | 2.9608 | 45.1289 | 0 | 0 | 0
7917 | 93.8684 | 0 | 93.8684 | 54.804 | 2 | 10.4362 | 10 | 15.8336 | 0 | 15.8336 | 0 | 0 | 0 | 0 | 0.7946 | 0 | 0 | 0 | 0.7946 | 0 | 66.804 | 0 | 2.8161 | 38.196 | 0 | 0 | 0
7918 | 92.8661 | 0 | 92.8661 | 55 | 2.526 | 10.425 | 10 | 14.915 | 0 | 14.915 | 0 | 0 | 0 | 0 | 0 | 0 | 0 | 0 | 0 | 0 | 67.526 | 0 | 2.786 | 37.474 | 0 | 0 | 0
7919 | 88.3604 | 0 | 88.3604 | 50.4011 | 2 | 9.6338 | 10 | 16.3255 | 0 | 16.3255 | 0 | 0 | 0 | 0 | 0 | 0 | 0 | 0 | 0 | 0 | 62.4011 | 0 | 2.6508 | 42.5989 | 0 | 0 | 0
7920 | 78.1116 | 0 | 78.1116 | 42.9 | 2 | 8.1714 | 8.0285 | 17.0117 | 0 | 17.0117 | 0 | 0 | 0 | 0 | 0 | 0 | 0 | 0 | 0 | 0 | 52.9285 | 0 | 2.3433 | 52.0715 | 0 | 0 | 0
7921 | 77.4729 | 0 | 77.4729 | 42.9 | 2 | 8.0455 | 7.2135 | 17.3139 | 0 | 17.3139 | 0 | 0 | 0 | 0 | 0 | 0 | 0 | 0 | 0 | 0 | 52.1135 | 0 | 2.3242 | 52.8865 | 0 | 0 | 0
7922 | 79.0623 | 0 | 79.0623 | 44.0048 | 2 | 8.6463 | 10 | 14.4112 | 0 | 14.4112 | 0 | 0 | 0 | 0 | 0 | 0 | 0 | 0 | 0 | 0 | 56.0048 | 0 | 2.3719 | 48.9952 | 0 | 1.4211e-14 | 0
7923 | 78.7961 | 0 | 78.7961 | 42.9 | 2 | 8.4261 | 9.6782 | 15.7918 | 0 | 15.7918 | 0 | 0 | 0 | 0 | 0 | 0 | 0 | 0 | 0 | 0 | 54.5782 | 0 | 2.3639 | 50.4218 | 0 | 0 | 0
7924 | 80.6263 | 0 | 80.6263 | 44.5199 | 2 | 8.7258 | 10 | 15.3806 | 0 | 15.3806 | 0 | 0 | 0 | 0 | 0 | 0 | 0 | 0 | 0 | 0 | 56.5199 | 0 | 2.4188 | 48.4801 | 0 | 0 | 0
7925 | 81.9852 | 0 | 81.9852 | 45.4016 | 2 | 8.8619 | 10 | 15.7217 | 0 | 15.7217 | 0 | 0 | 0 | 0 | 0 | 0 | 0 | 0 | 0 | 0 | 57.4016 | 0 | 2.4596 | 47.5984 | 0 | 0 | 0
7926 | 81.0266 | 0 | 81.0266 | 44.8456 | 2 | 8.7761 | 10 | 15.4049 | 0 | 15.4049 | 0 | 0 | 0 | 0 | 0 | 0 | 0 | 0 | 0 | 0 | 56.8456 | 0 | 2.4308 | 48.1544 | 0 | 0 | 0
7927 | 82.1902 | 0 | 82.1902 | 42.9 | 2 | 6.2026 | 4 | 14.3573 | 12.7303 | 14.3573 | 12.7303 | 0 | 0 | 0 | 0 | 0 | 0 | 0 | 0 | 0 | 48.9 | 0 | 2.4657 | 57.2667 | 0 | 0 | 0
7928 | 77.8307 | 0 | 77.8307 | 42.9 | 2 | 0 | 4 | 14.6035 | 24.4076 | 14.6035 | 24.4076 | 0 | 0 | 10.0804 | 0 | 0 | 0 | 10.0804 | 0 | 9.0724 | 48.9 | 0 | 2.3349 | 61.2917 | 0 | 0 | 0
7929 | 78.5835 | 0 | 78.5835 | 42.9 | 2 | 0 | 4 | 15.5753 | 38.8031 | 15.5753 | 36.1082 | 0 | 2.6949 | 12 | 0 | 10 | 0 | 22 | 0 | 29.0919 | 48.9 | 0 | 2.3575 | 59.3371 | 0 | 0 | 0
7930 | 77.6473 | 0 | 77.6473 | 42.9 | 2 | 0 | 4 | 13.8102 | 41.3286 | 13.8102 | 36.9372 | 0 | 4.3915 | 12 | 0 | 10 | 0 | 22 | 0 | 49.1114 | 48.9 | 0 | 2.3294 | 59.1102 | 0 | 0 | 0
7931 | 78.305 | 0 | 78.305 | 42.9 | 2 | 0 | 4 | 14.4181 | 55 | 14.4181 | 28.68 | 0 | 26.32 | 12 | 0 | 1.693 | 0 | 13.693 | 0 | 61.4724 | 48.9 | 0 | 2.3492 | 57.2885 | 0 | 3.5527e-15 | 0
7932 | 77.5757 | 0 | 77.5757 | 42.9 | 2 | 0 | 4 | 12.6096 | 49.756 | 12.6096 | 23.319 | 0 | 26.437 | 7.2529 | 0 | 0 | 0 | 7.2529 | 0 | 68 | 48.9 | 0 | 2.3273 | 68.1342 | 0 | 0 | -2.6645e-15
7933 | 75.7535 | 0 | 75.7535 | 42.9 | 2 | 7.1054e-15 | 4 | 14.8737 | 47.7534 | 14.8737 | 11.9797 | 0 | 35.7736 | 0 | 0 | 0 | 0 | 0 | 0 | 68 | 48.9 | 0 | 2.2726 | 79.8555 | 0 | 0 | 0
7934 | 74.6195 | 0 | 74.6195 | 42.9 | 2 | 7.1054e-15 | 4 | 13.8726 | 46.0254 | 13.8726 | 11.8469 | 0 | 34.1784 | 0 | 0 | 0 | 0 | 0 | 0 | 68 | 48.9 | 0 | 2.2386 | 80.0688 | 0 | 0 | 0
7935 | 76.7604 | 0 | 76.7604 | 42.9 | 2 | 7.1054e-15 | 4 | 13.997 | 35.5535 | 13.997 | 13.8634 | 0 | 21.6901 | 0 | 0 | 0 | 0 | 0 | 0 | 68 | 48.9 | 0 | 2.3028 | 81.739 | 0 | 0 | 0
7936 | 80.6704 | 0 | 80.6704 | 42.9 | 2 | 0 | 4 | 10.7491 | 25.3754 | 10.7491 | 21.0213 | 0 | 4.3542 | 0 | 0 | 0 | 0 | 0 | 0 | 68 | 48.9 | 0 | 2.4201 | 84.0575 | 0 | 0 | 0
7937 | 84.6322 | 0 | 84.6322 | 42.9 | 2 | 6.7176 | 4 | 14.5743 | 11.8335 | 14.5743 | 11.8335 | 0 | 0 | 0 | 2.6068 | 0 | 0 | 0 | 2.6068 | 65.1035 | 48.9 | 0 | 2.539 | 76.5624 | 0 | 0 | 0
7938 | 86.8124 | 0 | 86.8124 | 42.9 | 2 | 6.7085 | 4 | 14.016 | 6.2428e-15 | 14.016 | 6.2428e-15 | 0 | 0 | 0 | 12 | 0 | 5.1878 | 0 | 17.1878 | 46.1432 | 48.9 | 0 | 2.6044 | 63.9393 | 0 | 0 | 0
7939 | 93.7999 | 0 | 93.7999 | 42.9 | 2 | 7.4601 | 4 | 15.4398 | 0 | 15.4398 | 0 | 0 | 0 | 0 | 12 | 0 | 10 | 0 | 22 | 21.9633 | 48.9 | 0 | 2.814 | 59.1196 | 0 | 0 | 0
7940 | 96.9466 | 0 | 96.9466 | 45.097 | 2 | 11.1695 | 10 | 13.4288 | 0 | 13.4288 | 0 | 0 | 0 | 0 | 12 | 0 | 3.2513 | 0 | 15.2513 | 5.1035 | 57.097 | 0 | 2.9084 | 47.903 | 0 | 1.4211e-14 | 0
7941 | 93.5948 | 0 | 93.5948 | 51.1481 | 2 | 10.4582 | 10 | 15.3953 | 0 | 15.3953 | 0 | 0 | 0 | 0 | 4.5932 | 0 | 0 | 0 | 4.5932 | 0 | 63.1481 | 0 | 2.8078 | 41.8519 | 0 | 0 | 0
7942 | 90.9366 | 0 | 90.9366 | 53.0536 | 2 | 10.0433 | 10 | 15.8397 | 0 | 15.8397 | 0 | 0 | 0 | 0 | 0 | 0 | 0 | 0 | 0 | 0 | 65.0536 | 0 | 2.7281 | 39.9464 | 0 | 0 | 0
7943 | 84.4769 | 0 | 84.4769 | 46.1748 | 2 | 8.9813 | 10 | 17.3208 | 0 | 17.3208 | 0 | 0 | 0 | 0 | 0 | 0 | 0 | 0 | 0 | 0 | 58.1748 | 0 | 2.5343 | 46.8252 | 0 | 0 | 0
7944 | 76.7285 | 0 | 76.7285 | 42.9 | 2 | 8.2245 | 8.3727 | 15.2313 | 0 | 15.2313 | 0 | 0 | 0 | 0 | 0 | 0 | 0 | 0 | 0 | 0 | 53.2727 | 0 | 2.3019 | 51.7273 | 0 | 0 | 0
7945 | 76.8266 | 0 | 76.8266 | 42.9 | 2 | 8.2422 | 8.4874 | 15.197 | 0 | 15.197 | 0 | 0 | 0 | 0 | 0 | 0 | 0 | 0 | 0 | 0 | 53.3874 | 0 | 2.3048 | 51.6126 | 0 | 0 | 0
7946 | 78.1031 | 0 | 78.1031 | 43.9875 | 2 | 8.6436 | 10 | 13.472 | 0 | 13.472 | 0 | 0 | 0 | 0 | 0 | 0 | 0 | 0 | 0 | 0 | 55.9875 | 0 | 2.3431 | 49.0125 | 0 | 0 | 0
7947 | 77.7474 | 0 | 77.7474 | 43.2929 | 2 | 8.5364 | 10 | 13.918 | 0 | 13.918 | 0 | 0 | 0 | 0 | 0 | 0 | 0 | 0 | 0 | 0 | 55.2929 | 0 | 2.3324 | 49.7071 | 0 | 0 | 0
7948 | 81.8039 | 0 | 81.8039 | 46.8005 | 2 | 9.0779 | 10 | 13.9254 | 0 | 13.9254 | 0 | 0 | 0 | 0 | 0 | 0 | 0 | 0 | 0 | 0 | 58.8005 | 0 | 2.4541 | 46.1995 | 0 | 0 | 0
7949 | 78.2588 | 0 | 78.2588 | 44.1389 | 2 | 8.667 | 10 | 13.4529 | 0 | 13.4529 | 0 | 0 | 0 | 0 | 0 | 0 | 0 | 0 | 0 | 0 | 56.1389 | 0 | 2.3478 | 48.8611 | 0 | 0 | 0
7950 | 80.4073 | 0 | 80.4073 | 46.6137 | 2 | 9.0491 | 10 | 12.7446 | 0 | 12.7446 | 0 | 0 | 0 | 0 | 0 | 0 | 0 | 0 | 0 | 0 | 58.6137 | 0 | 2.4122 | 46.3863 | 0 | 0 | -1.4211e-14
7951 | 79.5908 | 0 | 79.5908 | 42.9 | 2 | 7.6423 | 4.6016 | 11.7341 | 10.7128 | 11.7341 | 10.7128 | 0 | 0 | 0 | 0 | 0 | 0 | 0 | 0 | 0 | 49.5016 | 0 | 2.3877 | 55.4984 | 0 | 0 | 0
7952 | 79.6523 | 0 | 79.6523 | 42.9 | 2 | 0 | 4 | 12.4543 | 19.283 | 12.4543 | 19.283 | 0 | 0 | 0.985 | 0 | 0 | 0 | 0.985 | 0 | 0.8865 | 48.9 | 0 | 2.3896 | 62.5081 | 0 | 0 | 0
7953 | 79.5273 | 0 | 79.5273 | 42.9 | 2 | 0 | 4 | 10.9781 | 26.5566 | 10.9781 | 26.5566 | 0 | 0 | 6.9075 | 0 | 0 | 0 | 6.9075 | 0 | 7.1032 | 48.9 | 0 | 2.3858 | 61.716 | 0 | 0 | 0
7954 | 79.541 | 0 | 79.541 | 42.9 | 2 | 0 | 4 | 12.8647 | 37.2951 | 12.8647 | 37.2951 | 0 | 0 | 12 | 0 | 7.5188 | 0 | 19.5188 | 0 | 24.8352 | 48.9 | 0 | 2.3862 | 60.0294 | 0 | 0 | 0
7955 | 79.2256 | 0 | 79.2256 | 42.9 | 2 | 0 | 4 | 11.4438 | 41.6704 | 11.4438 | 40.8818 | 0 | 0.78868 | 12 | 0 | 10 | 0 | 22 | 0 | 44.8548 | 48.9 | 0 | 2.3768 | 59.5921 | 0 | 0 | 0
7956 | 75.4257 | 0 | 75.4257 | 42.9 | 2 | 0 | 4 | 12.3333 | 37.9972 | 12.3333 | 30.3666 | 0 | 7.6306 | 12 | 0 | 4.1742 | 0 | 16.1742 | 0 | 59.5032 | 48.9 | 0 | 2.2628 | 59.4562 | 0 | 3.5527e-15 | 0
7957 | 76.3816 | 0 | 76.3816 | 42.9 | 2 | 0 | 4 | 12.6513 | 35.0949 | 12.6513 | 24.2712 | 0 | 10.8237 | 9.4409 | 0 | 0 | 0 | 9.4409 | 0 | 68 | 48.9 | 0 | 2.2914 | 69.9296 | 0 | 1.7764e-15 | 0
7958 | 77.1086 | 0 | 77.1086 | 42.9 | 2 | 0 | 4 | 9.2986 | 33.6356 | 9.2986 | 18.91 | 0 | 14.7255 | 0 | 0 | 0 | 0 | 0 | 0 | 68 | 48.9 | 0 | 2.3133 | 82.6704 | 0 | 0 | 0
7959 | 73.5884 | 0 | 73.5884 | 42.9 | 2 | 7.1054e-15 | 4 | 12.4339 | 28.3938 | 12.4339 | 12.2545 | 0 | 16.1393 | 0 | 0 | 0 | 0 | 0 | 0 | 68 | 48.9 | 0 | 2.2077 | 82.4813 | 0 | 0 | 0
7960 | 77.7294 | 0 | 77.7294 | 42.9 | 2 | 7.1054e-15 | 4 | 10.5947 | 20.8086 | 10.5947 | 18.2347 | 0 | 2.5739 | 0 | 0 | 0 | 0 | 0 | 0 | 68 | 48.9 | 0 | 2.3319 | 84.2956 | 0 | 1.4211e-14 | 0
7961 | 83.1272 | 0 | 83.1272 | 42.9 | 2 | 5.6483 | 4 | 13.4476 | 11.6718 | 13.4476 | 11.6718 | 0 | 0 | 0 | 3.4594 | 0 | 0 | 0 | 3.4594 | 64.1562 | 48.9 | 0 | 2.4938 | 76.7501 | 0 | 1.4211e-14 | 0
7962 | 87.2227 | 0 | 87.2227 | 42.9 | 2 | 5.7852 | 4 | 11.9866 | 5.2504e-15 | 11.9866 | 5.2504e-15 | 0 | 0 | 0 | 12 | 0 | 8.5509 | 0 | 20.5509 | 41.5481 | 48.9 | 0 | 2.6167 | 61.8258 | 0 | 0 | 0
7963 | 94.6864 | 0 | 94.6864 | 42.9 | 2 | 10.5212 | 4 | 13.3771 | 0 | 13.3771 | 0 | 0 | 0 | 0 | 12 | 0 | 9.8881 | 0 | 21.8881 | 17.4895 | 48.9 | 0 | 2.8406 | 56.453 | 0 | 0 | 0
7964 | 96.9806 | 0 | 96.9806 | 47.5399 | 2 | 11.0447 | 10 | 14.396 | 0 | 14.396 | 0 | 0 | 0 | 0 | 12 | 0 | 0 | 0 | 12 | 4.1562 | 59.5399 | 0 | 2.9094 | 45.4601 | 0 | 0 | 0
7965 | 95.6199 | 0 | 95.6199 | 54.4692 | 2 | 10.8393 | 10 | 14.5708 | 0 | 14.5708 | 0 | 0 | 0 | 0 | 3.7406 | 0 | 0 | 0 | 3.7406 | 0 | 66.4692 | 0 | 2.8686 | 38.5308 | 0 | 1.4211e-14 | 0
7966 | 88.9755 | 0 | 88.9755 | 52.282 | 2 | 9.9242 | 10 | 14.7694 | 0 | 14.7694 | 0 | 0 | 0 | 0 | 0 | 0 | 0 | 0 | 0 | 0 | 64.282 | 0 | 2.6693 | 40.718 | 0 | 0 | 0
7967 | 85.8746 | 0 | 85.8746 | 48.8977 | 2 | 9.4017 | 10 | 15.5752 | 0 | 15.5752 | 0 | 0 | 0 | 0 | 0 | 0 | 0 | 0 | 0 | 0 | 60.8977 | 0 | 2.5762 | 44.1023 | 0 | 1.4211e-14 | 0
7968 | 82.6775 | 0 | 82.6775 | 44.5168 | 2 | 8.7254 | 10 | 17.4353 | 0 | 17.4353 | 0 | 0 | 0 | 0 | 0 | 0 | 0 | 0 | 0 | 0 | 56.5168 | 0 | 2.4803 | 48.4832 | 0 | 0 | 0
7969 | 83.1909 | 0 | 83.1909 | 46.9481 | 2 | 9.1007 | 10 | 15.1421 | 0 | 15.1421 | 0 | 0 | 0 | 0 | 0 | 0 | 0 | 0 | 0 | 0 | 58.9481 | 0 | 2.4957 | 46.0519 | 0 | 0 | 0
7970 | 83.5817 | 0 | 83.5817 | 46.5781 | 2 | 9.0436 | 10 | 15.96 | 0 | 15.96 | 0 | 0 | 0 | 0 | 0 | 0 | 0 | 0 | 0 | 0 | 58.5781 | 0 | 2.5074 | 46.4219 | 0 | 0 | -1.4211e-14
7971 | 80.8293 | 0 | 80.8293 | 44.1462 | 2 | 8.6681 | 10 | 16.015 | 0 | 16.015 | 0 | 0 | 0 | 0 | 0 | 0 | 0 | 0 | 0 | 0 | 56.1462 | 0 | 2.4249 | 48.8538 | 0 | 0 | 0
7972 | 83.6259 | 0 | 83.6259 | 48.58 | 2 | 9.3526 | 10 | 13.6933 | 0 | 13.6933 | 0 | 0 | 0 | 0 | 0 | 0 | 0 | 0 | 0 | 0 | 60.58 | 0 | 2.5088 | 44.42 | 0 | 0 | 0
7973 | 84.7007 | 0 | 84.7007 | 47.5976 | 2 | 9.201 | 10 | 15.9021 | 0 | 15.9021 | 0 | 0 | 0 | 0 | 0 | 0 | 0 | 0 | 0 | 0 | 59.5976 | 0 | 2.541 | 45.4024 | 0 | 0 | 0
7974 | 82.8045 | 0 | 82.8045 | 47.6777 | 2 | 9.2133 | 10 | 13.9135 | 0 | 13.9135 | 0 | 0 | 0 | 0 | 0 | 0 | 0 | 0 | 0 | 0 | 59.6777 | 0 | 2.4841 | 45.3223 | 0 | 0 | 0
7975 | 83.8086 | 0 | 83.8086 | 42.9 | 2 | 7.0296 | 4 | 13.6202 | 14.2588 | 13.6202 | 14.2588 | 0 | 0 | 0 | 0 | 0 | 0 | 0 | 0 | 0 | 48.9 | 0 | 2.5143 | 56.5503 | 0 | 0 | 0
7976 | 83.8155 | 0 | 83.8155 | 42.9 | 2 | 0 | 4 | 14.5305 | 25.1057 | 14.5305 | 25.1057 | 0 | 0 | 4.7206 | 0 | 0 | 0 | 4.7206 | 0 | 4.2485 | 48.9 | 0 | 2.5145 | 62.0085 | 0 | 0 | 0
7977 | 83.7065 | 0 | 83.7065 | 42.9 | 2 | 0 | 4 | 12.8523 | 37.1403 | 12.8523 | 37.1403 | 0 | 0 | 12 | 0 | 3.1861 | 0 | 15.1861 | 0 | 17.986 | 48.9 | 0 | 2.5112 | 60.6088 | 0 | 0 | 0
7978 | 83.1747 | 0 | 83.1747 | 42.9 | 2 | 0 | 4 | 14.66 | 46.1917 | 14.66 | 41.6147 | 0 | 4.577 | 12 | 0 | 10 | 0 | 22 | 0 | 38.0055 | 48.9 | 0 | 2.4952 | 59.0854 | 0 | 0 | 0
7979 | 80.094 | 0 | 80.094 | 42.9 | 2 | 0 | 4 | 12.362 | 50.1808 | 12.362 | 39.339 | 0 | 10.8419 | 12 | 0 | 8.5069 | 0 | 20.5069 | 0 | 56.6485 | 48.9 | 0 | 2.4028 | 58.4473 | 0 | 3.5527e-15 | 0
7980 | 79.7074 | 0 | 79.7074 | 42.9 | 2 | 0 | 4 | 13.4638 | 47.7579 | 13.4638 | 29.3436 | 0 | 18.4143 | 12 | 0 | 0 | 0 | 12 | 0 | 67.4485 | 48.9 | 0 | 2.3912 | 68.5722 | 0 | 1.4211e-14 | 0
7981 | 78.1715 | 0 | 78.1715 | 42.9 | 2 | 1.4211e-14 | 4 | 13.1434 | 46.4206 | 13.1434 | 16.7408 | 0 | 29.6798 | 0.61272 | 0 | 0 | 0 | 0.61272 | 0 | 68 | 48.9 | 0 | 2.3451 | 68.5885 | 0 | 1.5543e-15 | 0
7982 | 80.5559 | 0 | 80.5559 | 42.9 | 2 | 0 | 4 | 13.3572 | 41.0549 | 13.3572 | 18.2987 | 0 | 22.7562 | 0 | 0 | 0 | 0 | 0 | 0 | 68 | 48.9 | 0 | 2.4167 | 81.5964 | 0 | 1.4211e-14 | 0
7983 | 79.6014 | 0 | 79.6014 | 42.9 | 2 | 1.4211e-14 | 4 | 12.5851 | 35.8295 | 12.5851 | 18.1162 | 0 | 17.7133 | 0 | 0 | 0 | 0 | 0 | 0 | 68 | 48.9 | 0 | 2.388 | 82.2708 | 0 | 0 | 0
7984 | 83.8421 | 0 | 83.8421 | 42.9 | 2 | 7.1054e-15 | 4 | 14.2542 | 24.5903 | 14.2542 | 20.6879 | 0 | 3.9024 | 0 | 0 | 0 | 0 | 0 | 0 | 68 | 48.9 | 0 | 2.5153 | 84.1179 | 0 | 0 | 0
7985 | 88.2951 | 0 | 88.2951 | 42.9 | 2 | 5.36 | 4 | 13.9349 | 13.0684 | 13.9349 | 13.0684 | 0 | 0 | 0 | 7.0317 | 0 | 0 | 0 | 7.0317 | 60.187 | 48.9 | 0 | 2.6489 | 73.9053 | 0 | 0 | 0
7986 | 89.634 | 0 | 89.634 | 42.9 | 2 | 5.122 | 4 | 14.1285 | 6.8986e-15 | 14.1285 | 6.8986e-15 | 0 | 0 | 0 | 12 | 0 | 9.4835 | 0 | 21.4835 | 36.5675 | 48.9 | 0 | 2.689 | 61.5925 | 0 | 1.4211e-14 | 0
7987 | 95.6816 | 0 | 95.6816 | 42.9 | 2 | 10.8025 | 4.1154 | 14.9081 | 0 | 14.9081 | 0 | 0 | 0 | 0 | 12 | 0 | 8.9556 | 0 | 20.9556 | 13.5204 | 49.0154 | 0 | 2.8704 | 55.9846 | 0 | 0 | 0
7988 | 100.0972 | 0 | 100.0972 | 48.9914 | 2 | 11.2688 | 10 | 15.837 | 0 | 15.837 | 0 | 0 | 0 | 0 | 12 | 0 | 1.6377e-15 | 0 | 12 | 0.18704 | 60.9914 | 0 | 3.0029 | 44.0086 | 0 | 0 | 0
7989 | 98.68 | 0 | 98.68 | 55 | 6.9865 | 11.1396 | 10 | 15.3856 | 0 | 15.3856 | 0 | 0 | 0 | 0 | 0.16834 | 0 | 0 | 0 | 0.16834 | -2.7756e-17 | 71.9865 | 0 | 2.9604 | 33.0135 | 0 | 0 | 0
7990 | 93.2304 | 0 | 93.2304 | 54.8866 | 2 | 10.3263 | 10 | 16.0175 | 0 | 16.0175 | 0 | 0 | 0 | 0 | -2.498e-17 | 0 | 0 | 0 | -2.498e-17 | 0 | 66.8866 | 0 | 2.7969 | 38.1134 | 0 | 0 | 0
7991 | 90.9279 | 0 | 90.9279 | 54.3322 | 2 | 10.2407 | 10 | 14.355 | 0 | 14.355 | 0 | 0 | 0 | 0 | 0 | 0 | 0 | 0 | 0 | 0 | 66.3322 | 0 | 2.7278 | 38.6678 | 0 | 0 | 0
7992 | 74.6686 | 0 | 74.6686 | 42.9 | 2 | 7.8576 | 5.9958 | 15.9153 | 0 | 15.9153 | 0 | 0 | 0 | 0 | 0 | 0 | 0 | 0 | 0 | 0 | 50.8958 | 0 | 2.2401 | 54.1042 | 0 | 0 | 0
7993 | 77.3016 | 0 | 77.3016 | 42.9 | 2 | 8.1944 | 8.1777 | 16.0295 | 0 | 16.0295 | 0 | 0 | 0 | 0 | 0 | 0 | 0 | 0 | 0 | 0 | 53.0777 | 0 | 2.319 | 51.9223 | 0 | 0 | 0
7994 | 74.8454 | 0 | 74.8454 | 42.9 | 2 | 8.0299 | 7.1123 | 14.8032 | 0 | 14.8032 | 0 | 0 | 0 | 0 | 0 | 0 | 0 | 0 | 0 | 0 | 52.0123 | 0 | 2.2454 | 52.9877 | 0 | 0 | 0
7995 | 76.3698 | 0 | 76.3698 | 42.9 | 2 | 8.2688 | 8.6594 | 14.5416 | 0 | 14.5416 | 0 | 0 | 0 | 0 | 0 | 0 | 0 | 0 | 0 | 0 | 53.5594 | 0 | 2.2911 | 51.4406 | 0 | 0 | 0
7996 | 77.5716 | 0 | 77.5716 | 42.9 | 2 | 8.1967 | 8.1922 | 16.2827 | 0 | 16.2827 | 0 | 0 | 0 | 0 | 0 | 0 | 0 | 0 | 0 | 0 | 53.0922 | 0 | 2.3271 | 51.9078 | 0 | 0 | 0
7997 | 78.1523 | 0 | 78.1523 | 42.9 | 2 | 8.3011 | 8.8687 | 16.0825 | 0 | 16.0825 | 0 | 0 | 0 | 0 | 0 | 0 | 0 | 0 | 0 | 0 | 53.7687 | 0 | 2.3446 | 51.2313 | 0 | 0 | 0
7998 | 77.1582 | 0 | 77.1582 | 44.084 | 2 | 8.6585 | 10 | 12.4157 | 0 | 12.4157 | 0 | 0 | 0 | 0 | 0 | 0 | 0 | 0 | 0 | 0 | 56.084 | 0 | 2.3147 | 48.916 | 0 | 0 | 0
7999 | 78.9044 | 0 | 78.9044 | 42.9 | 2 | 6.2391 | 4 | 13.3827 | 10.3826 | 13.3827 | 10.3826 | 0 | 0 | 0 | 0 | 0 | 0 | 0 | 0 | 0 | 48.9 | 0 | 2.3671 | 57.2351 | 0 | 0 | 0
8000 | 79.1489 | 0 | 79.1489 | 42.9 | 2 | 1.4211e-14 | 4 | 13.8224 | 22.2717 | 13.8224 | 22.2717 | 0 | 0 | 5.8452 | 0 | 0 | 0 | 5.8452 | 0 | 5.2607 | 48.9 | 0 | 2.3745 | 61.8581 | 0 | 0 | 0
8001 | 77.3168 | 0 | 77.3168 | 42.9 | 2 | 0 | 4 | 12.2983 | 28.5268 | 12.2983 | 28.5268 | 0 | 0 | 12 | 0 | 0.4084 | 0 | 12.4084 | 0 | 16.4372 | 48.9 | 0 | 2.3195 | 60.9803 | 0 | 0 | 0
8002 | 75.9952 | 0 | 75.9952 | 42.9 | 2 | 0 | 4 | 12.7427 | 33.7905 | 12.7427 | 33.7905 | 0 | 0 | 12 | 0 | 7.4381 | 0 | 19.4381 | 0 | 34.0948 | 48.9 | 0 | 2.2799 | 60.0402 | 0 | 0 | 0
8003 | 76.7313 | 0 | 76.7313 | 42.9 | 2 | 0 | 4 | 12.3602 | 41.6198 | 12.3602 | 37.4711 | 0 | 4.1487 | 12 | 0 | 10 | 0 | 22 | 0 | 54.1144 | 48.9 | 0 | 2.3019 | 59.1427 | 0 | 0 | 0
8004 | 76.1277 | 0 | 76.1277 | 42.9 | 2 | 7.1054e-15 | 4 | 11.8116 | 40.6528 | 11.8116 | 30.7507 | 0 | 9.9021 | 11.4881 | 0 | 3.8466 | 0 | 15.3346 | 0 | 68 | 48.9 | 0 | 2.2838 | 59.2647 | 0 | 1.7764e-15 | 0
8005 | 73.0009 | 0 | 73.0009 | 42.9 | 2 | 0 | 4 | 12.96 | 38.6308 | 12.96 | 11.1409 | 0 | 27.4899 | 0 | 0 | 0 | 0 | 0 | 0 | 68 | 48.9 | 0 | 2.19 | 80.9633 | 0 | 1.4211e-14 | 0
8006 | 72.5357 | 0 | 72.5357 | 42.9 | 2 | 0 | 4 | 12.3517 | 36.1721 | 12.3517 | 11.284 | 0 | 24.8881 | 0 | 0 | 0 | 0 | 0 | 0 | 68 | 48.9 | 0 | 2.1761 | 81.3113 | 0 | 1.4211e-14 | 0
8007 | 73.6411 | 0 | 73.6411 | 42.9 | 2 | 0 | 4 | 11.7971 | 28.515 | 11.7971 | 12.944 | 0 | 15.571 | 0 | 0 | 0 | 0 | 0 | 0 | 68 | 48.9 | 0 | 2.2092 | 82.5574 | 0 | 0 | 0
8008 | 78.4422 | 0 | 78.4422 | 42.9 | 2 | 0 | 4 | 12.3977 | 22.0245 | 12.3977 | 17.1445 | 0 | 4.8801 | 0 | 0 | 0 | 0 | 0 | 0 | 68 | 48.9 | 0 | 2.3533 | 83.9871 | 0 | 0 | 0
8009 | 79.6018 | 0 | 79.6018 | 42.9 | 2 | 0 | 4 | 12.2736 | 11.7501 | 12.2736 | 11.7501 | 0 | 0 | 0 | 6.6781 | 0 | 0 | 0 | 6.6781 | 60.5798 | 48.9 | 0 | 2.3881 | 78.8548 | 0 | 0 | 0
8010 | 87.4792 | 0 | 87.4792 | 42.9 | 2 | 2.1983 | 4 | 14.3809 | 4.8797e-15 | 14.3809 | 4.8797e-15 | 0 | 0 | 0 | 12 | 0 | 10 | 0 | 22 | 36.4 | 48.9 | 0 | 2.6244 | 63.6777 | 0 | 0 | 0
8011 | 90.0465 | 0 | 90.0465 | 42.9 | 2 | 7.7722 | 4 | 12.9352 | 0 | 12.9352 | 0 | 0 | 0 | 0 | 12 | 0 | 8.4391 | 0 | 20.4391 | 13.9132 | 48.9 | 0 | 2.7014 | 58.6405 | 0 | 0 | -1.4211e-14
8012 | 96.3936 | 0 | 96.3936 | 45.6718 | 2 | 10.7563 | 10 | 15.9655 | 0 | 15.9655 | 0 | 0 | 0 | 0 | 12 | 0 | 0 | 0 | 12 | 0.57984 | 57.6718 | 0 | 2.8918 | 47.3282 | 0 | 0 | 0
8013 | 93.6337 | 0 | 93.6337 | 55 | 2.3252 | 10.4746 | 10 | 15.3121 | 0 | 15.3121 | 0 | 0 | 0 | 0 | 0.52186 | 0 | 0 | 0 | 0.52186 | 0 | 67.3252 | 0 | 2.809 | 37.6748 | 0 | 0 | 0
8014 | 85.8479 | 0 | 85.8479 | 48.5772 | 2 | 9.3522 | 10 | 15.9185 | 0 | 15.9185 | 0 | 0 | 0 | 0 | 0 | 0 | 0 | 0 | 0 | 0 | 60.5772 | 0 | 2.5754 | 44.4228 | 0 | 0 | 0
8015 | 84.2573 | 0 | 84.2573 | 47.2687 | 2 | 9.1502 | 10 | 15.8383 | 0 | 15.8383 | 0 | 0 | 0 | 0 | 0 | 0 | 0 | 0 | 0 | 0 | 59.2687 | 0 | 2.5277 | 45.7313 | 0 | 0 | 0
8016 | 73.8761 | 0 | 73.8761 | 42.9 | 2 | 8.1943 | 4.7763 | 16.0054 | 0 | 16.0054 | 0 | 0 | 0 | 0 | 0 | 0 | 0 | 0 | 0 | 0 | 49.6763 | 0 | 2.2163 | 55.3237 | 0 | 0 | 0
8017 | 75.2697 | 0 | 75.2697 | 42.9 | 2 | 8.4098 | 6.0822 | 15.8777 | 0 | 15.8777 | 0 | 0 | 0 | 0 | 0 | 0 | 0 | 0 | 0 | 0 | 50.9822 | 0 | 2.2581 | 54.0178 | 0 | 0 | 0
8018 | 75.6954 | 0 | 75.6954 | 42.9 | 2 | 8.3329 | 5.6161 | 16.8465 | 0 | 16.8465 | 0 | 0 | 0 | 0 | 0 | 0 | 0 | 0 | 0 | 0 | 50.5161 | 0 | 2.2709 | 54.4839 | 0 | 0 | 0
8019 | 75.4002 | 0 | 75.4002 | 42.9 | 2 | 8.4316 | 6.2146 | 15.854 | 0 | 15.854 | 0 | 0 | 0 | 0 | 0 | 0 | 0 | 0 | 0 | 0 | 51.1146 | 0 | 2.262 | 53.8854 | 0 | 0 | 0
8020 | 76.9166 | 0 | 76.9166 | 42.9 | 2 | 8.955 | 9.3874 | 13.6743 | 0 | 13.6743 | 0 | 0 | 0 | 0 | 0 | 0 | 0 | 0 | 0 | 0 | 54.2874 | 0 | 2.3075 | 50.7126 | 0 | 0 | 0
8021 | 76.101 | 0 | 76.101 | 42.9 | 2 | 8.4116 | 6.0935 | 16.6958 | 0 | 16.6958 | 0 | 0 | 0 | 0 | 0 | 0 | 0 | 0 | 0 | 0 | 50.9935 | 0 | 2.283 | 54.0065 | 0 | 0 | 0
8022 | 77.8409 | 0 | 77.8409 | 42.9 | 2 | 8.8978 | 9.0406 | 15.0026 | 0 | 15.0026 | 0 | 0 | 0 | 0 | 0 | 0 | 0 | 0 | 0 | 0 | 53.9406 | 0 | 2.3352 | 51.0594 | 0 | 0 | 0
8023 | 75.4153 | 0 | 75.4153 | 42.9 | 2 | 7.1054e-15 | 4 | 16.1016 | 13.8872 | 16.1016 | 13.8872 | 0 | 0 | 3.4735 | 0 | 0 | 0 | 3.4735 | 0 | 3.1261 | 48.9 | 0 | 2.2625 | 62.5323 | 0 | 0 | 0
8024 | 77.8792 | 0 | 77.8792 | 42.9 | 2 | 7.1054e-15 | 4 | 14.0785 | 25.2554 | 14.0785 | 25.2554 | 0 | 0 | 10.3547 | 0 | 0 | 0 | 10.3547 | 0 | 12.4454 | 48.9 | 0 | 2.3364 | 61.5579 | 0 | 0 | 0
8025 | 74.4697 | 0 | 74.4697 | 42.9 | 2 | 0 | 4 | 13.7472 | 33.4236 | 13.7472 | 33.4236 | 0 | 0 | 12 | 0 | 9.6011 | 0 | 21.6011 | 0 | 32.0971 | 48.9 | 0 | 2.2341 | 59.9655 | 0 | 0 | 0
8026 | 74.9967 | 0 | 74.9967 | 42.9 | 2 | 0 | 4 | 14.9278 | 41.2144 | 14.9278 | 33.1689 | 0 | 8.0456 | 12 | 0 | 10 | 0 | 22 | 0 | 52.1167 | 48.9 | 0 | 2.2499 | 58.7697 | 0 | 1.4211e-14 | 0
8027 | 72.599 | 0 | 72.599 | 42.9 | 2 | 2.1316e-14 | 4 | 13.4973 | 45.757 | 13.4973 | 24.2937 | 0 | 21.4633 | 12 | 0 | 2.0919 | 0 | 14.0919 | 0 | 64.8454 | 48.9 | 0 | 2.178 | 57.9896 | 0 | 5.3291e-15 | 0
8028 | 73.8524 | 0 | 73.8524 | 42.9 | 2 | 0 | 4 | 14.241 | 44.6867 | 14.241 | 14.2166 | 0 | 30.4701 | 3.5052 | 0 | 0 | 0 | 3.5052 | 0 | 68 | 48.9 | 0 | 2.2156 | 68.2133 | 0 | 0 | -3.1086e-15
8029 | 73.0211 | 0 | 73.0211 | 42.9 | 2 | 0 | 4 | 13.3034 | 47.0952 | 13.3034 | 10.8178 | 0 | 36.2775 | 0 | 0 | 0 | 0 | 0 | 0 | 68 | 48.9 | 0 | 2.1906 | 79.8873 | 0 | 0 | 0
8030 | 73.5086 | 0 | 73.5086 | 42.9 | 2 | 0 | 4 | 14.1823 | 43.9105 | 14.1823 | 10.4263 | 0 | 33.4842 | 0 | 0 | 0 | 0 | 0 | 0 | 68 | 48.9 | 0 | 2.2053 | 80.2828 | 0 | 0 | 0
8031 | 70.6967 | 0 | 70.6967 | 42.9 | 2 | 0 | 4 | 11.8361 | 36.3011 | 11.8361 | 9.9606 | 0 | 26.3406 | 0 | 0 | 0 | 0 | 0 | 0 | 68 | 48.9 | 0 | 2.1209 | 81.2944 | 0 | 0 | 0
8032 | 73.6401 | 0 | 73.6401 | 42.9 | 2 | 7.1054e-15 | 4 | 14.8167 | 23.3514 | 14.8167 | 9.9234 | 0 | 13.428 | 0 | 0 | 0 | 0 | 0 | 0 | 68 | 48.9 | 0 | 2.2092 | 83.1228 | 0 | 0 | 0
8033 | 77.7421 | 0 | 77.7421 | 42.9 | 2 | 0.56814 | 4 | 15.5145 | 12.7595 | 15.5145 | 12.7595 | 0 | 0 | 0 | 0 | 0 | 0 | 0 | 0 | 68 | 48.9 | 0 | 2.3323 | 84.5364 | 0 | 0 | 0
8034 | 84.8105 | 0 | 84.8105 | 42.9 | 2 | 5.5028 | 4 | 15.8601 | 5.4874e-15 | 15.8601 | 5.4874e-15 | 0 | 0 | 0 | 12 | 0 | 2.5476 | 0 | 14.5476 | 51.9034 | 48.9 | 0 | 2.5443 | 67.8128 | 0 | 0 | 0
8035 | 90.642 | 0 | 90.642 | 42.9 | 2 | 5.8665 | 4 | 13.8929 | 0 | 13.8929 | 0 | 0 | 0 | 0 | 12 | 0 | 9.9826 | 0 | 21.9826 | 27.7424 | 48.9 | 0 | 2.7193 | 61.1184 | 0 | 0 | 0
8036 | 93.4816 | 0 | 93.4816 | 42.9 | 2 | 11.1559 | 4.8214 | 14.6953 | 0 | 14.6953 | 0 | 0 | 0 | 0 | 12 | 0 | 5.9089 | 0 | 17.9089 | 8 | 49.7214 | 0 | 2.8044 | 55.2786 | 0 | 0 | 0
8037 | 90.8622 | 0 | 90.8622 | 45.6286 | 2 | 10.6938 | 10 | 15.3398 | 0 | 15.3398 | 0 | 0 | 0 | 0 | 7.2 | 0 | 0 | 0 | 7.2 | 0 | 57.6286 | 0 | 2.7259 | 47.3714 | 0 | 0 | 0
8038 | 84.1838 | 0 | 84.1838 | 46.0186 | 2 | 9.5704 | 10 | 16.5947 | 0 | 16.5947 | 0 | 0 | 0 | 0 | 0 | 0 | 0 | 0 | 0 | 0 | 58.0186 | 0 | 2.5255 | 46.9814 | 0 | 0 | 0
8039 | 82.0907 | 0 | 82.0907 | 43.5897 | 2 | 9.1698 | 10 | 17.3313 | 0 | 17.3313 | 0 | 0 | 0 | 0 | 0 | 0 | 0 | 0 | 0 | 0 | 55.5897 | 0 | 2.4627 | 49.4103 | 0 | 1.4211e-14 | 0
8040 | 78.6942 | 0 | 78.6942 | 43.9961 | 2 | 9.2368 | 10 | 13.4613 | 0 | 13.4613 | 0 | 0 | 0 | 0 | 0 | 0 | 0 | 0 | 0 | 0 | 55.9961 | 0 | 2.3608 | 49.0039 | 0 | 0 | 0
8041 | 82.1144 | 0 | 82.1144 | 46.1028 | 2 | 9.5843 | 10 | 14.4272 | 0 | 14.4272 | 0 | 0 | 0 | 0 | 0 | 0 | 0 | 0 | 0 | 0 | 58.1028 | 0 | 2.4634 | 46.8972 | 0 | 0 | 0
8042 | 78.7092 | 0 | 78.7092 | 42.9 | 2 | 8.8544 | 8.7776 | 16.1772 | 0 | 16.1772 | 0 | 0 | 0 | 0 | 0 | 0 | 0 | 0 | 0 | 0 | 53.6776 | 0 | 2.3613 | 51.3224 | 0 | 1.4211e-14 | 0
8043 | 81.4882 | 0 | 81.4882 | 44.9815 | 2 | 9.3994 | 10 | 15.1074 | 0 | 15.1074 | 0 | 0 | 0 | 0 | 0 | 0 | 0 | 0 | 0 | 0 | 56.9815 | 0 | 2.4446 | 48.0185 | 0 | 0 | 0
8044 | 81.1291 | 0 | 81.1291 | 46.0214 | 2 | 9.5709 | 10 | 13.5369 | 0 | 13.5369 | 0 | 0 | 0 | 0 | 0 | 0 | 0 | 0 | 0 | 0 | 58.0214 | 0 | 2.4339 | 46.9786 | 0 | 0 | 0
8045 | 81.0429 | 0 | 81.0429 | 47.0992 | 2 | 9.7487 | 10 | 12.195 | 0 | 12.195 | 0 | 0 | 0 | 0 | 0 | 0 | 0 | 0 | 0 | 0 | 59.0992 | 0 | 2.4313 | 45.9008 | 0 | 0 | 0
8046 | 83.3961 | 0 | 83.3961 | 48.2719 | 2 | 9.9421 | 10 | 13.1821 | 0 | 13.1821 | 0 | 0 | 0 | 0 | 0 | 0 | 0 | 0 | 0 | 0 | 60.2719 | 0 | 2.5019 | 44.7281 | 0 | 0 | -1.4211e-14
8047 | 83.372 | 0 | 83.372 | 42.9 | 2 | 8.3464 | 5.6979 | 11.66 | 12.7677 | 11.66 | 12.7677 | 0 | 0 | 0 | 0 | 0 | 0 | 0 | 0 | 0 | 50.5979 | 0 | 2.5012 | 54.4021 | 0 | 0 | -1.4211e-14
8048 | 81.3125 | 0 | 81.3125 | 42.9 | 2 | 7.1054e-15 | 4 | 9.2307 | 25.2835 | 9.2307 | 25.2835 | 0 | 0 | 2.1016 | 0 | 0 | 0 | 2.1016 | 0 | 1.8914 | 48.9 | 0 | 2.4394 | 62.7265 | 0 | 0 | 0
8049 | 82.524 | 0 | 82.524 | 42.9 | 2 | 0 | 4 | 10.7974 | 33.7449 | 10.7974 | 33.7449 | 0 | 0 | 10.9183 | 0 | 0 | 0 | 10.9183 | 0 | 11.7179 | 48.9 | 0 | 2.4757 | 61.4781 | 0 | 0 | 0
8050 | 81.62 | 0 | 81.62 | 42.9 | 2 | 0 | 4 | 11.448 | 43.0151 | 11.448 | 43.0151 | 0 | 0 | 12 | 0 | 9.743 | 0 | 21.743 | 0 | 31.5006 | 48.9 | 0 | 2.4486 | 59.9454 | 0 | 0 | 0
8051 | 80.7197 | 0 | 80.7197 | 42.9 | 2 | 7.1054e-15 | 4 | 10.8399 | 44.2295 | 10.8399 | 42.9798 | 0 | 1.2497 | 12 | 0 | 10 | 0 | 22 | 0 | 51.5201 | 48.9 | 0 | 2.4216 | 59.732 | 0 | 0 | 0
8052 | 77.4276 | 0 | 77.4276 | 42.9 | 2 | 0 | 4 | 11.084 | 45.5326 | 11.084 | 31.3936 | 0 | 14.139 | 12 | 0 | 1.95 | 0 | 13.95 | 0 | 64.1179 | 48.9 | 0 | 2.3228 | 59.0468 | 0 | 3.5527e-15 | 0
8053 | 79.0522 | 0 | 79.0522 | 42.9 | 2 | 2.1316e-14 | 4 | 9.0907 | 50.9447 | 9.0907 | 25.3749 | 0 | 25.5698 | 4.3134 | 0 | 0 | 0 | 4.3134 | 0 | 68 | 48.9 | 0 | 2.3716 | 68.7927 | 0 | 6.2172e-15 | 0
8054 | 76.2825 | 0 | 76.2825 | 42.9 | 2 | 0 | 4 | 11.3543 | 39.361 | 11.3543 | 16.0282 | 0 | 23.3328 | 0 | 0 | 0 | 0 | 0 | 0 | 68 | 48.9 | 0 | 2.2885 | 81.7202 | 0 | 0 | 0
8055 | 76.9128 | 0 | 76.9128 | 42.9 | 2 | 7.1054e-15 | 4 | 11.2474 | 34.9491 | 11.2474 | 16.7654 | 0 | 18.1837 | 0 | 0 | 0 | 0 | 0 | 0 | 68 | 48.9 | 0 | 2.3074 | 82.4494 | 0 | 0 | 0
8056 | 80.8583 | 0 | 80.8583 | 42.9 | 2 | 0 | 4 | 9.2912 | 22.9352 | 9.2912 | 22.6672 | 0 | 0.26804 | 0 | 0 | 0 | 0 | 0 | 0 | 68 | 48.9 | 0 | 2.4258 | 84.9862 | 0 | 1.4211e-14 | 0
8057 | 87.5728 | 0 | 87.5728 | 42.9 | 2 | 4.1589 | 4 | 11.9265 | 12.0987 | 11.9265 | 12.0987 | 0 | 0 | 0 | 10.4887 | 0 | 0 | 0 | 10.4887 | 56.3459 | 48.9 | 0 | 2.6272 | 72.4505 | 0 | 0 | 0
8058 | 90.3123 | 0 | 90.3123 | 42.9 | 2 | 6.7798 | 4 | 12.6325 | 6.4005e-15 | 12.6325 | 6.4005e-15 | 0 | 0 | 0 | 12 | 0 | 10 | 0 | 22 | 32.166 | 48.9 | 0 | 2.7094 | 60.3194 | 0 | 0 | 0
8059 | 94.6884 | 0 | 94.6884 | 42.9 | 2 | 11.6241 | 5.1291 | 12.5961 | 0 | 12.5961 | 0 | 0 | 0 | 0 | 12 | 0 | 8.4391 | 0 | 20.4391 | 9.6792 | 50.0291 | 0 | 2.8407 | 54.9709 | 0 | 0 | -1.4211e-14
8060 | 99.5614 | 0 | 99.5614 | 53.5696 | 2 | 12.253 | 10 | 13.0275 | 0 | 13.0275 | 0 | 0 | 0 | 0 | 8.7113 | 0 | 0 | 0 | 8.7113 | 0 | 65.5696 | 0 | 2.9868 | 39.4304 | 0 | 1.4211e-14 | 0
8061 | 97.0355 | 0 | 97.0355 | 55 | 6.2387 | 11.7512 | 10 | 14.0456 | 0 | 14.0456 | 0 | 0 | 0 | 0 | 0 | 0 | 0 | 0 | 0 | 0 | 71.2387 | 0 | 2.9111 | 33.7613 | 0 | 0 | 0
8062 | 91.1189 | 0 | 91.1189 | 53.1298 | 2 | 10.7435 | 10 | 15.2456 | 0 | 15.2456 | 0 | 0 | 0 | 0 | 0 | 0 | 0 | 0 | 0 | 0 | 65.1298 | 0 | 2.7336 | 39.8702 | 0 | 0 | 0
8063 | 87.8018 | 0 | 87.8018 | 51.0798 | 2 | 10.4053 | 10 | 14.3167 | 0 | 14.3167 | 0 | 0 | 0 | 0 | 0 | 0 | 0 | 0 | 0 | 0 | 63.0798 | 0 | 2.6341 | 41.9202 | 0 | 0 | 0
8064 | 74.3571 | 0 | 74.3571 | 42.9 | 2 | 8.6353 | 7.4495 | 13.3723 | 0 | 13.3723 | 0 | 0 | 0 | 0 | 0 | 0 | 0 | 0 | 0 | 0 | 52.3495 | 0 | 2.2307 | 52.6505 | 0 | 0 | 0
8065 | 76.4824 | 0 | 76.4824 | 42.9 | 2 | 8.7064 | 7.8806 | 14.9954 | 0 | 14.9954 | 0 | 0 | 0 | 0 | 0 | 0 | 0 | 0 | 0 | 0 | 52.7806 | 0 | 2.2945 | 52.2194 | 0 | 0 | 0
8066 | 79.5173 | 0 | 79.5173 | 47.167 | 2 | 9.7599 | 10 | 10.5904 | 0 | 10.5904 | 0 | 0 | 0 | 0 | 0 | 0 | 0 | 0 | 0 | 0 | 59.167 | 0 | 2.3855 | 45.833 | 0 | 0 | 0
8067 | 76.1046 | 0 | 76.1046 | 42.9 | 2 | 8.7634 | 8.2262 | 14.215 | 0 | 14.215 | 0 | 0 | 0 | 0 | 0 | 0 | 0 | 0 | 0 | 0 | 53.1262 | 0 | 2.2831 | 51.8738 | 0 | 0 | 0
8068 | 77.2368 | 0 | 77.2368 | 42.9 | 2 | 9.0554 | 9.9963 | 13.2851 | 0 | 13.2851 | 0 | 0 | 0 | 0 | 0 | 0 | 0 | 0 | 0 | 0 | 54.8963 | 0 | 2.3171 | 50.1037 | 0 | 0 | 0
8069 | 79.6816 | 0 | 79.6816 | 45.296 | 2 | 9.4512 | 10 | 12.9344 | 0 | 12.9344 | 0 | 0 | 0 | 0 | 0 | 0 | 0 | 0 | 0 | 0 | 57.296 | 0 | 2.3904 | 47.704 | 0 | 0 | 0
8070 | 80.7943 | 0 | 80.7943 | 46.1069 | 2 | 9.585 | 10 | 13.1024 | 0 | 13.1024 | 0 | 0 | 0 | 0 | 0 | 0 | 0 | 0 | 0 | 0 | 58.1069 | 0 | 2.4238 | 46.8931 | 0 | 0 | 0
8071 | 77.9984 | 0 | 77.9984 | 42.9 | 2 | 4.5573 | 4 | 11.8336 | 12.7075 | 11.8336 | 12.7075 | 0 | 0 | 0 | 0 | 0 | 0 | 0 | 0 | 0 | 48.9 | 0 | 2.34 | 59.1121 | 0 | 0 | 0
8072 | 80.3267 | 0 | 80.3267 | 42.9 | 2 | 7.1054e-15 | 4 | 10.3802 | 27.07 | 10.3802 | 27.07 | 0 | 0 | 6.0236 | 0 | 0 | 0 | 6.0236 | 0 | 5.4212 | 48.9 | 0 | 2.4098 | 62.1712 | 0 | 0 | 0
8073 | 76.9104 | 0 | 76.9104 | 42.9 | 2 | 7.1054e-15 | 4 | 11.5879 | 37.4734 | 11.5879 | 37.4734 | 0 | 0 | 12 | 0 | 9.0509 | 0 | 21.0509 | 0 | 24.5658 | 48.9 | 0 | 2.3073 | 60.0434 | 0 | 0 | 0
8074 | 75.3751 | 0 | 75.3751 | 42.9 | 2 | 0 | 4 | 9.1036 | 47.0141 | 9.1036 | 39.3715 | 0 | 7.6426 | 12 | 0 | 10 | 0 | 22 | 0 | 44.5853 | 48.9 | 0 | 2.2613 | 58.8268 | 0 | 1.4211e-14 | 0
8075 | 78.4966 | 0 | 78.4966 | 42.9 | 2 | 7.1054e-15 | 4 | 10.0009 | 47.3147 | 10.0009 | 34.2378 | 0 | 13.0769 | 12 | 0 | 2.6421 | 0 | 14.6421 | 0 | 57.8212 | 48.9 | 0 | 2.3549 | 59.0992 | 0 | 3.5527e-15 | 0
8076 | 75.6559 | 0 | 75.6559 | 42.9 | 2 | 0 | 4 | 10.2934 | 46.5901 | 10.2934 | 27.7722 | 0 | 18.8178 | 11.3097 | 0 | 0 | 0 | 11.3097 | 0 | 68 | 48.9 | 0 | 2.2697 | 68.7581 | 0 | 0 | -1.7764e-15
8077 | 77.0249 | 0 | 77.0249 | 42.9 | 2 | 0 | 4 | 9.3769 | 49.2928 | 9.3769 | 18.748 | 0 | 30.5449 | 0 | 0 | 0 | 0 | 0 | 0 | 68 | 48.9 | 0 | 2.3107 | 80.699 | 0 | 0 | 0
8078 | 74.0632 | 0 | 74.0632 | 42.9 | 2 | 0 | 4 | 11.163 | 47.5665 | 11.163 | 14.0002 | 0 | 33.5663 | 0 | 0 | 0 | 0 | 0 | 0 | 68 | 48.9 | 0 | 2.2219 | 80.2712 | 0 | 0 | 0
8079 | 73.9408 | 0 | 73.9408 | 42.9 | 2 | 0 | 4 | 11.1721 | 39.101 | 11.1721 | 13.8687 | 0 | 25.2322 | 0 | 0 | 0 | 0 | 0 | 0 | 68 | 48.9 | 0 | 2.2182 | 81.4513 | 0 | 1.4211e-14 | 0
8080 | 76.0861 | 0 | 76.0861 | 42.9 | 2 | 0 | 4 | 9.5692 | 27.7339 | 9.5692 | 17.6169 | 0 | 10.1171 | 0 | 0 | 0 | 0 | 0 | 0 | 68 | 48.9 | 0 | 2.2826 | 83.5916 | 0 | 0 | 0
8081 | 84.2174 | 0 | 84.2174 | 42.9 | 2 | 5.3378 | 4 | 10.6305 | 13.1157 | 10.6305 | 13.1157 | 0 | 0 | 0 | 6.2335 | 0 | 0 | 0 | 6.2335 | 61.0739 | 48.9 | 0 | 2.5265 | 75.0913 | 0 | 0 | 0
8082 | 87.846 | 0 | 87.846 | 42.9 | 2 | 6.6599 | 4 | 10.286 | 6.2485e-15 | 10.286 | 6.2485e-15 | 0 | 0 | 0 | 12 | 0 | 10 | 0 | 22 | 36.8941 | 48.9 | 0 | 2.6354 | 60.4224 | 0 | 0 | 0
8083 | 92.3769 | 0 | 92.3769 | 42.9 | 2 | 9.7445 | 4 | 13.2933 | 0 | 13.2933 | 0 | 0 | 0 | 0 | 12 | 0 | 8.4391 | 0 | 20.4391 | 14.4073 | 48.9 | 0 | 2.7713 | 57.5535 | 0 | 0 | -1.4211e-14
8084 | 94.4663 | 0 | 94.4663 | 45.6365 | 2 | 11.4869 | 10 | 13.3429 | 0 | 13.3429 | 0 | 0 | 0 | 0 | 12 | 0 | 0 | 0 | 12 | 1.0739 | 57.6365 | 0 | 2.834 | 47.3635 | 0 | 0 | 0
8085 | 93.2084 | 0 | 93.2084 | 54.8921 | 2 | 11.1936 | 10 | 14.1562 | 0 | 14.1562 | 0 | 0 | 0 | 0 | 0.96655 | 0 | 0 | 0 | 0.96655 | 0 | 66.8921 | 0 | 2.7963 | 38.1079 | 0 | 0 | 0
8086 | 88.6621 | 0 | 88.6621 | 52.7458 | 2 | 10.6801 | 10 | 13.2361 | 0 | 13.2361 | 0 | 0 | 0 | 0 | 0 | 0 | 0 | 0 | 0 | 0 | 64.7458 | 0 | 2.6599 | 40.2542 | 0 | 0 | 0
8087 | 83.4897 | 0 | 83.4897 | 49.0256 | 2 | 10.0665 | 10 | 12.3976 | 0 | 12.3976 | 0 | 0 | 0 | 0 | 0 | 0 | 0 | 0 | 0 | 0 | 61.0256 | 0 | 2.5047 | 43.9744 | 0 | 0 | 0
8088 | 80.4144 | 0 | 80.4144 | 45.1983 | 2 | 9.4351 | 10 | 13.781 | 0 | 13.781 | 0 | 0 | 0 | 0 | 0 | 0 | 0 | 0 | 0 | 0 | 57.1983 | 0 | 2.4124 | 47.8017 | 0 | 0 | 0
8089 | 78.9192 | 0 | 78.9192 | 45.1094 | 2 | 9.4205 | 10 | 12.3893 | 0 | 12.3893 | 0 | 0 | 0 | 0 | 0 | 0 | 0 | 0 | 0 | 0 | 57.1094 | 0 | 2.3676 | 47.8906 | 0 | 0 | 0
8090 | 79.597 | 0 | 79.597 | 45.3281 | 2 | 9.4565 | 10 | 12.8124 | 0 | 12.8124 | 0 | 0 | 0 | 0 | 0 | 0 | 0 | 0 | 0 | 0 | 57.3281 | 0 | 2.3879 | 47.6719 | 0 | 0 | 0
8091 | 79.8989 | 0 | 79.8989 | 45.3972 | 2 | 9.4679 | 10 | 13.0338 | 0 | 13.0338 | 0 | 0 | 0 | 0 | 0 | 0 | 0 | 0 | 0 | 0 | 57.3972 | 0 | 2.397 | 47.6028 | 0 | 0 | 0
8092 | 79.9194 | 0 | 79.9194 | 44.9807 | 2 | 9.3992 | 10 | 13.5394 | 0 | 13.5394 | 0 | 0 | 0 | 0 | 0 | 0 | 0 | 0 | 0 | 0 | 56.9807 | 0 | 2.3976 | 48.0193 | 0 | 1.4211e-14 | 0
8093 | 81.4718 | 0 | 81.4718 | 46.9902 | 2 | 9.7307 | 10 | 12.7508 | 0 | 12.7508 | 0 | 0 | 0 | 0 | 0 | 0 | 0 | 0 | 0 | 0 | 58.9902 | 0 | 2.4442 | 46.0098 | 0 | 0 | 0
8094 | 82.5928 | 0 | 82.5928 | 49.0272 | 2 | 10.0667 | 10 | 11.4989 | 0 | 11.4989 | 0 | 0 | 0 | 0 | 0 | 0 | 0 | 0 | 0 | 0 | 61.0272 | 0 | 2.4778 | 43.9728 | 0 | 0 | 0
8095 | 80.0434 | 0 | 80.0434 | 42.9 | 2 | 7.399 | 4 | 11.4393 | 12.3051 | 11.4393 | 12.3051 | 0 | 0 | 0 | 0 | 0 | 0 | 0 | 0 | 0 | 48.9 | 0 | 2.4013 | 56.6728 | 0 | 0 | 0
8096 | 83.3916 | 0 | 83.3916 | 42.9 | 2 | 7.1054e-15 | 4 | 11.2539 | 23.8453 | 11.2539 | 23.8453 | 0 | 0 | 0.6076 | 0 | 0 | 0 | 0.6076 | 0 | 0.54684 | 48.9 | 0 | 2.5017 | 62.9381 | 0 | 0 | 0
8097 | 79.326 | 0 | 79.326 | 42.9 | 2 | 0 | 4 | 10.8876 | 38.629 | 10.8876 | 38.629 | 0 | 0 | 12 | 0 | 7.0906 | 0 | 19.0906 | 0 | 17.8841 | 48.9 | 0 | 2.3798 | 60.3209 | 0 | 0 | 0
8098 | 78.9339 | 0 | 78.9339 | 42.9 | 2 | 7.1054e-15 | 4 | 10.566 | 46.6444 | 10.566 | 41.4678 | 0 | 5.1766 | 12 | 0 | 10 | 0 | 22 | 0 | 37.9036 | 48.9 | 0 | 2.368 | 59.176 | 0 | 0 | 0
8099 | 80.3408 | 0 | 80.3408 | 42.9 | 2 | 7.1054e-15 | 4 | 10.6207 | 52.6061 | 10.6207 | 37.4225 | 0 | 15.1835 | 12 | 0 | 4.6024 | 0 | 16.6024 | 0 | 52.9468 | 48.9 | 0 | 2.4102 | 58.5233 | 0 | 3.5527e-15 | 0
8100 | 76.8222 | 0 | 76.8222 | 42.9 | 2 | 0 | 4 | 9.5052 | 51.1281 | 9.5052 | 30.417 | 0 | 20.7111 | 12 | 0 | 0 | 0 | 12 | 0 | 63.7468 | 48.9 | 0 | 2.3047 | 68.3923 | 0 | 0 | 0
8101 | 78.5885 | 0 | 78.5885 | 42.9 | 2 | 0 | 4 | 8.7451 | 51.7874 | 8.7451 | 25.6691 | 0 | 26.1183 | 4.7257 | 0 | 0 | 0 | 4.7257 | 0 | 68 | 48.9 | 0 | 2.3577 | 68.6567 | 0 | 6.2172e-15 | 0
8102 | 77.9444 | 0 | 77.9444 | 42.9 | 2 | 0 | 4 | 10.6704 | 42.3899 | 10.6704 | 18.374 | 0 | 24.016 | 0 | 0 | 0 | 0 | 0 | 0 | 68 | 48.9 | 0 | 2.3383 | 81.6235 | 0 | 0 | 0
8103 | 76.0999 | 0 | 76.0999 | 42.9 | 2 | 1.4211e-14 | 4 | 10.3935 | 37.7926 | 10.3935 | 16.8064 | 0 | 20.9862 | 0 | 0 | 0 | 0 | 0 | 0 | 68 | 48.9 | 0 | 2.283 | 82.0525 | 0 | 1.4211e-14 | 0
8104 | 81.9196 | 0 | 81.9196 | 42.9 | 2 | 0 | 4 | 11.4351 | 25.8742 | 11.4351 | 21.5844 | 0 | 4.2898 | 0 | 0 | 0 | 0 | 0 | 0 | 68 | 48.9 | 0 | 2.4576 | 84.4167 | 0 | 0 | 0
8105 | 84.2849 | 0 | 84.2849 | 42.9 | 2 | 8.7085 | 4.2555 | 10.4784 | 12.3044 | 10.4784 | 12.3044 | 0 | 0 | 0 | 3.6379 | 0 | 0 | 0 | 3.6379 | 63.9578 | 49.1555 | 0 | 2.5285 | 74.2065 | 0 | 0 | 0
8106 | 87.529 | 0 | 87.529 | 42.9 | 2 | 8.9811 | 4 | 11.7093 | 6.4124e-15 | 11.7093 | 6.4124e-15 | 0 | 0 | 0 | 12 | 0 | 5.9386 | 0 | 17.9386 | 44.1832 | 48.9 | 0 | 2.6259 | 61.9161 | 0 | 0 | 0
8107 | 93.1411 | 0 | 93.1411 | 42.9 | 2 | 9.0767 | 4 | 15.2067 | 0 | 15.2067 | 0 | 0 | 0 | 0 | 12 | 0 | 7.9577 | 0 | 19.9577 | 22.2185 | 48.9 | 0 | 2.7942 | 60.1009 | 0 | 0 | -1.4211e-14
8108 | 99.5975 | 0 | 99.5975 | 45.3969 | 2 | 12.1967 | 10 | 13.4611 | 0 | 13.4611 | 0 | 0 | 0 | 0 | 12 | 0 | 4.5428 | 0 | 16.5428 | 3.9578 | 57.3969 | 0 | 2.9879 | 47.6031 | 0 | 1.4211e-14 | 0
8109 | 96.636 | 0 | 96.636 | 55 | 3.0644 | 11.8151 | 10 | 13.1944 | 0 | 13.1944 | 0 | 0 | 0 | 0 | 3.5621 | 0 | 0 | 0 | 3.5621 | 0 | 68.0644 | 0 | 2.8991 | 36.9356 | 0 | 0 | 0
8110 | 91.6623 | 0 | 91.6623 | 55 | 2.3668 | 11.1125 | 10 | 13.1831 | 0 | 13.1831 | 0 | 0 | 0 | 0 | 0 | 0 | 0 | 0 | 0 | 0 | 67.3668 | 0 | 2.7499 | 37.6332 | 0 | 0 | -1.4211e-14
8111 | 87.388 | 0 | 87.388 | 52.7624 | 2 | 10.6829 | 10 | 11.9427 | 0 | 11.9427 | 0 | 0 | 0 | 0 | 0 | 0 | 0 | 0 | 0 | 0 | 64.7624 | 0 | 2.6216 | 40.2376 | 0 | 0 | 0
8112 | 80.7052 | 0 | 80.7052 | 47.2164 | 2 | 9.768 | 10 | 11.7207 | 0 | 11.7207 | 0 | 0 | 0 | 0 | 0 | 0 | 0 | 0 | 0 | 0 | 59.2164 | 0 | 2.4212 | 45.7836 | 0 | 0 | 0
8113 | 83.0493 | 0 | 83.0493 | 47.8752 | 2 | 9.8767 | 10 | 13.2973 | 0 | 13.2973 | 0 | 0 | 0 | 0 | 0 | 0 | 0 | 0 | 0 | 0 | 59.8752 | 0 | 2.4915 | 45.1248 | 0 | 0 | 0
8114 | 83.405 | 0 | 83.405 | 48.6937 | 2 | 10.0117 | 10 | 12.6995 | 0 | 12.6995 | 0 | 0 | 0 | 0 | 0 | 0 | 0 | 0 | 0 | 0 | 60.6937 | 0 | 2.5021 | 44.3063 | 0 | 0 | 0
8115 | 80.8038 | 0 | 80.8038 | 47.2432 | 2 | 9.7724 | 10 | 11.7882 | 0 | 11.7882 | 0 | 0 | 0 | 0 | 0 | 0 | 0 | 0 | 0 | 0 | 59.2432 | 0 | 2.4241 | 45.7568 | 0 | 0 | 0
8116 | 81.277 | 0 | 81.277 | 46.6837 | 2 | 9.6801 | 10 | 12.9132 | 0 | 12.9132 | 0 | 0 | 0 | 0 | 0 | 0 | 0 | 0 | 0 | 0 | 58.6837 | 0 | 2.4383 | 46.3163 | 0 | 0 | 0
8117 | 82.6448 | 0 | 82.6448 | 48.4587 | 2 | 9.973 | 10 | 12.2131 | 0 | 12.2131 | 0 | 0 | 0 | 0 | 0 | 0 | 0 | 0 | 0 | 0 | 60.4587 | 0 | 2.4793 | 44.5413 | 0 | 1.4211e-14 | 0
8118 | 82.9904 | 0 | 82.9904 | 49.435 | 2 | 10.134 | 10 | 11.4214 | 0 | 11.4214 | 0 | 0 | 0 | 0 | 0 | 0 | 0 | 0 | 0 | 0 | 61.435 | 0 | 2.4897 | 43.565 | 0 | 0 | 0
8119 | 81.4239 | 0 | 81.4239 | 42.9 | 2 | 8.2415 | 5.0624 | 11.1429 | 12.0771 | 11.1429 | 12.0771 | 0 | 0 | 0 | 0 | 0 | 0 | 0 | 0 | 0 | 49.9624 | 0 | 2.4427 | 55.0376 | 0 | 0 | 0
8120 | 83.6104 | 0 | 83.6104 | 42.9 | 2 | 7.1054e-15 | 4 | 10.867 | 24.6608 | 10.867 | 24.6608 | 0 | 0 | 0.81732 | 0 | 0 | 0 | 0.81732 | 0 | 0.73558 | 48.9 | 0 | 2.5083 | 62.9084 | 0 | 0 | 0
8121 | 81.0709 | 0 | 81.0709 | 42.9 | 2 | 0 | 4 | 8.3902 | 34.7895 | 8.3902 | 34.7895 | 0 | 0 | 11.0088 | 0 | 0 | 0 | 11.0088 | 0 | 10.6435 | 48.9 | 0 | 2.4321 | 61.4653 | 0 | 0 | 0
8122 | 82.7057 | 0 | 82.7057 | 42.9 | 2 | 0 | 4 | 7.9648 | 43.9607 | 7.9648 | 43.9607 | 0 | 0 | 12 | 0 | 6.1198 | 0 | 18.1198 | 0 | 27.0857 | 48.9 | 0 | 2.4812 | 60.4584 | 0 | 0 | 0
8123 | 81.9594 | 0 | 81.9594 | 42.9 | 2 | 7.1054e-15 | 4 | 7.5894 | 44.1545 | 7.5894 | 44.1545 | 0 | 0 | 12 | 0 | 6.6845 | 0 | 18.6845 | 0 | 44.0485 | 48.9 | 0 | 2.4588 | 60.3784 | 0 | 0 | 0
8124 | 80.0937 | 0 | 80.0937 | 42.9 | 2 | 7.1054e-15 | 4 | 10.3824 | 50.6073 | 10.3824 | 41.7002 | 0 | 8.9072 | 12 | 0 | 8.8888 | 0 | 20.8888 | 0 | 63.0435 | 48.9 | 0 | 2.4028 | 58.8051 | 0 | 3.5527e-15 | 0
8125 | 81.3949 | 0 | 81.3949 | 42.9 | 2 | 0 | 4 | 8.9333 | 48.9445 | 8.9333 | 29.0688 | 0 | 19.8757 | 5.5072 | 0 | 0 | 0 | 5.5072 | 0 | 68 | 48.9 | 0 | 2.4418 | 69.43 | 0 | 7.9936e-15 | 0
8126 | 81.2313 | 0 | 81.2313 | 42.9 | 2 | 0 | 4 | 7.9564 | 43.1589 | 7.9564 | 24.3748 | 0 | 18.7841 | 0 | 0 | 0 | 0 | 0 | 0 | 68 | 48.9 | 0 | 2.4369 | 82.3643 | 0 | 0 | 0
8127 | 78.2152 | 0 | 78.2152 | 42.9 | 2 | 0 | 4 | 8.7294 | 35.7209 | 8.7294 | 20.5858 | 0 | 15.1351 | 0 | 0 | 0 | 0 | 0 | 0 | 68 | 48.9 | 0 | 2.3465 | 82.881 | 0 | 0 | 0
8128 | 82.7016 | 0 | 82.7016 | 42.9 | 2 | 0.58179 | 4 | 10.998 | 22.2217 | 10.998 | 22.2217 | 0 | 0 | 0 | 0 | 0 | 0 | 0 | 0 | 68 | 48.9 | 0 | 2.481 | 84.5247 | 0 | 0 | 0
8129 | 85.1463 | 0 | 85.1463 | 42.9 | 2 | 8.4671 | 4 | 10.4607 | 12.7745 | 10.4607 | 12.7745 | 0 | 0 | 0 | 4.544 | 0 | 0 | 0 | 4.544 | 62.9511 | 48.9 | 0 | 2.5544 | 73.8553 | 0 | 0 | -1.4211e-14
8130 | 89.6583 | 0 | 89.6583 | 42.9 | 2 | 8.4854 | 4 | 11.5439 | 6.0814e-15 | 11.5439 | 6.0814e-15 | 0 | 0 | 0 | 12 | 0 | 8.729 | 0 | 20.729 | 40.1498 | 48.9 | 0 | 2.6897 | 59.9464 | 0 | 0 | 0
8131 | 97.0029 | 0 | 97.0029 | 42.9 | 2 | 12.2166 | 7.4506 | 10.7256 | 0 | 10.7256 | 0 | 0 | 0 | 0 | 12 | 0 | 9.7101 | 0 | 21.7101 | 16.2844 | 52.3506 | 0 | 2.9101 | 52.6494 | 0 | 1.4211e-14 | 0
8132 | 100.644 | 0 | 100.644 | 52.9218 | 2 | 12.6886 | 10 | 11.0336 | 0 | 11.0336 | 0 | 0 | 0 | 0 | 12 | 0 | 0 | 0 | 12 | 2.9511 | 64.9218 | 0 | 3.0193 | 40.0782 | 0 | 0 | 0
8133 | 97.5474 | 0 | 97.5474 | 55 | 5.4038 | 12.0516 | 10 | 12.4361 | 0 | 12.4361 | 0 | 0 | 0 | 0 | 2.656 | 0 | 0 | 0 | 2.656 | 0 | 70.4038 | 0 | 2.9264 | 34.5962 | 0 | 0 | 0
8134 | 94.2985 | 0 | 94.2985 | 55 | 7.2416 | 11.9166 | 10 | 10.1404 | 0 | 10.1404 | 0 | 0 | 0 | 0 | 0 | 0 | 0 | 0 | 0 | 0 | 72.2416 | 0 | 2.829 | 32.7584 | 0 | 0 | 0
8135 | 88.7771 | 0 | 88.7771 | 53.9654 | 2 | 10.8813 | 10 | 11.9304 | 0 | 11.9304 | 0 | 0 | 0 | 0 | 0 | 0 | 0 | 0 | 0 | 0 | 65.9654 | 0 | 2.6633 | 39.0346 | 0 | 0 | 0
8136 | 79.9649 | 0 | 79.9649 | 43.2369 | 2 | 9.1116 | 10 | 15.6164 | 0 | 15.6164 | 0 | 0 | 0 | 0 | 0 | 0 | 0 | 0 | 0 | 0 | 55.2369 | 0 | 2.3989 | 49.7631 | 0 | 0 | 0
8137 | 82.4949 | 0 | 82.4949 | 46.4406 | 2 | 9.6401 | 10 | 14.4142 | 0 | 14.4142 | 0 | 0 | 0 | 0 | 0 | 0 | 0 | 0 | 0 | 0 | 58.4406 | 0 | 2.4748 | 46.5594 | 0 | 0 | 0
8138 | 83.6914 | 0 | 83.6914 | 47.8222 | 2 | 9.868 | 10 | 14.0012 | 0 | 14.0012 | 0 | 0 | 0 | 0 | 0 | 0 | 0 | 0 | 0 | 0 | 59.8222 | 0 | 2.5107 | 45.1778 | 0 | 0 | 0
8139 | 84.9253 | 0 | 84.9253 | 48.6492 | 2 | 10.0044 | 10 | 14.2717 | 0 | 14.2717 | 0 | 0 | 0 | 0 | 0 | 0 | 0 | 0 | 0 | 0 | 60.6492 | 0 | 2.5478 | 44.3508 | 0 | 0 | 0
8140 | 84.2435 | 0 | 84.2435 | 49.9116 | 2 | 10.2126 | 10 | 12.1193 | 0 | 12.1193 | 0 | 0 | 0 | 0 | 0 | 0 | 0 | 0 | 0 | 0 | 61.9116 | 0 | 2.5273 | 43.0884 | 0 | 0 | 0
8141 | 85.6195 | 0 | 85.6195 | 49.317 | 2 | 10.1145 | 10 | 14.188 | 0 | 14.188 | 0 | 0 | 0 | 0 | 0 | 0 | 0 | 0 | 0 | 0 | 61.317 | 0 | 2.5686 | 43.683 | 0 | 0 | 0
8142 | 85.1393 | 0 | 85.1393 | 50.7986 | 2 | 10.3589 | 10 | 11.9817 | 0 | 11.9817 | 0 | 0 | 0 | 0 | 0 | 0 | 0 | 0 | 0 | 0 | 62.7986 | 0 | 2.5542 | 42.2014 | 0 | 0 | 0
8143 | 81.6344 | 0 | 81.6344 | 42.9 | 2 | 5.3868 | 4 | 14.4808 | 12.8669 | 14.4808 | 12.8669 | 0 | 0 | 0 | 0 | 0 | 0 | 0 | 0 | 0 | 48.9 | 0 | 2.449 | 58.4001 | 0 | 1.4211e-14 | 0
8144 | 82.7357 | 0 | 82.7357 | 42.9 | 2 | 0 | 4 | 12.7208 | 23.5473 | 12.7208 | 23.5473 | 0 | 0 | 2.4324 | 0 | 0 | 0 | 2.4324 | 0 | 2.1891 | 48.9 | 0 | 2.4821 | 62.6797 | 0 | 0 | 0
8145 | 81.4722 | 0 | 81.4722 | 42.9 | 2 | 7.1054e-15 | 4 | 11.9708 | 35.399 | 11.9708 | 35.399 | 0 | 0 | 12 | 0 | 2.7976 | 0 | 14.7976 | 0 | 15.5684 | 48.9 | 0 | 2.4442 | 60.9288 | 0 | 0 | 0
8146 | 82.4275 | 0 | 82.4275 | 42.9 | 2 | 0 | 4 | 12.0323 | 43.0231 | 12.0323 | 43.0231 | 0 | 0 | 12 | 0 | 9.528 | 0 | 21.528 | 0 | 35.1527 | 48.9 | 0 | 2.4728 | 59.9758 | 0 | 0 | 0
8147 | 79.6449 | 0 | 79.6449 | 42.9 | 2 | 0 | 4 | 12.186 | 49.6317 | 12.186 | 39.9265 | 0 | 9.7053 | 12 | 0 | 9.3675 | 0 | 21.3675 | 0 | 54.5891 | 48.9 | 0 | 2.3893 | 58.6243 | 0 | 7.1054e-15 | 0
8148 | 82.0112 | 0 | 82.0112 | 42.9 | 2 | 0 | 4 | 12.1715 | 48.1367 | 12.1715 | 32.9397 | 0 | 15.197 | 12 | 0 | 0 | 0 | 12 | 0 | 65.3891 | 48.9 | 0 | 2.4603 | 69.1731 | 0 | 0 | 0
8149 | 79.2794 | 0 | 79.2794 | 42.9 | 2 | 2.1316e-14 | 4 | 11.2789 | 46.5204 | 11.2789 | 22.0014 | 0 | 24.519 | 2.9009 | 0 | 0 | 0 | 2.9009 | 0 | 68 | 48.9 | 0 | 2.3784 | 69.1415 | 0 | 3.1086e-15 | 0
8150 | 78.6328 | 0 | 78.6328 | 42.9 | 2 | 0 | 4 | 11.1045 | 39.3943 | 11.1045 | 18.6284 | 0 | 20.7659 | 0 | 0 | 0 | 0 | 0 | 0 | 68 | 48.9 | 0 | 2.359 | 82.0837 | 0 | 0 | 0
8151 | 77.2018 | 0 | 77.2018 | 42.9 | 2 | 0 | 4 | 11.651 | 35.8276 | 11.651 | 16.6509 | 0 | 19.1768 | 0 | 0 | 0 | 0 | 0 | 0 | 68 | 48.9 | 0 | 2.3161 | 82.3087 | 0 | 1.4211e-14 | 0
8152 | 83.2702 | 0 | 83.2702 | 42.9 | 2 | 7.1054e-15 | 4 | 13.1653 | 25.9059 | 13.1653 | 21.2049 | 0 | 4.701 | 0 | 0 | 0 | 0 | 0 | 0 | 68 | 48.9 | 0 | 2.4981 | 84.3585 | 0 | 0 | 0
8153 | 87.9325 | 0 | 87.9325 | 42.9 | 2 | 6.6388 | 4 | 12.9737 | 12.6101 | 12.9737 | 12.6101 | 0 | 0 | 0 | 6.8099 | 0 | 0 | 0 | 6.8099 | 60.4334 | 48.9 | 0 | 2.638 | 73.4797 | 0 | 0 | 0
8154 | 90.6127 | 0 | 90.6127 | 42.9 | 2 | 7.3218 | 4 | 12.3909 | 5.7539e-15 | 12.3909 | 5.7539e-15 | 0 | 0 | 0 | 12 | 0 | 10 | 0 | 22 | 36.2536 | 48.9 | 0 | 2.7184 | 59.8542 | 0 | 0 | 0
8155 | 94.3325 | 0 | 94.3325 | 42.9 | 2 | 11.3451 | 4 | 13.6483 | 0 | 13.6483 | 0 | 0 | 0 | 0 | 12 | 0 | 8.4391 | 0 | 20.4391 | 13.7667 | 48.9 | 0 | 2.83 | 56.1796 | 0 | 1.4211e-14 | 0
8156 | 99.3117 | 0 | 99.3117 | 49.1317 | 2 | 12.0634 | 10 | 14.1166 | 0 | 14.1166 | 0 | 0 | 0 | 0 | 12 | 0 | 0 | 0 | 12 | 0.43341 | 61.1317 | 0 | 2.9794 | 43.8683 | 0 | 0 | 0
8157 | 95.7407 | 0 | 95.7407 | 55 | 5.4724 | 11.6891 | 10 | 13.1892 | 0 | 13.1892 | 0 | 0 | 0 | 0 | 0.39007 | 0 | 0 | 0 | 0.39007 | 0 | 70.4724 | 0 | 2.8722 | 34.5276 | 0 | 0 | 0
8158 | 92.6343 | 0 | 92.6343 | 54.0406 | 2 | 10.8937 | 10 | 15.7 | 0 | 15.7 | 0 | 0 | 0 | 0 | 0 | 0 | 0 | 0 | 0 | 0 | 66.0406 | 0 | 2.779 | 38.9594 | 0 | 0 | 0
8159 | 88.239 | 0 | 88.239 | 51.0872 | 2 | 10.4065 | 10 | 14.7452 | 0 | 14.7452 | 0 | 0 | 0 | 0 | 0 | 0 | 0 | 0 | 0 | 0 | 63.0872 | 0 | 2.6472 | 41.9128 | 0 | 0 | 0
8160 | 77.3005 | 0 | 77.3005 | 42.9 | 2 | 8.3357 | 5.6334 | 18.4315 | 0 | 18.4315 | 0 | 0 | 0 | 0 | 0 | 0 | 0 | 0 | 0 | 0 | 50.5334 | 0 | 2.319 | 54.4666 | 0 | 0 | 0
8161 | 82.1888 | 0 | 82.1888 | 43.927 | 2 | 9.2254 | 10 | 17.0364 | 0 | 17.0364 | 0 | 0 | 0 | 0 | 0 | 0 | 0 | 0 | 0 | 0 | 55.927 | 0 | 2.4657 | 49.073 | 0 | 1.4211e-14 | 0
8162 | 79.6576 | 0 | 79.6576 | 42.9 | 2 | 8.9812 | 9.5466 | 16.2298 | 0 | 16.2298 | 0 | 0 | 0 | 0 | 0 | 0 | 0 | 0 | 0 | 0 | 54.4466 | 0 | 2.3897 | 50.5534 | 0 | 0 | 0
8163 | 82.8113 | 0 | 82.8113 | 44.659 | 2 | 9.3462 | 10 | 16.8062 | 0 | 16.8062 | 0 | 0 | 0 | 0 | 0 | 0 | 0 | 0 | 0 | 0 | 56.659 | 0 | 2.4843 | 48.341 | 0 | 0 | 0
8164 | 84.0089 | 0 | 84.0089 | 46.7633 | 2 | 9.6933 | 10 | 15.5523 | 0 | 15.5523 | 0 | 0 | 0 | 0 | 0 | 0 | 0 | 0 | 0 | 0 | 58.7633 | 0 | 2.5203 | 46.2367 | 0 | 0 | 0
8165 | 82.2407 | 0 | 82.2407 | 44.9717 | 2 | 9.3977 | 10 | 15.8713 | 0 | 15.8713 | 0 | 0 | 0 | 0 | 0 | 0 | 0 | 0 | 0 | 0 | 56.9717 | 0 | 2.4672 | 48.0283 | 0 | 0 | 0
8166 | 80.6501 | 0 | 80.6501 | 44.0929 | 2 | 9.2528 | 10 | 15.3045 | 0 | 15.3045 | 0 | 0 | 0 | 0 | 0 | 0 | 0 | 0 | 0 | 0 | 56.0929 | 0 | 2.4195 | 48.9071 | 0 | 0 | 0
8167 | 82.1252 | 0 | 82.1252 | 42.9 | 2 | 7.1795 | 4 | 15.6385 | 10.4072 | 15.6385 | 10.4072 | 0 | 0 | 0 | 0 | 0 | 0 | 0 | 0 | 0 | 48.9 | 0 | 2.4638 | 56.8612 | 0 | 0 | -1.4211e-14
8168 | 80.6799 | 0 | 80.6799 | 42.9 | 2 | 0 | 4 | 15.3773 | 21.7491 | 15.3773 | 21.7491 | 0 | 0 | 5.3465 | 0 | 0 | 0 | 5.3465 | 0 | 4.8118 | 48.9 | 0 | 2.4204 | 62.2671 | 0 | 0 | 0
8169 | 80.2546 | 0 | 80.2546 | 42.9 | 2 | 0 | 4 | 16.0103 | 27.8783 | 16.0103 | 27.8783 | 0 | 0 | 12 | 0 | 0.53403 | 0 | 12.534 | 0 | 16.1042 | 48.9 | 0 | 2.4076 | 61.2493 | 0 | 0 | 0
8170 | 80.5519 | 0 | 80.5519 | 42.9 | 2 | 0 | 4 | 13.5757 | 35.4199 | 13.5757 | 35.4199 | 0 | 0 | 12 | 0 | 5.3438 | 0 | 17.3438 | 0 | 31.8309 | 48.9 | 0 | 2.4166 | 60.5683 | 0 | 0 | 0
8171 | 78.6689 | 0 | 78.6689 | 42.9 | 2 | 0 | 4 | 13.7789 | 40.8002 | 13.7789 | 37.9901 | 0 | 2.8101 | 12 | 0 | 10 | 0 | 22 | 0 | 51.8504 | 48.9 | 0 | 2.3601 | 59.5111 | 0 | 0 | 0
8172 | 77.5943 | 0 | 77.5943 | 42.9 | 2 | 0 | 4 | 13.4913 | 45.5641 | 13.4913 | 33.0051 | 0 | 12.5591 | 11.9869 | 0 | 5.8152 | 0 | 17.8021 | 0 | 68 | 48.9 | 0 | 2.3278 | 58.7251 | 0 | 1.7764e-14 | 0
8173 | 77.4631 | 0 | 77.4631 | 42.9 | 2 | 7.1054e-15 | 4 | 13.914 | 40.0744 | 13.914 | 14.6491 | 0 | 25.4253 | 0 | 0 | 0 | 0 | 0 | 0 | 68 | 48.9 | 0 | 2.3239 | 81.424 | 0 | 0 | 0
8174 | 76.3671 | 0 | 76.3671 | 42.9 | 2 | 0 | 4 | 10.8958 | 37.5237 | 10.8958 | 16.5712 | 0 | 20.9524 | 0 | 0 | 0 | 0 | 0 | 0 | 68 | 48.9 | 0 | 2.291 | 82.0573 | 0 | 0 | 0
8175 | 78.0152 | 0 | 78.0152 | 42.9 | 2 | 0 | 4 | 14.6508 | 31.7833 | 14.6508 | 14.4644 | 0 | 17.319 | 0 | 0 | 0 | 0 | 0 | 0 | 68 | 48.9 | 0 | 2.3405 | 82.5718 | 0 | 0 | 0
8176 | 82.7228 | 0 | 82.7228 | 42.9 | 2 | 0 | 4 | 16.002 | 20.0322 | 16.002 | 17.8208 | 0 | 2.2114 | 0 | 0 | 0 | 0 | 0 | 0 | 68 | 48.9 | 0 | 2.4817 | 84.711 | 0 | 0 | 0
8177 | 83.5848 | 0 | 83.5848 | 42.9 | 2 | 0 | 4 | 16.5552 | 11.3723 | 16.5552 | 11.3723 | 0 | 0 | 0 | 6.7573 | 0 | 0 | 0 | 6.7573 | 60.4919 | 48.9 | 0 | 2.5075 | 79.2236 | 0 | 0 | -1.4211e-14
8178 | 91.8723 | 0 | 91.8723 | 42.9 | 2 | 6.1218 | 4 | 14.8505 | 5.435e-15 | 14.8505 | 5.435e-15 | 0 | 0 | 0 | 12 | 0 | 10 | 0 | 22 | 36.312 | 48.9 | 0 | 2.7562 | 60.8843 | 0 | 0 | 0
8179 | 96.717 | 0 | 96.717 | 42.9 | 2 | 9.0164 | 4 | 18.3614 | 0 | 18.3614 | 0 | 0 | 0 | 0 | 12 | 0 | 8.4391 | 0 | 20.4391 | 13.8252 | 48.9 | 0 | 2.9015 | 58.1785 | 0 | 0 | 0
8180 | 101.7764 | 0 | 101.7764 | 48.9369 | 2 | 12.0313 | 10 | 16.8082 | 0 | 16.8082 | 0 | 0 | 0 | 0 | 12 | 0 | 0 | 0 | 12 | 0.49189 | 60.9369 | 0 | 3.0533 | 44.0631 | 0 | 0 | 0
8181 | 94.657 | 0 | 94.657 | 54.1646 | 2 | 10.9872 | 10 | 17.0625 | 0 | 17.0625 | 0 | 0 | 0 | 0 | 0.4427 | 0 | 0 | 0 | 0.4427 | 0 | 66.1646 | 0 | 2.8397 | 38.8354 | 0 | 0 | 0
8182 | 93.5577 | 0 | 93.5577 | 53.6935 | 2 | 10.8365 | 10 | 17.0277 | 0 | 17.0277 | 0 | 0 | 0 | 0 | 0 | 0 | 0 | 0 | 0 | 0 | 65.6935 | 0 | 2.8067 | 39.3065 | 0 | 0 | 0
8183 | 89.4132 | 0 | 89.4132 | 51.5104 | 2 | 10.4763 | 10 | 15.4265 | 0 | 15.4265 | 0 | 0 | 0 | 0 | 0 | 0 | 0 | 0 | 0 | 0 | 63.5104 | 0 | 2.6824 | 41.4896 | 0 | 0 | 0
8184 | 70.4829 | 0 | 70.4829 | 42.9 | 2 | 4.3106 | 4 | 17.2723 | 0 | 17.2723 | 0 | 0 | 0 | 0 | 0 | 0 | 0 | 0 | 0 | 0 | 48.9 | 0 | 2.1145 | 59.3239 | 0 | 0 | 0
8185 | 71.5635 | 0 | 71.5635 | 42.9 | 2 | 4.7674 | 4 | 17.8961 | 0 | 17.8961 | 0 | 0 | 0 | 0 | 0 | 0 | 0 | 0 | 0 | 0 | 48.9 | 0 | 2.1469 | 58.9318 | 0 | 0 | 0
8186 | 74.4025 | 0 | 74.4025 | 42.9 | 2 | 8.4147 | 6.1121 | 14.9757 | 0 | 14.9757 | 0 | 0 | 0 | 0 | 0 | 0 | 0 | 0 | 0 | 0 | 51.0121 | 0 | 2.2321 | 53.9879 | 0 | 0 | 0
8187 | 76.2526 | 0 | 76.2526 | 42.9 | 2 | 8.5801 | 7.1148 | 15.6577 | 0 | 15.6577 | 0 | 0 | 0 | 0 | 0 | 0 | 0 | 0 | 0 | 0 | 52.0148 | 0 | 2.2876 | 52.9852 | 0 | 1.4211e-14 | 0
8188 | 73.064 | 0 | 73.064 | 42.9 | 2 | 8.2646 | 5.2023 | 14.697 | 0 | 14.697 | 0 | 0 | 0 | 0 | 0 | 0 | 0 | 0 | 0 | 0 | 50.1023 | 0 | 2.1919 | 54.8977 | 0 | 0 | 0
8189 | 77.0101 | 0 | 77.0101 | 42.9 | 2 | 8.7773 | 8.3105 | 15.0222 | 0 | 15.0222 | 0 | 0 | 0 | 0 | 0 | 0 | 0 | 0 | 0 | 0 | 53.2105 | 0 | 2.3103 | 51.7895 | 0 | 0 | 0
8190 | 77.7068 | 0 | 77.7068 | 42.9 | 2 | 8.6881 | 7.7694 | 16.3493 | 0 | 16.3493 | 0 | 0 | 0 | 0 | 0 | 0 | 0 | 0 | 0 | 0 | 52.6694 | 0 | 2.3312 | 52.3306 | 0 | 0 | 0
8191 | 76.5604 | 0 | 76.5604 | 42.9 | 2 | 0.95088 | 4 | 14.5141 | 12.1953 | 14.5141 | 12.1953 | 0 | 0 | 0 | 0 | 0 | 0 | 0 | 0 | 0 | 48.9 | 0 | 2.2968 | 62.2079 | 0 | 0 | 0
8192 | 75.4791 | 0 | 75.4791 | 42.9 | 2 | 7.1054e-15 | 4 | 13.099 | 24.6638 | 13.099 | 24.6638 | 0 | 0 | 11.1837 | 0 | 0 | 0 | 11.1837 | 0 | 10.0653 | 48.9 | 0 | 2.2644 | 61.4405 | 0 | 0 | 0
8193 | 75.7798 | 0 | 75.7798 | 42.9 | 2 | 0 | 4 | 13.8118 | 37.012 | 13.8118 | 35.068 | 0 | 1.944 | 12 | 0 | 10 | 0 | 22 | 0 | 30.0849 | 48.9 | 0 | 2.2734 | 59.6337 | 0 | 0 | 0
8194 | 75.094 | 0 | 75.094 | 42.9 | 2 | 7.1054e-15 | 4 | 13.4745 | 44.2624 | 13.4745 | 34.7195 | 0 | 9.5429 | 12 | 0 | 10 | 0 | 22 | 0 | 50.1044 | 48.9 | 0 | 2.2528 | 58.5577 | 0 | 0 | 0
8195 | 72.4443 | 0 | 72.4443 | 42.9 | 2 | 0 | 4 | 13.1316 | 46.3285 | 13.1316 | 24.1057 | 0 | 22.2228 | 12 | 0 | 1.693 | 0 | 13.693 | 0 | 62.4653 | 48.9 | 0 | 2.1733 | 57.9385 | 0 | 3.5527e-15 | 0
8196 | 72.5956 | 0 | 72.5956 | 42.9 | 2 | 0 | 4 | 13.5876 | 51.5051 | 13.5876 | 16.2576 | 0 | 35.2474 | 6.1496 | 0 | 0 | 0 | 6.1496 | 0 | 68 | 48.9 | 0 | 2.1779 | 67.1624 | 0 | 0 | -2.6645e-15
8197 | 71.7292 | 0 | 71.7292 | 42.9 | 2 | 0 | 4 | 14.6191 | 41.959 | 14.6191 | 8.2101 | 0 | 33.7489 | 0 | 0 | 0 | 0 | 0 | 0 | 68 | 48.9 | 0 | 2.1519 | 80.2454 | 0 | 0 | 0
8198 | 69.1045 | 0 | 69.1045 | 42.9 | 2 | 0 | 4 | 15.1624 | 45.3658 | 15.1624 | 5.0421 | 0 | 40.3237 | 0 | 0 | 0 | 0 | 0 | 0 | 68 | 48.9 | 0 | 2.0731 | 79.3144 | 0 | 0 | 0
8199 | 71.5589 | 0 | 71.5589 | 42.9 | 2 | 0 | 4 | 14.3115 | 37.4851 | 14.3115 | 8.3474 | 0 | 29.1376 | 0 | 7.1054e-15 | 0 | 0 | 0 | 7.1054e-15 | 68 | 48.9 | 0 | 2.1468 | 80.8983 | 0 | 0 | -1.4211e-14
8200 | 74.8342 | 0 | 74.8342 | 42.9 | 2 | 0 | 4 | 14.6494 | 24.5737 | 14.6494 | 11.2849 | 0 | 13.2888 | 7.8949e-15 | 7.1054e-15 | 0 | 0 | 7.8949e-15 | 7.1054e-15 | 68 | 48.9 | 0 | 2.245 | 83.1425 | 0 | 6.3159e-15 | 0
8201 | 80.9369 | 0 | 80.9369 | 42.9 | 2 | 0 | 4 | 14.8081 | 12.205 | 14.8081 | 12.205 | 0 | 0 | 0 | 5.0238 | 0 | 0 | 0 | 5.0238 | 62.418 | 48.9 | 0 | 2.4281 | 80.7117 | 0 | 1.4211e-14 | 0
8202 | 81.6598 | 0 | 81.6598 | 42.9 | 2 | 0 | 4 | 16.0527 | 6.6408e-15 | 16.0527 | 6.6408e-15 | 0 | 0 | 0 | 12 | 0 | 4.7071 | 0 | 16.7071 | 43.9792 | 48.9 | 0 | 2.4498 | 70.6827 | 0 | 0 | 0
8203 | 87.7065 | 0 | 87.7065 | 42.9 | 2 | 0.83503 | 4 | 15.9714 | 0 | 15.9714 | 0 | 0 | 0 | 0 | 12 | 0 | 10 | 0 | 22 | 19.7993 | 48.9 | 0 | 2.6312 | 65.4225 | 0 | 0 | 0
8204 | 94.4387 | 0 | 94.4387 | 42.9 | 2 | 10.9448 | 5.7182 | 17.1437 | 0 | 17.1437 | 0 | 0 | 0 | 0 | 12 | 0 | 3.732 | 0 | 15.732 | 2.418 | 50.6182 | 0 | 2.8332 | 54.3818 | 0 | 0 | 0
8205 | 90.9865 | 0 | 90.9865 | 49.5473 | 2 | 10.5115 | 10 | 16.7515 | 0 | 16.7515 | 0 | 0 | 0 | 0 | 2.1762 | 0 | 0 | 0 | 2.1762 | -4.4409e-16 | 61.5473 | 0 | 2.7296 | 43.4527 | 0 | 1.4211e-14 | 0
8206 | 85.7466 | 0 | 85.7466 | 47.394 | 2 | 9.7973 | 10 | 16.5553 | 0 | 16.5553 | 0 | 0 | 0 | 0 | -3.9968e-16 | 0 | 0 | 0 | -3.9968e-16 | 0 | 59.394 | 0 | 2.5724 | 45.606 | 0 | 0 | 0
8207 | 81.9598 | 0 | 81.9598 | 44.5464 | 2 | 9.3276 | 10 | 16.0858 | 0 | 16.0858 | 0 | 0 | 0 | 0 | 0 | 0 | 0 | 0 | 0 | 0 | 56.5464 | 0 | 2.4588 | 48.4536 | 0 | 0 | 0
8208 | 73.7742 | 0 | 73.7742 | 42.9 | 2 | 4.8409 | 4 | 20.0333 | 0 | 20.0333 | 0 | 0 | 0 | 0 | 0 | 0 | 0 | 0 | 0 | 0 | 48.9 | 0 | 2.2132 | 58.8687 | 0 | 0 | 0
8209 | 72.9562 | 0 | 72.9562 | 42.9 | 2 | 5.2393 | 4 | 18.8169 | 0 | 18.8169 | 0 | 0 | 0 | 0 | 0 | 0 | 0 | 0 | 0 | 0 | 48.9 | 0 | 2.1887 | 58.5267 | 0 | 0 | 0
8210 | 77.8451 | 0 | 77.8451 | 42.9 | 2 | 8.4355 | 6.2381 | 18.2716 | 0 | 18.2716 | 0 | 0 | 0 | 0 | 0 | 0 | 0 | 0 | 0 | 0 | 51.1381 | 0 | 2.3354 | 53.8619 | 0 | 0 | 0
8211 | 77.4343 | 0 | 77.4343 | 42.9 | 2 | 8.3839 | 5.9254 | 18.2249 | 0 | 18.2249 | 0 | 0 | 0 | 0 | 0 | 0 | 0 | 0 | 0 | 0 | 50.8254 | 0 | 2.323 | 54.1746 | 0 | 0 | 0
8212 | 74.6154 | 0 | 74.6154 | 42.9 | 2 | 8.358 | 5.7682 | 15.5892 | 0 | 15.5892 | 0 | 0 | 0 | 0 | 0 | 0 | 0 | 0 | 0 | 0 | 50.6682 | 0 | 2.2385 | 54.3318 | 0 | 0 | 0
8213 | 76.7873 | 0 | 76.7873 | 42.9 | 2 | 8.303 | 5.435 | 18.1493 | 0 | 18.1493 | 0 | 0 | 0 | 0 | 0 | 0 | 0 | 0 | 0 | 0 | 50.335 | 0 | 2.3036 | 54.665 | 0 | 0 | 0
8214 | 79.1405 | 0 | 79.1405 | 42.9 | 2 | 8.5064 | 6.668 | 19.0661 | 0 | 19.0661 | 0 | 0 | 0 | 0 | 0 | 0 | 0 | 0 | 0 | 0 | 51.568 | 0 | 2.3742 | 53.432 | 0 | 0 | 0
8215 | 75.3733 | 0 | 75.3733 | 42.9 | 2 | 7.1054e-15 | 4 | 17.9689 | 12.6146 | 17.9689 | 12.6146 | 0 | 0 | 4.1102 | 0 | 0 | 0 | 4.1102 | 0 | 3.6992 | 48.9 | 0 | 2.2612 | 62.4421 | 0 | 0 | 0
8216 | 76.4958 | 0 | 76.4958 | 42.9 | 2 | 0 | 4 | 17.4628 | 26.389 | 17.4628 | 26.389 | 0 | 0 | 12 | 0 | 4.256 | 0 | 16.256 | 0 | 18.423 | 48.9 | 0 | 2.2949 | 60.7223 | 0 | 0 | 0
8217 | 75.0122 | 0 | 75.0122 | 42.9 | 2 | 0 | 4 | 15.2434 | 36.4442 | 15.2434 | 32.8687 | 0 | 3.5755 | 12 | 0 | 10 | 0 | 22 | 0 | 38.4425 | 48.9 | 0 | 2.2504 | 59.4027 | 0 | 1.4211e-14 | 0
8218 | 74.5896 | 0 | 74.5896 | 42.9 | 2 | 7.1054e-15 | 4 | 13.8679 | 46.2917 | 13.8679 | 31.2589 | 0 | 15.0328 | 12 | 0 | 7.4371 | 0 | 19.4371 | 0 | 56.0992 | 48.9 | 0 | 2.2377 | 58.1433 | 0 | 3.5527e-15 | 0
8219 | 76.855 | 0 | 76.855 | 42.9 | 2 | 1.4211e-14 | 4 | 16.8207 | 53.8899 | 16.8207 | 23.1343 | 0 | 30.7556 | 12 | 0 | 0 | 0 | 12 | 0 | 66.8992 | 48.9 | 0 | 2.3056 | 66.97 | 0 | 1.4211e-14 | 0
8220 | 73.9522 | 0 | 73.9522 | 42.9 | 2 | 0 | 4 | 17.0051 | 48.5023 | 17.0051 | 9.2703 | 0 | 39.232 | 1.2231 | 0 | 0 | 0 | 1.2231 | 0 | 68 | 48.9 | 0 | 2.2186 | 67.2958 | 0 | 6.4393e-15 | 0
8221 | 73.1068 | 0 | 73.1068 | 42.9 | 2 | 0 | 4 | 15.6962 | 51.9758 | 15.6962 | 8.5107 | 0 | 43.4651 | 0 | 0 | 0 | 0 | 0 | 0 | 68 | 48.9 | 0 | 2.1932 | 78.8696 | 0 | 0 | 0
8222 | 74.3769 | 0 | 74.3769 | 42.9 | 2 | 0 | 4 | 16.3845 | 48.5234 | 16.3845 | 9.0924 | 0 | 39.431 | 0 | 0 | 0 | 0 | 0 | 0 | 68 | 48.9 | 0 | 2.2313 | 79.4408 | 0 | 1.4211e-14 | 0
8223 | 71.329 | 0 | 71.329 | 42.9 | 2 | 0 | 4 | 14.4311 | 38.021 | 14.4311 | 7.9979 | 0 | 30.0231 | 0 | 0 | 0 | 0 | 0 | 0 | 68 | 48.9 | 0 | 2.1399 | 80.7729 | 0 | 1.4211e-14 | 0
8224 | 77.2545 | 0 | 77.2545 | 42.9 | 2 | 7.1054e-15 | 4 | 16.072 | 27.1947 | 16.072 | 12.2825 | 0 | 14.9122 | 0 | 0 | 0 | 0 | 0 | 0 | 68 | 48.9 | 0 | 2.3176 | 82.9126 | 0 | 0 | 0
8225 | 82.4821 | 0 | 82.4821 | 42.9 | 2 | 2.8823 | 4 | 16.1648 | 13.0571 | 16.1648 | 13.0571 | 0 | 0 | 0 | 1.4778 | 0 | 0 | 0 | 1.4778 | 66.3579 | 48.9 | 0 | 2.4745 | 81.2813 | 0 | 0 | -1.4211e-14
8226 | 84.187 | 0 | 84.187 | 42.9 | 2 | 3.2286 | 4 | 16.2707 | 6.2064e-15 | 16.2707 | 6.2064e-15 | 0 | 0 | 0 | 12 | 0 | 3.7878 | 0 | 15.7878 | 48.9162 | 48.9 | 0 | 2.5256 | 68.7004 | 0 | 0 | -1.4211e-14
8227 | 88.4439 | 0 | 88.4439 | 42.9 | 2 | 3.6287 | 4 | 17.8249 | 0 | 17.8249 | 0 | 0 | 0 | 0 | 12 | 0 | 6.0903 | 0 | 18.0903 | 28.977 | 48.9 | 0 | 2.6533 | 66.3805 | 0 | 0 | 0
8228 | 93.3289 | 0 | 93.3289 | 42.9 | 2 | 6.0157 | 4 | 17.8522 | 0 | 17.8522 | 0 | 0 | 0 | 0 | 12 | 0 | 8.561 | 0 | 20.561 | 6.3579 | 48.9 | 0 | 2.7999 | 60.7716 | 0 | 0 | 0
8229 | 89.4661 | 0 | 89.4661 | 42.9 | 2 | 9.9751 | 9.8496 | 19.0192 | 0 | 19.0192 | 0 | 0 | 0 | 0 | 5.7222 | 0 | 0 | 0 | 5.7222 | 0 | 54.7496 | 0 | 2.684 | 50.2504 | 0 | 0 | 0
8230 | 85.8831 | 0 | 85.8831 | 46.6451 | 2 | 9.6738 | 10 | 17.5643 | 0 | 17.5643 | 0 | 0 | 0 | 0 | 0 | 0 | 0 | 0 | 0 | 0 | 58.6451 | 0 | 2.5765 | 46.3549 | 0 | 0 | 0
8231 | 80.743 | 0 | 80.743 | 42.9 | 2 | 8.7361 | 8.0604 | 19.0465 | 0 | 19.0465 | 0 | 0 | 0 | 0 | 0 | 0 | 0 | 0 | 0 | 0 | 52.9604 | 0 | 2.4223 | 52.0396 | 0 | 0 | 0
8232 | 77.3509 | 0 | 77.3509 | 42.9 | 2 | 8.7984 | 8.4385 | 15.2139 | 0 | 15.2139 | 0 | 0 | 0 | 0 | 0 | 0 | 0 | 0 | 0 | 0 | 53.3385 | 0 | 2.3205 | 51.6615 | 0 | 0 | 0
8233 | 78.6002 | 0 | 78.6002 | 42.9 | 2 | 8.9174 | 9.1597 | 15.6231 | 0 | 15.6231 | 0 | 0 | 0 | 0 | 0 | 0 | 0 | 0 | 0 | 0 | 54.0597 | 0 | 2.358 | 50.9403 | 0 | 0 | 0
8234 | 80.2947 | 0 | 80.2947 | 43.6012 | 2 | 9.1717 | 10 | 15.5218 | 0 | 15.5218 | 0 | 0 | 0 | 0 | 0 | 0 | 0 | 0 | 0 | 0 | 55.6012 | 0 | 2.4088 | 49.3988 | 0 | 0 | 0
8235 | 81.7202 | 0 | 81.7202 | 44.4562 | 2 | 9.3127 | 10 | 15.9513 | 0 | 15.9513 | 0 | 0 | 0 | 0 | 0 | 0 | 0 | 0 | 0 | 0 | 56.4562 | 0 | 2.4516 | 48.5438 | 0 | 0 | 0
8236 | 81.3543 | 0 | 81.3543 | 44.0735 | 2 | 9.2496 | 10 | 16.0313 | 0 | 16.0313 | 0 | 0 | 0 | 0 | 0 | 0 | 0 | 0 | 0 | 0 | 56.0735 | 0 | 2.4406 | 48.9265 | 0 | 0 | 0
8237 | 80.2848 | 0 | 80.2848 | 43.328 | 2 | 9.1266 | 10 | 15.8302 | 0 | 15.8302 | 0 | 0 | 0 | 0 | 0 | 0 | 0 | 0 | 0 | 0 | 55.328 | 0 | 2.4085 | 49.672 | 0 | 0 | 0
8238 | 79.9997 | 0 | 79.9997 | 44.6853 | 2 | 9.3505 | 10 | 13.9639 | 0 | 13.9639 | 0 | 0 | 0 | 0 | 0 | 0 | 0 | 0 | 0 | 0 | 56.6853 | 0 | 2.4 | 48.3147 | 0 | 0 | 0
8239 | 79.4845 | 0 | 79.4845 | 42.9 | 2 | 6.2508 | 4 | 12.4097 | 11.9239 | 12.4097 | 11.9239 | 0 | 0 | 0 | 0 | 0 | 0 | 0 | 0 | 0 | 48.9 | 0 | 2.3845 | 57.6584 | 0 | 0 | 0
8240 | 80.8371 | 0 | 80.8371 | 42.9 | 2 | 0 | 4 | 12.166 | 23.7769 | 12.166 | 23.7769 | 0 | 0 | 4.0057 | 0 | 0 | 0 | 4.0057 | 0 | 3.6052 | 48.9 | 0 | 2.4251 | 62.4569 | 0 | 0 | 0
8241 | 80.9767 | 0 | 80.9767 | 42.9 | 2 | 0 | 4 | 12.4462 | 30.5016 | 12.4462 | 30.5016 | 0 | 0 | 10.8711 | 0 | 0 | 0 | 10.8711 | 0 | 13.3891 | 48.9 | 0 | 2.4293 | 61.4848 | 0 | 0 | 0
8242 | 77.2056 | 0 | 77.2056 | 42.9 | 2 | 7.1054e-15 | 4 | 13.3278 | 39.4035 | 13.3278 | 36.9777 | 0 | 2.4258 | 12 | 0 | 10 | 0 | 22 | 0 | 33.4087 | 48.9 | 0 | 2.3162 | 59.5655 | 0 | 0 | 0
8243 | 79.0788 | 0 | 79.0788 | 42.9 | 2 | 1.4211e-14 | 4 | 12.3497 | 44.9347 | 12.3497 | 39.8291 | 0 | 5.1056 | 12 | 0 | 10 | 0 | 22 | 0 | 53.4282 | 48.9 | 0 | 2.3724 | 59.186 | 0 | 1.4211e-14 | 0
8244 | 77.7025 | 0 | 77.7025 | 42.9 | 2 | 7.1054e-15 | 4 | 12.738 | 45.5407 | 12.738 | 29.7575 | 0 | 15.7832 | 12 | 0 | 1.693 | 0 | 13.693 | 0 | 65.7891 | 48.9 | 0 | 2.3311 | 58.8504 | 0 | 3.5527e-15 | 0
8245 | 75.6382 | 0 | 75.6382 | 42.9 | 2 | 7.1054e-15 | 4 | 10.6639 | 43.3339 | 10.6639 | 18.5308 | 0 | 24.803 | 2.4565 | 0 | 0 | 0 | 2.4565 | 0 | 68 | 48.9 | 0 | 2.2691 | 69.1642 | 0 | 1.7764e-15 | 0
8246 | 76.9728 | 0 | 76.9728 | 42.9 | 2 | 0 | 4 | 13.8714 | 37.3139 | 13.8714 | 14.2013 | 0 | 23.1126 | 0 | 0 | 0 | 0 | 0 | 0 | 68 | 48.9 | 0 | 2.3092 | 81.7514 | 0 | 0 | 0
8247 | 74.2297 | 0 | 74.2297 | 42.9 | 2 | 0 | 4 | 14.1066 | 33.334 | 14.1066 | 11.2231 | 0 | 22.1109 | 0 | 0 | 0 | 0 | 0 | 0 | 68 | 48.9 | 0 | 2.2269 | 81.8933 | 0 | 0 | 0
8248 | 78.8302 | 0 | 78.8302 | 42.9 | 2 | 0 | 4 | 12.124 | 21.1179 | 12.124 | 17.8062 | 0 | 3.3117 | 0 | 0 | 0 | 0 | 0 | 0 | 68 | 48.9 | 0 | 2.3649 | 84.5552 | 0 | 0 | 0
8249 | 85.4356 | 0 | 85.4356 | 42.9 | 2 | 7.4078 | 4 | 12.7877 | 11.0769 | 12.7877 | 11.0769 | 0 | 0 | 0 | 5.2631 | 0 | 0 | 0 | 5.2631 | 62.1521 | 48.9 | 0 | 2.5631 | 74.1473 | 0 | 0 | 0
8250 | 90.7711 | 0 | 90.7711 | 42.9 | 2 | 7.3963 | 4 | 13.2533 | 5.2173e-15 | 13.2533 | 5.2173e-15 | 0 | 0 | 0 | 12 | 0 | 9.2215 | 0 | 21.2215 | 38.8166 | 48.9 | 0 | 2.7231 | 60.4585 | 0 | 0 | 0
8251 | 92.146 | 0 | 92.146 | 42.9 | 2 | 7.3159 | 4 | 15.0585 | 0 | 15.0585 | 0 | 0 | 0 | 0 | 12 | 0 | 8.8716 | 0 | 20.8716 | 15.8606 | 48.9 | 0 | 2.7644 | 60.0455 | 0 | 0 | 0
8252 | 97.2379 | 0 | 97.2379 | 45.7166 | 2 | 11.5571 | 10 | 15.6183 | 0 | 15.6183 | 0 | 0 | 0 | 0 | 12 | 0 | 0.34595 | 0 | 12.346 | 2.1521 | 57.7166 | 0 | 2.9171 | 47.2834 | 0 | 0 | 0
8253 | 92.7019 | 0 | 92.7019 | 53.3266 | 2 | 11.0954 | 10 | 14.3429 | 0 | 14.3429 | 0 | 0 | 0 | 0 | 1.9369 | 0 | 0 | 0 | 1.9369 | 0 | 65.3266 | 0 | 2.7811 | 39.6734 | 0 | 0 | 0
8254 | 89.9689 | 0 | 89.9689 | 51.9217 | 2 | 10.5442 | 10 | 15.5031 | 0 | 15.5031 | 0 | 0 | 0 | 0 | 0 | 0 | 0 | 0 | 0 | 0 | 63.9217 | 0 | 2.6991 | 41.0783 | 0 | 0 | 0
8255 | 84.1089 | 0 | 84.1089 | 46.426 | 2 | 9.6376 | 10 | 16.0453 | 0 | 16.0453 | 0 | 0 | 0 | 0 | 0 | 0 | 0 | 0 | 0 | 0 | 58.426 | 0 | 2.5233 | 46.574 | 0 | 0 | 0
8256 | 78.5117 | 0 | 78.5117 | 42.9 | 2 | 8.8716 | 8.8818 | 15.8583 | 0 | 15.8583 | 0 | 0 | 0 | 0 | 0 | 0 | 0 | 0 | 0 | 0 | 53.7818 | 0 | 2.3553 | 51.2182 | 0 | 0 | 0
8257 | 82.497 | 0 | 82.497 | 45.0653 | 2 | 9.4132 | 10 | 16.0185 | 0 | 16.0185 | 0 | 0 | 0 | 0 | 0 | 0 | 0 | 0 | 0 | 0 | 57.0653 | 0 | 2.4749 | 47.9347 | 0 | 0 | 0
8258 | 83.7005 | 0 | 83.7005 | 47.5663 | 2 | 9.8257 | 10 | 14.3085 | 0 | 14.3085 | 0 | 0 | 0 | 0 | 0 | 0 | 0 | 0 | 0 | 0 | 59.5663 | 0 | 2.511 | 45.4337 | 0 | 0 | 0
8259 | 84.0224 | 0 | 84.0224 | 47.0465 | 2 | 9.74 | 10 | 15.236 | 0 | 15.236 | 0 | 0 | 0 | 0 | 0 | 0 | 0 | 0 | 0 | 0 | 59.0465 | 0 | 2.5207 | 45.9535 | 0 | 1.4211e-14 | 0
8260 | 84.255 | 0 | 84.255 | 46.468 | 2 | 9.6446 | 10 | 16.1424 | 0 | 16.1424 | 0 | 0 | 0 | 0 | 0 | 0 | 0 | 0 | 0 | 0 | 58.468 | 0 | 2.5277 | 46.532 | 0 | 0 | 0
8261 | 81.3495 | 0 | 81.3495 | 46.7615 | 2 | 9.693 | 10 | 12.895 | 0 | 12.895 | 0 | 0 | 0 | 0 | 0 | 0 | 0 | 0 | 0 | 0 | 58.7615 | 0 | 2.4405 | 46.2385 | 0 | 0 | 0
8262 | 85.0335 | 0 | 85.0335 | 49.8796 | 2 | 10.2073 | 10 | 12.9466 | 0 | 12.9466 | 0 | 0 | 0 | 0 | 0 | 0 | 0 | 0 | 0 | 0 | 61.8796 | 0 | 2.551 | 43.1204 | 0 | 0 | 0
8263 | 84.8284 | 0 | 84.8284 | 42.9 | 2 | 8.5363 | 6.8495 | 13.3244 | 11.2182 | 13.3244 | 11.2182 | 0 | 0 | 0 | 0 | 0 | 0 | 0 | 0 | 0 | 51.7495 | 0 | 2.5449 | 53.2505 | 0 | 0 | 0
8264 | 84.0808 | 0 | 84.0808 | 42.9 | 2 | 0.78693 | 4 | 12.8993 | 21.4946 | 12.8993 | 21.4946 | 0 | 0 | 0 | 0 | 0 | 0 | 0 | 0 | 0 | 48.9 | 0 | 2.5224 | 62.3486 | 0 | 0 | 0
8265 | 82.8167 | 0 | 82.8167 | 42.9 | 2 | 0 | 4 | 13.7884 | 29.2106 | 13.7884 | 29.2106 | 0 | 0 | 9.0823 | 0 | 0 | 0 | 9.0823 | 0 | 8.1741 | 48.9 | 0 | 2.4845 | 61.7381 | 0 | 0 | 0
8266 | 79.7348 | 0 | 79.7348 | 42.9 | 2 | 7.1054e-15 | 4 | 12.2588 | 37.7334 | 12.2588 | 37.7334 | 0 | 0 | 12 | 0 | 7.1575 | 0 | 19.1575 | 0 | 25.5729 | 48.9 | 0 | 2.392 | 60.3115 | 0 | 0 | 0
8267 | 78.7689 | 0 | 78.7689 | 42.9 | 2 | 0 | 4 | 13.8363 | 42.9716 | 13.8363 | 38.0326 | 0 | 4.939 | 12 | 0 | 10 | 0 | 22 | 0 | 45.5925 | 48.9 | 0 | 2.3631 | 59.2096 | 0 | 0 | 0
8268 | 81.4152 | 0 | 81.4152 | 42.9 | 2 | 7.1054e-15 | 4 | 12.7751 | 44.4932 | 12.7751 | 36.2757 | 0 | 8.2175 | 12 | 0 | 4.5356 | 0 | 16.5356 | 0 | 60.5741 | 48.9 | 0 | 2.4425 | 59.5191 | 0 | 3.5527e-15 | 0
8269 | 81.4273 | 0 | 81.4273 | 42.9 | 2 | 0 | 4 | 13.2772 | 42.9157 | 13.2772 | 27.5012 | 0 | 15.4145 | 8.2511 | 0 | 0 | 0 | 8.2511 | 0 | 68 | 48.9 | 0 | 2.4428 | 69.6731 | 0 | 0 | -5.3291e-15
8270 | 77.1782 | 0 | 77.1782 | 42.9 | 2 | 0 | 4 | 11.779 | 40.5671 | 11.779 | 16.4992 | 0 | 24.0679 | 0 | 0 | 0 | 0 | 0 | 0 | 68 | 48.9 | 0 | 2.3153 | 81.6162 | 0 | 0 | 0
8271 | 79.5733 | 0 | 79.5733 | 42.9 | 2 | 0 | 4 | 11.7178 | 31.738 | 11.7178 | 18.9555 | 0 | 12.7825 | 0 | 0 | 0 | 0 | 0 | 0 | 68 | 48.9 | 0 | 2.3872 | 83.2141 | 0 | 0 | 0
8272 | 80.1407 | 0 | 80.1407 | 42.9 | 2 | 0 | 4 | 14.0754 | 21.1515 | 14.0754 | 17.1653 | 0 | 3.9862 | 0 | 0 | 0 | 0 | 0 | 0 | 68 | 48.9 | 0 | 2.4042 | 84.4597 | 0 | 0 | 0
8273 | 88.4578 | 0 | 88.4578 | 42.9 | 2 | 1.8491 | 4 | 14.3351 | 12.827 | 14.3351 | 12.827 | 0 | 0 | 0 | 10.5466 | 0 | 0 | 0 | 10.5466 | 56.2815 | 48.9 | 0 | 2.6537 | 74.3836 | 0 | 0 | 0
8274 | 90.3154 | 0 | 90.3154 | 42.9 | 2 | 4.6868 | 4 | 14.7286 | 5.412e-15 | 14.7286 | 5.412e-15 | 0 | 0 | 0 | 12 | 0 | 10 | 0 | 22 | 32.1017 | 48.9 | 0 | 2.7095 | 62.1161 | 0 | 0 | 0
8275 | 96.8352 | 0 | 96.8352 | 42.9 | 2 | 11.6006 | 4.9871 | 14.9084 | 0 | 14.9084 | 0 | 0 | 0 | 0 | 12 | 0 | 8.4391 | 0 | 20.4391 | 9.6149 | 49.8871 | 0 | 2.9051 | 55.1129 | 0 | 0 | 0
8276 | 101.785 | 0 | 101.785 | 53.4526 | 2 | 12.2241 | 10 | 15.4549 | 0 | 15.4549 | 0 | 0 | 0 | 0 | 8.6534 | 0 | 0 | 0 | 8.6534 | -1.7764e-15 | 65.4526 | 0 | 3.0535 | 39.5474 | 0 | 0 | 0
8277 | 96.2341 | 0 | 96.2341 | 55 | 4.3171 | 11.4342 | 10 | 15.4828 | 0 | 15.4828 | 0 | 0 | 0 | 0 | -1.5987e-15 | 0 | 0 | 0 | -1.5987e-15 | 0 | 69.3171 | 0 | 2.887 | 35.6829 | 0 | 0 | 0
8278 | 93.0908 | 0 | 93.0908 | 55 | 2.7405 | 11.1741 | 10 | 14.1762 | 0 | 14.1762 | 0 | 0 | 0 | 0 | 0 | 0 | 0 | 0 | 0 | 0 | 67.7405 | 0 | 2.7927 | 37.2595 | 0 | 0 | 0
8279 | 87.7208 | 0 | 87.7208 | 49.8931 | 2 | 10.2096 | 10 | 15.618 | 0 | 15.618 | 0 | 0 | 0 | 0 | 0 | 0 | 0 | 0 | 0 | 0 | 61.8931 | 0 | 2.6316 | 43.1069 | 0 | 0 | 0
8280 | 75.2027 | 0 | 75.2027 | 42.9 | 2 | 8.0976 | 4.1897 | 18.0155 | 0 | 18.0155 | 0 | 0 | 0 | 0 | 0 | 0 | 0 | 0 | 0 | 0 | 49.0897 | 0 | 2.2561 | 55.9103 | 0 | 0 | 0
8281 | 76.2416 | 0 | 76.2416 | 42.9 | 2 | 8.1471 | 4.4896 | 18.7049 | 0 | 18.7049 | 0 | 0 | 0 | 0 | 0 | 0 | 0 | 0 | 0 | 0 | 49.3896 | 0 | 2.2872 | 55.6104 | 0 | 0 | 0
8282 | 80.2246 | 0 | 80.2246 | 42.9 | 2 | 8.9451 | 9.3277 | 17.0517 | 0 | 17.0517 | 0 | 0 | 0 | 0 | 0 | 0 | 0 | 0 | 0 | 0 | 54.2277 | 0 | 2.4067 | 50.7723 | 0 | 0 | 0
8283 | 79.5495 | 0 | 79.5495 | 42.9 | 2 | 8.9787 | 9.5316 | 16.1392 | 0 | 16.1392 | 0 | 0 | 0 | 0 | 0 | 0 | 0 | 0 | 0 | 0 | 54.4316 | 0 | 2.3865 | 50.5684 | 0 | 0 | 0
8284 | 79.3179 | 0 | 79.3179 | 42.9 | 2 | 8.6055 | 7.2692 | 18.5432 | 0 | 18.5432 | 0 | 0 | 0 | 0 | 0 | 0 | 0 | 0 | 0 | 0 | 52.1692 | 0 | 2.3795 | 52.8308 | 0 | 0 | 0
8285 | 80.9481 | 0 | 80.9481 | 42.9 | 2 | 9.0218 | 9.7927 | 17.2336 | 0 | 17.2336 | 0 | 0 | 0 | 0 | 0 | 0 | 0 | 0 | 0 | 0 | 54.6927 | 0 | 2.4284 | 50.3073 | 0 | 0 | 0
8286 | 80.0953 | 0 | 80.0953 | 43.2025 | 2 | 9.1059 | 10 | 15.787 | 0 | 15.787 | 0 | 0 | 0 | 0 | 0 | 0 | 0 | 0 | 0 | 0 | 55.2025 | 0 | 2.4029 | 49.7975 | 0 | 0 | 0
8287 | 81.7979 | 0 | 81.7979 | 42.9 | 2 | 5.1155 | 4 | 14.2987 | 13.4837 | 14.2987 | 13.4837 | 0 | 0 | 0 | 0 | 0 | 0 | 0 | 0 | 0 | 48.9 | 0 | 2.4539 | 58.633 | 0 | 0 | 0
8288 | 78.9267 | 0 | 78.9267 | 42.9 | 2 | 7.1054e-15 | 4 | 16.2763 | 23.5002 | 16.2763 | 23.5002 | 0 | 0 | 9.7498 | 0 | 0 | 0 | 9.7498 | 0 | 8.7749 | 48.9 | 0 | 2.3678 | 61.6436 | 0 | 0 | 0
8289 | 78.6058 | 0 | 78.6058 | 42.9 | 2 | 7.1054e-15 | 4 | 14.2464 | 37.6812 | 14.2464 | 37.4594 | 0 | 0.22181 | 12 | 0 | 10 | 0 | 22 | 0 | 28.7944 | 48.9 | 0 | 2.3582 | 59.8776 | 0 | 0 | 0
8290 | 77.0294 | 0 | 77.0294 | 42.9 | 2 | 7.1054e-15 | 4 | 15.2684 | 47.4559 | 15.2684 | 34.861 | 0 | 12.5949 | 12 | 0 | 10 | 0 | 22 | 0 | 48.8139 | 48.9 | 0 | 2.3109 | 58.1256 | 0 | 0 | 0
8291 | 79.8585 | 0 | 79.8585 | 42.9 | 2 | 2.1316e-14 | 4 | 14.1947 | 48.0202 | 14.1947 | 30.4568 | 0 | 17.5634 | 12 | 0 | 1.693 | 0 | 13.693 | 0 | 61.1749 | 48.9 | 0 | 2.3958 | 58.5983 | 0 | 3.5527e-15 | 0
8292 | 75.3729 | 0 | 75.3729 | 42.9 | 2 | 7.1054e-15 | 4 | 12.7142 | 48.7253 | 12.7142 | 21.3422 | 0 | 27.3831 | 7.5835 | 0 | 0 | 0 | 7.5835 | 0 | 68 | 48.9 | 0 | 2.2612 | 68.0729 | 0 | 0 | -2.6645e-15
8293 | 74.3459 | 0 | 74.3459 | 42.9 | 2 | 7.1054e-15 | 4 | 15.5011 | 51.0185 | 15.5011 | 9.9448 | 0 | 41.0737 | 0 | 0 | 0 | 0 | 0 | 0 | 68 | 48.9 | 0 | 2.2304 | 79.2082 | 0 | 0 | 0
8294 | 76.0389 | 0 | 76.0389 | 42.9 | 2 | 0 | 4 | 14.6305 | 45.8406 | 14.6305 | 12.5084 | 0 | 33.3321 | 0 | 0 | 0 | 0 | 0 | 0 | 68 | 48.9 | 0 | 2.2812 | 80.3044 | 0 | 0 | 0
8295 | 76.5269 | 0 | 76.5269 | 42.9 | 2 | 0 | 4 | 15.8132 | 37.9289 | 15.8132 | 11.8137 | 0 | 26.1151 | 0 | 0 | 0 | 0 | 0 | 0 | 68 | 48.9 | 0 | 2.2958 | 81.3263 | 0 | 0 | 0
8296 | 79.9564 | 0 | 79.9564 | 42.9 | 2 | 7.1054e-15 | 4 | 14.0973 | 26.798 | 14.0973 | 16.9591 | 0 | 9.8389 | 0 | 0 | 0 | 0 | 0 | 0 | 68 | 48.9 | 0 | 2.3987 | 83.631 | 0 | 0 | 0
8297 | 84.157 | 0 | 84.157 | 42.9 | 2 | 4.2406 | 4 | 16.2637 | 14.7526 | 16.2637 | 14.7526 | 0 | 0 | 0 | 0 | 0 | 0 | 0 | 0 | 68 | 48.9 | 0 | 2.5247 | 81.384 | 0 | 0 | -1.4211e-14
8298 | 86.2266 | 0 | 86.2266 | 42.9 | 2 | 5.2253 | 4 | 16.8812 | 6.777e-15 | 16.8812 | 6.777e-15 | 0 | 0 | 0 | 12 | 0 | 3.2201 | 0 | 15.2201 | 51.174 | 48.9 | 0 | 2.5868 | 67.4738 | 0 | 0 | 0
8299 | 91.5619 | 0 | 91.5619 | 42.9 | 2 | 5.4986 | 4 | 18.1652 | 0 | 18.1652 | 0 | 0 | 0 | 0 | 12 | 0 | 6.9982 | 0 | 18.9982 | 30.25 | 48.9 | 0 | 2.7469 | 63.996 | 0 | 0 | 0
8300 | 96.7278 | 0 | 96.7278 | 42.9 | 2 | 11.4099 | 4.0494 | 16.1477 | 0 | 16.1477 | 0 | 0 | 0 | 0 | 12 | 0 | 8.2208 | 0 | 20.2208 | 8 | 48.9494 | 0 | 2.9018 | 56.0506 | 0 | 0 | 0
8301 | 91.9503 | 0 | 91.9503 | 43.5429 | 2 | 10.3497 | 10 | 18.8577 | 0 | 18.8577 | 0 | 0 | 0 | 0 | 7.2 | 0 | 0 | 0 | 7.2 | 0 | 55.5429 | 0 | 2.7585 | 49.4571 | 0 | 0 | 0
8302 | 91.1256 | 0 | 91.1256 | 50.6446 | 2 | 10.3335 | 10 | 18.1475 | 0 | 18.1475 | 0 | 0 | 0 | 0 | 0 | 0 | 0 | 0 | 0 | 0 | 62.6446 | 0 | 2.7338 | 42.3554 | 0 | 0 | 0
8303 | 85.2324 | 0 | 85.2324 | 46.0854 | 2 | 9.5815 | 10 | 17.5655 | 0 | 17.5655 | 0 | 0 | 0 | 0 | 0 | 0 | 0 | 0 | 0 | 0 | 58.0854 | 0 | 2.557 | 46.9146 | 0 | 0 | -1.4211e-14
8304 | 78.9966 | 0 | 78.9966 | 42.9 | 2 | 8.6057 | 7.27 | 18.2209 | 0 | 18.2209 | 0 | 0 | 0 | 0 | 0 | 0 | 0 | 0 | 0 | 0 | 52.17 | 0 | 2.3699 | 52.83 | 0 | 0 | 0
8305 | 82.8232 | 0 | 82.8232 | 43.9711 | 2 | 9.2327 | 10 | 17.6194 | 0 | 17.6194 | 0 | 0 | 0 | 0 | 0 | 0 | 0 | 0 | 0 | 0 | 55.9711 | 0 | 2.4847 | 49.0289 | 0 | 0 | 0
8306 | 82.9598 | 0 | 82.9598 | 44.9492 | 2 | 9.394 | 10 | 16.6166 | 0 | 16.6166 | 0 | 0 | 0 | 0 | 0 | 0 | 0 | 0 | 0 | 0 | 56.9492 | 0 | 2.4888 | 48.0508 | 0 | 0 | 0
8307 | 82.8281 | 0 | 82.8281 | 44.7054 | 2 | 9.3538 | 10 | 16.7689 | 0 | 16.7689 | 0 | 0 | 0 | 0 | 0 | 0 | 0 | 0 | 0 | 0 | 56.7054 | 0 | 2.4848 | 48.2946 | 0 | 0 | 0
8308 | 83.4063 | 0 | 83.4063 | 45.663 | 2 | 9.5118 | 10 | 16.2316 | 0 | 16.2316 | 0 | 0 | 0 | 0 | 0 | 0 | 0 | 0 | 0 | 0 | 57.663 | 0 | 2.5022 | 47.337 | 0 | 0 | 0
8309 | 83.6911 | 0 | 83.6911 | 45.0951 | 2 | 9.4181 | 10 | 17.1779 | 0 | 17.1779 | 0 | 0 | 0 | 0 | 0 | 0 | 0 | 0 | 0 | 0 | 57.0951 | 0 | 2.5107 | 47.9049 | 0 | 0 | 0
8310 | 83.0579 | 0 | 83.0579 | 46.0717 | 2 | 9.5792 | 10 | 15.407 | 0 | 15.407 | 0 | 0 | 0 | 0 | 0 | 0 | 0 | 0 | 0 | 0 | 58.0717 | 0 | 2.4917 | 46.9283 | 0 | 0 | 0
8311 | 81.6586 | 0 | 81.6586 | 42.9 | 2 | 5.7975 | 4 | 16.3491 | 10.612 | 16.3491 | 10.612 | 0 | 0 | 0 | 0 | 0 | 0 | 0 | 0 | 0 | 48.9 | 0 | 2.4498 | 58.0475 | 0 | 0 | 0
8312 | 83.0197 | 0 | 83.0197 | 42.9 | 2 | 0 | 4 | 14.7878 | 21.4966 | 14.7878 | 21.4966 | 0 | 0 | 2.1648 | 0 | 0 | 0 | 2.1648 | 0 | 1.9483 | 48.9 | 0 | 2.4906 | 62.7176 | 0 | 0 | 0
8313 | 80.7409 | 0 | 80.7409 | 42.9 | 2 | 7.1054e-15 | 4 | 13.7187 | 30.2353 | 13.7187 | 30.2353 | 0 | 0 | 12 | 0 | 0.11305 | 0 | 12.1131 | 0 | 12.8525 | 48.9 | 0 | 2.4222 | 61.3089 | 0 | 1.4211e-14 | 0
8314 | 81.0967 | 0 | 81.0967 | 42.9 | 2 | 7.1054e-15 | 4 | 14.7134 | 36.9316 | 14.7134 | 36.9316 | 0 | 0 | 12 | 0 | 7.4484 | 0 | 19.4484 | 0 | 30.5196 | 48.9 | 0 | 2.4329 | 60.2703 | 0 | 0 | 0
8315 | 78.8736 | 0 | 78.8736 | 42.9 | 2 | 7.1054e-15 | 4 | 12.6684 | 38.233 | 12.6684 | 38.233 | 0 | 0 | 12 | 0 | 8.9278 | 0 | 20.9278 | 0 | 49.5506 | 48.9 | 0 | 2.3662 | 60.0608 | 0 | 0 | 0
8316 | 80.1996 | 0 | 80.1996 | 42.9 | 2 | 0 | 4 | 14.3778 | 42.4925 | 14.3778 | 34.1255 | 0 | 8.367 | 12 | 0 | 5.2038 | 0 | 17.2038 | 0 | 65.1483 | 48.9 | 0 | 2.406 | 59.4034 | 0 | 3.5527e-15 | 0
8317 | 80.4967 | 0 | 80.4967 | 42.9 | 2 | 0 | 4 | 13.7376 | 44.4631 | 13.7376 | 21.0277 | 0 | 23.4354 | 3.1686 | 0 | 0 | 0 | 3.1686 | 0 | 68 | 48.9 | 0 | 2.4149 | 69.2571 | 0 | 0 | 0
8318 | 78.5522 | 0 | 78.5522 | 42.9 | 2 | 0 | 4 | 15.8104 | 38.7818 | 15.8104 | 13.8418 | 0 | 24.94 | 0 | 0 | 0 | 0 | 0 | 0 | 68 | 48.9 | 0 | 2.3566 | 81.4927 | 0 | 0 | 0
8319 | 77.4933 | 0 | 77.4933 | 42.9 | 2 | 0 | 4 | 15.3422 | 32.4038 | 15.3422 | 13.2512 | 0 | 19.1526 | 0 | 0 | 0 | 0 | 0 | 0 | 68 | 48.9 | 0 | 2.3248 | 82.3122 | 0 | 0 | 0
8320 | 83.5102 | 0 | 83.5102 | 42.9 | 2 | 0 | 4 | 14.3459 | 21.5837 | 14.3459 | 20.2643 | 0 | 1.3194 | 0 | 0 | 0 | 0 | 0 | 0 | 68 | 48.9 | 0 | 2.5053 | 84.8373 | 0 | 0 | 0
8321 | 85.6656 | 0 | 85.6656 | 42.9 | 2 | 4.8543 | 4 | 14.5953 | 11.4008 | 14.5953 | 11.4008 | 0 | 0 | 0 | 5.9152 | 0 | 0 | 0 | 5.9152 | 61.4275 | 48.9 | 0 | 2.57 | 75.7796 | 0 | 0 | 0
8322 | 92.6675 | 0 | 92.6675 | 42.9 | 2 | 5.0039 | 4 | 16.7636 | 5.5864e-15 | 16.7636 | 5.5864e-15 | 0 | 0 | 0 | 12 | 0 | 10 | 0 | 22 | 37.2477 | 48.9 | 0 | 2.78 | 61.8439 | 0 | 0 | 0
8323 | 94.7457 | 0 | 94.7457 | 42.9 | 2 | 9.5495 | 4 | 15.8571 | 0 | 15.8571 | 0 | 0 | 0 | 0 | 12 | 0 | 8.4391 | 0 | 20.4391 | 14.7609 | 48.9 | 0 | 2.8424 | 57.7209 | 0 | 0 | 0
8324 | 98.941 | 0 | 98.941 | 47.5463 | 2 | 11.8019 | 10 | 15.5929 | 0 | 15.5929 | 0 | 0 | 0 | 0 | 12 | 0 | 0 | 0 | 12 | 1.4275 | 59.5463 | 0 | 2.9682 | 45.4537 | 0 | 0 | 0
8325 | 98.1817 | 0 | 98.1817 | 55 | 3.2241 | 11.4658 | 10 | 17.207 | 0 | 17.207 | 0 | 0 | 0 | 0 | 1.2848 | 0 | 0 | 0 | 1.2848 | 0 | 68.2241 | 0 | 2.9455 | 36.7759 | 0 | 1.4211e-14 | 0
8326 | 90.7714 | 0 | 90.7714 | 50.9254 | 2 | 10.3798 | 10 | 17.4662 | 0 | 17.4662 | 0 | 0 | 0 | 0 | 0 | 0 | 0 | 0 | 0 | 0 | 62.9254 | 0 | 2.7231 | 42.0746 | 0 | 1.4211e-14 | 0
8327 | 88.6181 | 0 | 88.6181 | 49.7066 | 2 | 10.1788 | 10 | 16.7328 | 0 | 16.7328 | 0 | 0 | 0 | 0 | 0 | 0 | 0 | 0 | 0 | 0 | 61.7066 | 0 | 2.6585 | 43.2934 | 0 | 1.4211e-14 | 0
8328 | 81.8545 | 0 | 81.8545 | 44.5739 | 2 | 9.3321 | 10 | 15.9484 | 0 | 15.9484 | 0 | 0 | 0 | 0 | 0 | 0 | 0 | 0 | 0 | 0 | 56.5739 | 0 | 2.4556 | 48.4261 | 0 | 0 | 0
8329 | 80.4737 | 0 | 80.4737 | 42.9 | 2 | 8.7529 | 8.1623 | 18.6585 | 0 | 18.6585 | 0 | 0 | 0 | 0 | 0 | 0 | 0 | 0 | 0 | 0 | 53.0623 | 0 | 2.4142 | 51.9377 | 0 | 0 | 0
8330 | 82.8691 | 0 | 82.8691 | 44.1468 | 2 | 9.2617 | 10 | 17.4606 | 0 | 17.4606 | 0 | 0 | 0 | 0 | 0 | 0 | 0 | 0 | 0 | 0 | 56.1468 | 0 | 2.4861 | 48.8532 | 0 | 0 | 0
8331 | 82.6932 | 0 | 82.6932 | 44.7609 | 2 | 9.363 | 10 | 16.5693 | 0 | 16.5693 | 0 | 0 | 0 | 0 | 0 | 0 | 0 | 0 | 0 | 0 | 56.7609 | 0 | 2.4808 | 48.2391 | 0 | 0 | 0
8332 | 83.5087 | 0 | 83.5087 | 44.8536 | 2 | 9.3783 | 10 | 17.2769 | 0 | 17.2769 | 0 | 0 | 0 | 0 | 0 | 0 | 0 | 0 | 0 | 0 | 56.8536 | 0 | 2.5053 | 48.1464 | 0 | 0 | 0
8333 | 82.6963 | 0 | 82.6963 | 44.4677 | 2 | 9.3146 | 10 | 16.914 | 0 | 16.914 | 0 | 0 | 0 | 0 | 0 | 0 | 0 | 0 | 0 | 0 | 56.4677 | 0 | 2.4809 | 48.5323 | 0 | 0 | 0
8334 | 83.5636 | 0 | 83.5636 | 44.4056 | 2 | 9.3044 | 10 | 17.8537 | 0 | 17.8537 | 0 | 0 | 0 | 0 | 0 | 0 | 0 | 0 | 0 | 0 | 56.4056 | 0 | 2.5069 | 48.5944 | 0 | 0 | 0
8335 | 86.2625 | 0 | 86.2625 | 42.9 | 2 | 8.6248 | 7.3858 | 13.6404 | 11.7115 | 13.6404 | 11.7115 | 0 | 0 | 0 | 0 | 0 | 0 | 0 | 0 | 0 | 52.2858 | 0 | 2.5879 | 52.7142 | 0 | 0 | 0
8336 | 82.5907 | 0 | 82.5907 | 42.9 | 2 | 0 | 4 | 13.844 | 25.4935 | 13.844 | 25.4935 | 0 | 0 | 5.6469 | 0 | 0 | 0 | 5.6469 | 0 | 5.0822 | 48.9 | 0 | 2.4777 | 62.2245 | 0 | 0 | 0
8337 | 82.2243 | 0 | 82.2243 | 42.9 | 2 | 0 | 4 | 15.2653 | 40.3464 | 15.2653 | 40.059 | 0 | 0.28733 | 12 | 0 | 10 | 0 | 22 | 0 | 25.1017 | 48.9 | 0 | 2.4667 | 59.8683 | 0 | 0 | 0
8338 | 84.394 | 0 | 84.394 | 42.9 | 2 | 0 | 4 | 16.4774 | 46.2021 | 16.4774 | 41.0166 | 0 | 5.1856 | 12 | 0 | 10 | 0 | 22 | 0 | 45.1213 | 48.9 | 0 | 2.5318 | 59.1747 | 0 | 0 | 0
8339 | 81.6705 | 0 | 81.6705 | 42.9 | 2 | 0 | 4 | 13.2611 | 47.3092 | 13.2611 | 33.2025 | 0 | 14.1067 | 12 | 0 | 1.693 | 0 | 13.693 | 0 | 57.4822 | 48.9 | 0 | 2.4501 | 59.0877 | 0 | 3.5527e-15 | 0
8340 | 80.4972 | 0 | 80.4972 | 42.9 | 2 | 0 | 4 | 14.6964 | 45.7894 | 14.6964 | 28.5872 | 0 | 17.2022 | 11.6865 | 0 | 0 | 0 | 11.6865 | 0 | 68 | 48.9 | 0 | 2.4149 | 68.9336 | 0 | 0 | -7.1054e-15
8341 | 81.2597 | 0 | 81.2597 | 42.9 | 2 | 0 | 4 | 14.1801 | 49.1318 | 14.1801 | 18.1796 | 0 | 30.9523 | 0 | 0 | 0 | 0 | 0 | 0 | 68 | 48.9 | 0 | 2.4378 | 80.6414 | 0 | 1.4211e-14 | 0
8342 | 81.8702 | 0 | 81.8702 | 42.9 | 2 | 7.1054e-15 | 4 | 14.6357 | 44.0459 | 14.6357 | 18.3345 | 0 | 25.7114 | 0 | 0 | 0 | 0 | 0 | 0 | 68 | 48.9 | 0 | 2.4561 | 81.3834 | 0 | 0 | 0
8343 | 79.0832 | 0 | 79.0832 | 42.9 | 2 | 7.1054e-15 | 4 | 16.1819 | 35.8217 | 16.1819 | 14.0013 | 0 | 21.8204 | 0 | 0 | 0 | 0 | 0 | 0 | 68 | 48.9 | 0 | 2.3725 | 81.9344 | 0 | 0 | 0
8344 | 83.0083 | 0 | 83.0083 | 42.9 | 2 | 0 | 4 | 14.063 | 21.6146 | 14.063 | 20.0453 | 0 | 1.5694 | 0 | 0 | 0 | 0 | 0 | 0 | 68 | 48.9 | 0 | 2.4902 | 84.8019 | 0 | 0 | 0
8345 | 88.987 | 0 | 88.987 | 42.9 | 2 | 3.4128 | 4 | 14.9318 | 12.6573 | 14.9318 | 12.6573 | 0 | 0 | 0 | 9.0852 | 0 | 0 | 0 | 9.0852 | 57.9054 | 48.9 | 0 | 2.6696 | 74.2958 | 0 | 0 | 0
8346 | 91.0107 | 0 | 91.0107 | 42.9 | 2 | 3.2664 | 4 | 17.5369 | 5.964e-15 | 17.5369 | 5.964e-15 | 0 | 0 | 0 | 12 | 0 | 9.3074 | 0 | 21.3074 | 34.4768 | 48.9 | 0 | 2.7303 | 63.9299 | 0 | 0 | -1.4211e-14
8347 | 99.0752 | 0 | 99.0752 | 42.9 | 2 | 10.8983 | 4 | 18.1452 | 0 | 18.1452 | 0 | 0 | 0 | 0 | 12 | 0 | 9.1317 | 0 | 21.1317 | 11.2387 | 48.9 | 0 | 2.9723 | 56.6612 | 0 | 1.4211e-14 | 0
8348 | 99.9414 | 0 | 99.9414 | 49.7049 | 2 | 11.847 | 10 | 16.2746 | 0 | 16.2746 | 0 | 0 | 0 | 0 | 10.1148 | 0 | 0 | 0 | 10.1148 | 0 | 61.7049 | 0 | 2.9982 | 43.2951 | 0 | 0 | 0
8349 | 97.796 | 0 | 97.796 | 55 | 4.34 | 11.438 | 10 | 17.0179 | 0 | 17.0179 | 0 | 0 | 0 | 0 | 0 | 0 | 0 | 0 | 0 | 0 | 69.34 | 0 | 2.9339 | 35.66 | 0 | 0 | 0
8350 | 95.4282 | 0 | 95.4282 | 53.9174 | 2 | 10.8734 | 10 | 18.6375 | 0 | 18.6375 | 0 | 0 | 0 | 0 | 0 | 0 | 0 | 0 | 0 | 0 | 65.9174 | 0 | 2.8628 | 39.0826 | 0 | 1.4211e-14 | 0
8351 | 91.093 | 0 | 91.093 | 52.1995 | 2 | 10.59 | 10 | 16.3035 | 0 | 16.3035 | 0 | 0 | 0 | 0 | 0 | 0 | 0 | 0 | 0 | 0 | 64.1995 | 0 | 2.7328 | 40.8005 | 0 | 0 | 0
8352 | 76.9073 | 0 | 76.9073 | 42.9 | 2 | 8.1865 | 4.7291 | 19.0917 | 0 | 19.0917 | 0 | 0 | 0 | 0 | 0 | 0 | 0 | 0 | 0 | 0 | 49.6291 | 0 | 2.3072 | 55.3709 | 0 | 0 | 0
8353 | 78.2938 | 0 | 78.2938 | 42.9 | 2 | 8.8346 | 8.6579 | 15.9013 | 0 | 15.9013 | 0 | 0 | 0 | 0 | 0 | 0 | 0 | 0 | 0 | 0 | 53.5579 | 0 | 2.3488 | 51.4421 | 0 | 0 | 0
8354 | 75.8378 | 0 | 75.8378 | 42.9 | 2 | 8.4483 | 6.3161 | 16.1734 | 0 | 16.1734 | 0 | 0 | 0 | 0 | 0 | 0 | 0 | 0 | 0 | 0 | 51.2161 | 0 | 2.2751 | 53.7839 | 0 | 0 | 0
8355 | 79.8271 | 0 | 79.8271 | 42.9 | 2 | 9.0506 | 9.9671 | 15.9095 | 0 | 15.9095 | 0 | 0 | 0 | 0 | 0 | 0 | 0 | 0 | 0 | 0 | 54.8671 | 0 | 2.3948 | 50.1329 | 0 | 0 | 0
8356 | 79.9834 | 0 | 79.9834 | 43.1118 | 2 | 9.091 | 10 | 15.7806 | 0 | 15.7806 | 0 | 0 | 0 | 0 | 0 | 0 | 0 | 0 | 0 | 0 | 55.1118 | 0 | 2.3995 | 49.8882 | 0 | 0 | 0
8357 | 80.8054 | 0 | 80.8054 | 42.9351 | 2 | 9.0618 | 10 | 16.8085 | 0 | 16.8085 | 0 | 0 | 0 | 0 | 0 | 0 | 0 | 0 | 0 | 0 | 54.9351 | 0 | 2.4242 | 50.0649 | 0 | 0 | 0
8358 | 79.5781 | 0 | 79.5781 | 43.7368 | 2 | 9.194 | 10 | 14.6473 | 0 | 14.6473 | 0 | 0 | 0 | 0 | 0 | 0 | 0 | 0 | 0 | 0 | 55.7368 | 0 | 2.3873 | 49.2632 | 0 | 0 | 0
8359 | 80.7772 | 0 | 80.7772 | 42.9 | 2 | 6.2479 | 4 | 12.6564 | 12.9729 | 12.6564 | 12.9729 | 0 | 0 | 0 | 0 | 0 | 0 | 0 | 0 | 0 | 48.9 | 0 | 2.4233 | 57.6609 | 0 | 1.4211e-14 | 0
8360 | 80.7816 | 0 | 80.7816 | 42.9 | 2 | 7.1054e-15 | 4 | 14.857 | 23.8737 | 14.857 | 23.8737 | 0 | 0 | 6.849 | 0 | 0 | 0 | 6.849 | 0 | 6.1641 | 48.9 | 0 | 2.4234 | 62.0543 | 0 | 0 | 0
8361 | 77.99 | 0 | 77.99 | 42.9 | 2 | 0 | 4 | 12.5782 | 34.9222 | 12.5782 | 34.9222 | 0 | 0 | 12 | 0 | 6.4104 | 0 | 18.4104 | 0 | 22.8742 | 48.9 | 0 | 2.3397 | 60.4173 | 0 | 0 | 0
8362 | 76.9996 | 0 | 76.9996 | 42.9 | 2 | 7.1054e-15 | 4 | 12.7711 | 43.985 | 12.7711 | 37.3286 | 0 | 6.6565 | 12 | 0 | 10 | 0 | 22 | 0 | 42.8938 | 48.9 | 0 | 2.31 | 58.9664 | 0 | 0 | 0
8363 | 78.8386 | 0 | 78.8386 | 42.9 | 2 | 7.1054e-15 | 4 | 13.363 | 47.694 | 13.363 | 33.8582 | 0 | 13.8358 | 12 | 0 | 5.2826 | 0 | 17.2826 | 0 | 58.5641 | 48.9 | 0 | 2.3652 | 58.6178 | 0 | 3.5527e-15 | 0
8364 | 78.111 | 0 | 78.111 | 42.9 | 2 | 7.1054e-15 | 4 | 13.2511 | 48.976 | 13.2511 | 26.4442 | 0 | 22.5317 | 10.4843 | 0 | 0 | 0 | 10.4843 | 0 | 68 | 48.9 | 0 | 2.3433 | 68.3491 | 0 | 0 | -3.5527e-15
8365 | 76.9183 | 0 | 76.9183 | 42.9 | 2 | 7.1054e-15 | 4 | 13.0534 | 49.5076 | 13.0534 | 14.9649 | 0 | 34.5427 | 0 | 0 | 0 | 0 | 0 | 0 | 68 | 48.9 | 0 | 2.3075 | 80.133 | 0 | 0 | 0
8366 | 73.5733 | 0 | 73.5733 | 42.9 | 2 | 0 | 4 | 13.937 | 39.4456 | 13.937 | 10.7363 | 0 | 28.7093 | 0 | 0 | 0 | 0 | 0 | 0 | 68 | 48.9 | 0 | 2.2072 | 80.959 | 0 | 0 | 0
8367 | 73.7572 | 0 | 73.7572 | 42.9 | 2 | 7.1054e-15 | 4 | 12.6295 | 31.3052 | 12.6295 | 12.2277 | 0 | 19.0775 | 0 | 0 | 0 | 0 | 0 | 0 | 68 | 48.9 | 0 | 2.2127 | 82.3228 | 0 | 0 | 0
8368 | 79.5805 | 0 | 79.5805 | 42.9 | 2 | 7.1054e-15 | 4 | 13.8985 | 24.8901 | 13.8985 | 16.782 | 0 | 8.1081 | 0 | 0 | 0 | 0 | 0 | 0 | 68 | 48.9 | 0 | 2.3874 | 83.876 | 0 | 0 | 0
8369 | 84.1112 | 0 | 84.1112 | 42.9 | 2 | 4.3902 | 4 | 13.4284 | 12.7977 | 13.4284 | 12.7977 | 0 | 0 | 0 | 4.5949 | 0 | 0 | 0 | 4.5949 | 62.8946 | 48.9 | 0 | 2.5233 | 77.3113 | 0 | 0 | 0
8370 | 86.2931 | 0 | 86.2931 | 42.9 | 2 | 4.4713 | 4 | 12.5592 | 5.8263e-15 | 12.5592 | 5.8263e-15 | 0 | 0 | 0 | 12 | 0 | 8.3626 | 0 | 20.3626 | 40.4907 | 48.9 | 0 | 2.5888 | 63.7066 | 0 | 1.4211e-14 | 0
8371 | 92.9476 | 0 | 92.9476 | 42.9 | 2 | 6.4756 | 4 | 15.572 | 0 | 15.572 | 0 | 0 | 0 | 0 | 12 | 0 | 10 | 0 | 22 | 16.3109 | 48.9 | 0 | 2.7884 | 60.5806 | 0 | 0 | 0
8372 | 99.0708 | 0 | 99.0708 | 47.2489 | 2 | 11.7655 | 10 | 15.98 | 0 | 15.98 | 0 | 0 | 0 | 0 | 12 | 0 | 0.076478 | 0 | 12.0765 | 2.8946 | 59.2489 | 0 | 2.9721 | 45.7511 | 0 | 0 | 0
8373 | 90.8474 | 0 | 90.8474 | 50.5709 | 2 | 10.7511 | 10 | 14.9203 | 0 | 14.9203 | 0 | 0 | 0 | 0 | 2.6051 | 0 | 0 | 0 | 2.6051 | 0 | 62.5709 | 0 | 2.7254 | 42.4291 | 0 | 0 | 0
8374 | 90.3669 | 0 | 90.3669 | 51.0506 | 2 | 10.4005 | 10 | 16.9158 | 0 | 16.9158 | 0 | 0 | 0 | 0 | 0 | 0 | 0 | 0 | 0 | 0 | 63.0506 | 0 | 2.711 | 41.9494 | 0 | 0 | 0
8375 | 84.704 | 0 | 84.704 | 46.5975 | 2 | 9.6659 | 10 | 16.4406 | 0 | 16.4406 | 0 | 0 | 0 | 0 | 0 | 0 | 0 | 0 | 0 | 0 | 58.5975 | 0 | 2.5411 | 46.4025 | 0 | 0 | 0
8376 | 77.5883 | 0 | 77.5883 | 42.9 | 2 | 8.7542 | 8.1703 | 15.7638 | 0 | 15.7638 | 0 | 0 | 0 | 0 | 0 | 0 | 0 | 0 | 0 | 0 | 53.0703 | 0 | 2.3276 | 51.9297 | 0 | 0 | 0
8377 | 77.016 | 0 | 77.016 | 42.9 | 2 | 8.742 | 8.0965 | 15.2775 | 0 | 15.2775 | 0 | 0 | 0 | 0 | 0 | 0 | 0 | 0 | 0 | 0 | 52.9965 | 0 | 2.3105 | 52.0035 | 0 | 0 | 0
8378 | 78.3594 | 0 | 78.3594 | 42.9 | 2 | 8.9954 | 9.6326 | 14.8314 | 0 | 14.8314 | 0 | 0 | 0 | 0 | 0 | 0 | 0 | 0 | 0 | 0 | 54.5326 | 0 | 2.3508 | 50.4674 | 0 | 0 | 0
8379 | 80.0188 | 0 | 80.0188 | 44.1527 | 2 | 9.2627 | 10 | 14.6034 | 0 | 14.6034 | 0 | 0 | 0 | 0 | 0 | 0 | 0 | 0 | 0 | 0 | 56.1527 | 0 | 2.4006 | 48.8473 | 0 | 0 | 0
8380 | 81.5053 | 0 | 81.5053 | 45.5534 | 2 | 9.4937 | 10 | 14.4582 | 0 | 14.4582 | 0 | 0 | 0 | 0 | 0 | 0 | 0 | 0 | 0 | 0 | 57.5534 | 0 | 2.4452 | 47.4466 | 0 | 0 | 0
8381 | 80.9249 | 0 | 80.9249 | 46.1177 | 2 | 9.5868 | 10 | 13.2204 | 0 | 13.2204 | 0 | 0 | 0 | 0 | 0 | 0 | 0 | 0 | 0 | 0 | 58.1177 | 0 | 2.4277 | 46.8823 | 0 | 0 | 0
8382 | 80.9386 | 0 | 80.9386 | 46.7072 | 2 | 9.684 | 10 | 12.5473 | 0 | 12.5473 | 0 | 0 | 0 | 0 | 0 | 0 | 0 | 0 | 0 | 0 | 58.7072 | 0 | 2.4282 | 46.2928 | 0 | 0 | 0
8383 | 81.48 | 0 | 81.48 | 42.9 | 2 | 7.5765 | 4 | 13.5075 | 11.4961 | 13.5075 | 11.4961 | 0 | 0 | 0 | 0 | 0 | 0 | 0 | 0 | 0 | 48.9 | 0 | 2.4444 | 56.5204 | 0 | 0 | 0
8384 | 81.4579 | 0 | 81.4579 | 42.9 | 2 | 0 | 4 | 11.9659 | 21.2126 | 11.9659 | 21.2126 | 0 | 0 | 0.62069 | 0 | 0 | 0 | 0.62069 | 0 | 0.55862 | 48.9 | 0 | 2.4437 | 62.9362 | 0 | 0 | 0
8385 | 80.7876 | 0 | 80.7876 | 42.9 | 2 | 0 | 4 | 11.5869 | 35.104 | 11.5869 | 35.104 | 0 | 0 | 12 | 0 | 2.8033 | 0 | 14.8033 | 0 | 13.9432 | 48.9 | 0 | 2.4236 | 60.928 | 0 | 0 | 0
8386 | 80.5528 | 0 | 80.5528 | 42.9 | 2 | 7.1054e-15 | 4 | 13.8421 | 40.9932 | 13.8421 | 39.8107 | 0 | 1.1825 | 12 | 0 | 10 | 0 | 22 | 0 | 33.9627 | 48.9 | 0 | 2.4166 | 59.7415 | 0 | 0 | 0
8387 | 75.9672 | 0 | 75.9672 | 42.9 | 2 | 7.1054e-15 | 4 | 13.2097 | 45.3458 | 13.2097 | 34.7472 | 0 | 10.5986 | 12 | 0 | 8.8897 | 0 | 20.8897 | 0 | 52.9586 | 48.9 | 0 | 2.279 | 58.5655 | 0 | 3.5527e-15 | 0
8388 | 75.0726 | 0 | 75.0726 | 42.9 | 2 | 7.1054e-15 | 4 | 11.8046 | 44.7192 | 11.8046 | 26.3679 | 0 | 18.3513 | 12 | 0 | 0 | 0 | 12 | 0 | 63.7586 | 48.9 | 0 | 2.2522 | 68.7265 | 0 | 0 | 0
8389 | 75.7621 | 0 | 75.7621 | 42.9 | 2 | 7.1054e-15 | 4 | 11.9226 | 44.2304 | 11.9226 | 19.6522 | 0 | 24.5783 | 4.7126 | 0 | 0 | 0 | 4.7126 | 0 | 68 | 48.9 | 0 | 2.2729 | 68.8766 | 0 | 4.4409e-15 | 0
8390 | 75.7567 | 0 | 75.7567 | 42.9 | 2 | 0 | 4 | 13.3075 | 41.2081 | 13.3075 | 13.5493 | 0 | 27.6589 | 0 | 0 | 0 | 0 | 0 | 0 | 68 | 48.9 | 0 | 2.2727 | 81.1077 | 0 | 0 | 0
8391 | 74.1744 | 0 | 74.1744 | 42.9 | 2 | 0 | 4 | 12.0089 | 32.8707 | 12.0089 | 13.2655 | 0 | 19.6052 | 0 | 0 | 0 | 0 | 0 | 0 | 68 | 48.9 | 0 | 2.2252 | 82.2481 | 0 | 0 | 0
8392 | 77.2197 | 0 | 77.2197 | 42.9 | 2 | 0 | 4 | 12.4123 | 21.8934 | 12.4123 | 15.9074 | 0 | 5.986 | 0 | 0 | 0 | 0 | 0 | 0 | 68 | 48.9 | 0 | 2.3166 | 84.1765 | 0 | 0 | 0
8393 | 83.7039 | 0 | 83.7039 | 42.9 | 2 | 5.8304 | 4 | 12.5456 | 11.3282 | 12.5456 | 11.3282 | 0 | 0 | 0 | 5.0998 | 0 | 0 | 0 | 5.0998 | 62.3336 | 48.9 | 0 | 2.5111 | 75.6417 | 0 | 1.4211e-14 | 0
8394 | 87.7793 | 0 | 87.7793 | 42.9 | 2 | 5.8502 | 4 | 15.1948 | 5.4441e-15 | 15.1948 | 5.4441e-15 | 0 | 0 | 0 | 12 | 0 | 5.8343 | 0 | 17.8343 | 42.672 | 48.9 | 0 | 2.6334 | 64.6933 | 0 | 0 | 0
8395 | 92.6353 | 0 | 92.6353 | 42.9 | 2 | 7.9355 | 4 | 13.7998 | 0 | 13.7998 | 0 | 0 | 0 | 0 | 12 | 0 | 10 | 0 | 22 | 18.4922 | 48.9 | 0 | 2.7791 | 59.3274 | 0 | 0 | 0
8396 | 98.1365 | 0 | 98.1365 | 44.347 | 2 | 11.7038 | 10 | 15.481 | 0 | 15.481 | 0 | 0 | 0 | 0 | 12 | 0 | 2.6048 | 0 | 14.6048 | 2.3336 | 56.347 | 0 | 2.9441 | 48.653 | 0 | 0 | 0
8397 | 95.1007 | 0 | 95.1007 | 54.6225 | 2 | 11.3361 | 10 | 15.0419 | 0 | 15.0419 | 0 | 0 | 0 | 0 | 2.1002 | 0 | 0 | 0 | 2.1002 | 0 | 66.6225 | 0 | 2.853 | 38.3775 | 0 | 0 | 0
8398 | 87.7632 | 0 | 87.7632 | 49.3105 | 2 | 10.1135 | 10 | 16.3393 | 0 | 16.3393 | 0 | 0 | 0 | 0 | 0 | 0 | 0 | 0 | 0 | 0 | 61.3105 | 0 | 2.6329 | 43.6895 | 0 | 0 | 0
8399 | 86.2027 | 0 | 86.2027 | 48.5736 | 2 | 9.9919 | 10 | 15.6371 | 0 | 15.6371 | 0 | 0 | 0 | 0 | 0 | 0 | 0 | 0 | 0 | 0 | 60.5736 | 0 | 2.5861 | 44.4264 | 0 | 0 | 0
8400 | 80.1546 | 0 | 80.1546 | 44.4027 | 2 | 9.3039 | 10 | 14.4479 | 0 | 14.4479 | 0 | 0 | 0 | 0 | 0 | 0 | 0 | 0 | 0 | 0 | 56.4027 | 0 | 2.4046 | 48.5973 | 0 | 0 | 0
8401 | 78.4243 | 0 | 78.4243 | 42.9 | 2 | 8.9329 | 9.2537 | 15.3378 | 0 | 15.3378 | 0 | 0 | 0 | 0 | 0 | 0 | 0 | 0 | 0 | 0 | 54.1537 | 0 | 2.3527 | 50.8463 | 0 | 0 | 0
8402 | 79.2786 | 0 | 79.2786 | 44.6247 | 2 | 9.3405 | 10 | 13.3134 | 0 | 13.3134 | 0 | 0 | 0 | 0 | 0 | 0 | 0 | 0 | 0 | 0 | 56.6247 | 0 | 2.3784 | 48.3753 | 0 | 0 | 0
8403 | 80.5126 | 0 | 80.5126 | 45.3772 | 2 | 9.4646 | 10 | 13.6708 | 0 | 13.6708 | 0 | 0 | 0 | 0 | 0 | 0 | 0 | 0 | 0 | 0 | 57.3772 | 0 | 2.4154 | 47.6228 | 0 | 0 | 0
8404 | 82.5205 | 0 | 82.5205 | 45.6492 | 2 | 9.5095 | 10 | 15.3618 | 0 | 15.3618 | 0 | 0 | 0 | 0 | 0 | 0 | 0 | 0 | 0 | 0 | 57.6492 | 0 | 2.4756 | 47.3508 | 0 | 0 | 0
8405 | 81.0464 | 0 | 81.0464 | 46.0533 | 2 | 9.5762 | 10 | 13.4169 | 0 | 13.4169 | 0 | 0 | 0 | 0 | 0 | 0 | 0 | 0 | 0 | 0 | 58.0533 | 0 | 2.4314 | 46.9467 | 0 | 0 | 0
8406 | 80.7609 | 0 | 80.7609 | 46.3638 | 2 | 9.6274 | 10 | 12.7697 | 0 | 12.7697 | 0 | 0 | 0 | 0 | 0 | 0 | 0 | 0 | 0 | 0 | 58.3638 | 0 | 2.4228 | 46.6362 | 0 | 0 | 0
8407 | 80.7876 | 0 | 80.7876 | 42.9 | 2 | 5.8259 | 4 | 13.0374 | 13.0243 | 13.0374 | 13.0243 | 0 | 0 | 0 | 0 | 0 | 0 | 0 | 0 | 0 | 48.9 | 0 | 2.4236 | 58.0232 | 0 | 0 | 0
8408 | 79.4957 | 0 | 79.4957 | 42.9 | 2 | 0 | 4 | 14.1136 | 21.2071 | 14.1136 | 21.2071 | 0 | 0 | 4.7251 | 0 | 0 | 0 | 4.7251 | 0 | 4.2525 | 48.9 | 0 | 2.3849 | 62.3551 | 0 | 0 | 0
8409 | 81.6709 | 0 | 81.6709 | 42.9 | 2 | 0 | 4 | 11.9247 | 33.6085 | 11.9247 | 33.6085 | 0 | 0 | 12 | 0 | 0.76232 | 0 | 12.7623 | 0 | 15.7554 | 48.9 | 0 | 2.4501 | 61.217 | 0 | 0 | 0
8410 | 80.8921 | 0 | 80.8921 | 42.9 | 2 | 7.1054e-15 | 4 | 13.0021 | 39.1328 | 13.0021 | 39.1328 | 0 | 0 | 12 | 0 | 8.1428 | 0 | 20.1428 | 0 | 34.0626 | 48.9 | 0 | 2.4268 | 60.172 | 0 | 0 | 0
8411 | 81.029 | 0 | 81.029 | 42.9 | 2 | 0 | 4 | 12.8893 | 42.8081 | 12.8893 | 41.2397 | 0 | 1.5683 | 12 | 0 | 10 | 0 | 22 | 0 | 54.0822 | 48.9 | 0 | 2.4309 | 59.6869 | 0 | 0 | 0
8412 | 76.5176 | 0 | 76.5176 | 42.9 | 2 | 0 | 4 | 13.8146 | 41.7661 | 13.8146 | 28.591 | 0 | 13.1751 | 12 | 0 | 2.788 | 0 | 14.788 | 0 | 67.4525 | 48.9 | 0 | 2.2955 | 59.0646 | 0 | 5.3291e-15 | 0
8413 | 75.6554 | 0 | 75.6554 | 42.9 | 2 | 0 | 4 | 10.6645 | 45.763 | 10.6645 | 16.6991 | 0 | 29.0639 | 0.60828 | 0 | 0 | 0 | 0.60828 | 0 | 68 | 48.9 | 0 | 2.2697 | 68.8226 | 0 | 7.8826e-15 | 0
8414 | 75.9971 | 0 | 75.9971 | 42.9 | 2 | 0 | 4 | 12.552 | 37.5065 | 12.552 | 14.5452 | 0 | 22.9613 | 0 | 0 | 0 | 0 | 0 | 0 | 68 | 48.9 | 0 | 2.2799 | 81.7729 | 0 | 0 | 0
8415 | 74.1559 | 0 | 74.1559 | 42.9 | 2 | 7.1054e-15 | 4 | 13.6017 | 30.68 | 13.6017 | 11.6542 | 0 | 19.0259 | 0 | 0 | 0 | 0 | 0 | 0 | 68 | 48.9 | 0 | 2.2247 | 82.3301 | 0 | 0 | 0
8416 | 81.0309 | 0 | 81.0309 | 42.9 | 2 | 0 | 4 | 13.016 | 19.9251 | 13.016 | 19.1149 | 0 | 0.81023 | 0 | 0 | 0 | 0 | 0 | 0 | 68 | 48.9 | 0 | 2.4309 | 84.9094 | 0 | 0 | 0
8417 | 82.9796 | 0 | 82.9796 | 42.9 | 2 | 8.5391 | 4.6431 | 12.1679 | 10.506 | 12.1679 | 10.506 | 0 | 0 | 0 | 2.2234 | 0 | 0 | 0 | 2.2234 | 65.5295 | 49.5431 | 0 | 2.4894 | 75.2335 | 0 | 0 | -1.4211e-14
8418 | 90.4565 | 0 | 90.4565 | 42.9 | 2 | 9.3303 | 4 | 14.4397 | 5.2864e-15 | 14.4397 | 5.2864e-15 | 0 | 0 | 0 | 12 | 0 | 5.7865 | 0 | 17.7865 | 45.9199 | 48.9 | 0 | 2.7137 | 61.747 | 0 | 0 | 0
8419 | 92.6574 | 0 | 92.6574 | 42.9 | 2 | 9.471 | 4 | 13.8695 | 0 | 13.8695 | 0 | 0 | 0 | 0 | 12 | 0 | 8.4169 | 0 | 20.4169 | 23.4571 | 48.9 | 0 | 2.7797 | 59.3683 | 0 | 1.4211e-14 | 0
8420 | 97.4585 | 0 | 97.4585 | 42.9 | 2 | 11.6787 | 9.6641 | 14.98 | 0 | 14.98 | 0 | 0 | 0 | 0 | 12 | 0 | 4.2357 | 0 | 16.2357 | 5.5295 | 54.5641 | 0 | 2.9238 | 50.4359 | 0 | 0 | -1.4211e-14
8421 | 93.6391 | 0 | 93.6391 | 49.2899 | 2 | 10.931 | 10 | 16.4417 | 0 | 16.4417 | 0 | 0 | 0 | 0 | 4.9766 | 0 | 0 | 0 | 4.9766 | 0 | 61.2899 | 0 | 2.8092 | 43.7101 | 0 | 0 | 0
8422 | 92.5179 | 0 | 92.5179 | 53.4267 | 2 | 10.7924 | 10 | 16.2988 | 0 | 16.2988 | 0 | 0 | 0 | 0 | 0 | 0 | 0 | 0 | 0 | 0 | 65.4267 | 0 | 2.7755 | 39.5733 | 0 | 0 | 0
8423 | 87.1135 | 0 | 87.1135 | 49.1948 | 2 | 10.0944 | 10 | 15.8244 | 0 | 15.8244 | 0 | 0 | 0 | 0 | 0 | 0 | 0 | 0 | 0 | 0 | 61.1948 | 0 | 2.6134 | 43.8052 | 0 | 0 | 0
8424 | 78.8096 | 0 | 78.8096 | 42.9 | 2 | 8.9127 | 9.1313 | 15.8656 | 0 | 15.8656 | 0 | 0 | 0 | 0 | 0 | 0 | 0 | 0 | 0 | 0 | 54.0313 | 0 | 2.3643 | 50.9687 | 0 | 0 | 0
8425 | 82.4723 | 0 | 82.4723 | 46.9474 | 2 | 9.7237 | 10 | 13.8012 | 0 | 13.8012 | 0 | 0 | 0 | 0 | 0 | 0 | 0 | 0 | 0 | 0 | 58.9474 | 0 | 2.4742 | 46.0526 | 0 | 0 | 0
8426 | 81.3645 | 0 | 81.3645 | 46.4405 | 2 | 9.64 | 10 | 13.284 | 0 | 13.284 | 0 | 0 | 0 | 0 | 0 | 0 | 0 | 0 | 0 | 0 | 58.4405 | 0 | 2.4409 | 46.5595 | 0 | 0 | 0
8427 | 83.0507 | 0 | 83.0507 | 46.298 | 2 | 9.6165 | 10 | 15.1362 | 0 | 15.1362 | 0 | 0 | 0 | 0 | 0 | 0 | 0 | 0 | 0 | 0 | 58.298 | 0 | 2.4915 | 46.702 | 0 | 0 | 0
8428 | 84.1492 | 0 | 84.1492 | 48.3608 | 2 | 9.9568 | 10 | 13.8316 | 0 | 13.8316 | 0 | 0 | 0 | 0 | 0 | 0 | 0 | 0 | 0 | 0 | 60.3608 | 0 | 2.5245 | 44.6392 | 0 | 0 | 0
8429 | 83.9704 | 0 | 83.9704 | 48.758 | 2 | 10.0223 | 10 | 13.19 | 0 | 13.19 | 0 | 0 | 0 | 0 | 0 | 0 | 0 | 0 | 0 | 0 | 60.758 | 0 | 2.5191 | 44.242 | 0 | 1.4211e-14 | 0
8430 | 83.6523 | 0 | 83.6523 | 48.8772 | 2 | 10.042 | 10 | 12.7331 | 0 | 12.7331 | 0 | 0 | 0 | 0 | 0 | 0 | 0 | 0 | 0 | 0 | 60.8772 | 0 | 2.5096 | 44.1228 | 0 | 0 | 0
8431 | 84.3287 | 0 | 84.3287 | 42.9 | 2 | 8.1367 | 4.4267 | 15.0475 | 11.8178 | 15.0475 | 11.8178 | 0 | 0 | 0 | 0 | 0 | 0 | 0 | 0 | 0 | 49.3267 | 0 | 2.5299 | 55.6733 | 0 | 0 | 0
8432 | 82.8264 | 0 | 82.8264 | 42.9 | 2 | 1.2513 | 4 | 12.4566 | 20.2185 | 12.4566 | 20.2185 | 0 | 0 | 0 | 0 | 0 | 0 | 0 | 0 | 0 | 48.9 | 0 | 2.4848 | 61.95 | 0 | 0 | 0
8433 | 83.543 | 0 | 83.543 | 42.9 | 2 | 7.1054e-15 | 4 | 10.3628 | 24.4642 | 10.3628 | 24.4642 | 0 | 0 | 0.18396 | 0 | 0 | 0 | 0.18396 | 0 | 0.16556 | 48.9 | 0 | 2.5063 | 62.9981 | 0 | 1.4211e-14 | 0
8434 | 81.458 | 0 | 81.458 | 42.9 | 2 | 0 | 4 | 11.4142 | 34.2953 | 11.4142 | 34.2953 | 0 | 0 | 12 | 0 | 1.1515 | 0 | 13.1515 | 0 | 12.0272 | 48.9 | 0 | 2.4437 | 61.1619 | 0 | 0 | 0
8435 | 80.2069 | 0 | 80.2069 | 42.9 | 2 | 0 | 4 | 10.3128 | 38.9596 | 10.3128 | 38.9596 | 0 | 0 | 12 | 0 | 5.9655 | 0 | 17.9655 | 0 | 28.3271 | 48.9 | 0 | 2.4062 | 60.4802 | 0 | 0 | 0
8436 | 80.8817 | 0 | 80.8817 | 42.9 | 2 | 7.1054e-15 | 4 | 10.3855 | 40.6633 | 10.3855 | 40.6633 | 0 | 0 | 12 | 0 | 7.0671 | 0 | 19.0671 | 0 | 45.6427 | 48.9 | 0 | 2.4265 | 60.3243 | 0 | 0 | 0
8437 | 76.7087 | 0 | 76.7087 | 42.9 | 2 | 0 | 4 | 10.4847 | 40.8019 | 10.4847 | 36.8329 | 0 | 3.969 | 12 | 0 | 7.5089 | 0 | 19.5089 | 0 | 63.3656 | 48.9 | 0 | 2.3013 | 59.6997 | 0 | 3.5527e-15 | 0
8438 | 79.0203 | 0 | 79.0203 | 42.9 | 2 | 0 | 4 | 10.9288 | 38.7439 | 10.9288 | 24.3409 | 0 | 14.403 | 5.1494 | 0 | 0 | 0 | 5.1494 | 0 | 68 | 48.9 | 0 | 2.3706 | 70.2555 | 0 | 7.9936e-15 | 0
8439 | 76.7136 | 0 | 76.7136 | 42.9 | 2 | 0 | 4 | 12.5914 | 26.8415 | 12.5914 | 15.2222 | 0 | 11.6193 | 0 | 0 | 0 | 0 | 0 | 0 | 68 | 48.9 | 0 | 2.3014 | 83.3789 | 0 | 0 | 0
8440 | 80.7697 | 0 | 80.7697 | 42.9 | 2 | 0 | 4 | 12.581 | 21.0338 | 12.581 | 19.2887 | 0 | 1.7451 | 0 | 0 | 0 | 0 | 0 | 0 | 68 | 48.9 | 0 | 2.4231 | 84.777 | 0 | 0 | 0
8441 | 87.1036 | 0 | 87.1036 | 42.9 | 2 | 4.5609 | 4 | 12.1967 | 11.0478 | 12.1967 | 11.0478 | 0 | 0 | 0 | 10.3981 | 0 | 0 | 0 | 10.3981 | 56.4466 | 48.9 | 0 | 2.6131 | 72.1833 | 0 | 0 | 0
8442 | 91.0907 | 0 | 91.0907 | 42.9 | 2 | 8.4926 | 4 | 11.6981 | 5.0717e-15 | 11.6981 | 5.0717e-15 | 0 | 0 | 0 | 12 | 0 | 10 | 0 | 22 | 32.2667 | 48.9 | 0 | 2.7327 | 58.8492 | 0 | 0 | 0
8443 | 93.8466 | 0 | 93.8466 | 42.9 | 2 | 10.5081 | 4 | 13.9994 | 0 | 13.9994 | 0 | 0 | 0 | 0 | 12 | 0 | 8.4391 | 0 | 20.4391 | 9.7799 | 48.9 | 0 | 2.8154 | 56.8981 | 0 | 0 | 0
8444 | 101.3386 | 0 | 101.3386 | 55 | 2.411 | 12.5717 | 10 | 12.554 | 0 | 12.554 | 0 | 0 | 0 | 0 | 8.8019 | 0 | 0 | 0 | 8.8019 | 0 | 67.411 | 0 | 3.0402 | 37.589 | 0 | 0 | 0
8445 | 94.8713 | 0 | 94.8713 | 55 | 3.6061 | 11.3169 | 10 | 14.9483 | 0 | 14.9483 | 0 | 0 | 0 | 0 | 0 | 0 | 0 | 0 | 0 | 0 | 68.6061 | 0 | 2.8461 | 36.3939 | 0 | 0 | 0
8446 | 92.2914 | 0 | 92.2914 | 55 | 2.5578 | 11.144 | 10 | 13.5897 | 0 | 13.5897 | 0 | 0 | 0 | 0 | 0 | 0 | 0 | 0 | 0 | 0 | 67.5578 | 0 | 2.7687 | 37.4422 | 0 | 0 | 0
8447 | 86.3169 | 0 | 86.3169 | 50.0685 | 2 | 10.2385 | 10 | 14.0099 | 0 | 14.0099 | 0 | 0 | 0 | 0 | 0 | 0 | 0 | 0 | 0 | 0 | 62.0685 | 0 | 2.5895 | 42.9315 | 0 | 0 | 0
8448 | 78.8289 | 0 | 78.8289 | 42.9806 | 2 | 9.0693 | 10 | 14.779 | 0 | 14.779 | 0 | 0 | 0 | 0 | 0 | 0 | 0 | 0 | 0 | 0 | 54.9806 | 0 | 2.3649 | 50.0194 | 0 | 0 | 0
8449 | 79.6445 | 0 | 79.6445 | 42.9357 | 2 | 9.0619 | 10 | 15.6469 | 0 | 15.6469 | 0 | 0 | 0 | 0 | 0 | 0 | 0 | 0 | 0 | 0 | 54.9357 | 0 | 2.3893 | 50.0643 | 0 | 0 | 0
8450 | 79.5765 | 0 | 79.5765 | 42.9 | 2 | 8.9861 | 9.5763 | 16.1141 | 0 | 16.1141 | 0 | 0 | 0 | 0 | 0 | 0 | 0 | 0 | 0 | 0 | 54.4763 | 0 | 2.3873 | 50.5237 | 0 | 0 | 0
8451 | 81.2232 | 0 | 81.2232 | 46.1453 | 2 | 9.5913 | 10 | 13.4866 | 0 | 13.4866 | 0 | 0 | 0 | 0 | 0 | 0 | 0 | 0 | 0 | 0 | 58.1453 | 0 | 2.4367 | 46.8547 | 0 | 0 | 0
8452 | 79.8786 | 0 | 79.8786 | 44.5981 | 2 | 9.3361 | 10 | 13.9444 | 0 | 13.9444 | 0 | 0 | 0 | 0 | 0 | 0 | 0 | 0 | 0 | 0 | 56.5981 | 0 | 2.3964 | 48.4019 | 0 | 0 | 0
8453 | 80.796 | 0 | 80.796 | 46.6367 | 2 | 9.6724 | 10 | 12.487 | 0 | 12.487 | 0 | 0 | 0 | 0 | 0 | 0 | 0 | 0 | 0 | 0 | 58.6367 | 0 | 2.4239 | 46.3633 | 0 | 0 | 0
8454 | 81.8342 | 0 | 81.8342 | 48.0063 | 2 | 9.8983 | 10 | 11.9296 | 0 | 11.9296 | 0 | 0 | 0 | 0 | 0 | 0 | 0 | 0 | 0 | 0 | 60.0063 | 0 | 2.455 | 44.9937 | 0 | 0 | 0
8455 | 80.9235 | 0 | 80.9235 | 42.9 | 2 | 5.6803 | 4 | 12.4973 | 13.8459 | 12.4973 | 13.8459 | 0 | 0 | 0 | 0 | 0 | 0 | 0 | 0 | 0 | 48.9 | 0 | 2.4277 | 58.1482 | 0 | 0 | 0
8456 | 81.2026 | 0 | 81.2026 | 42.9 | 2 | 7.1054e-15 | 4 | 12.2702 | 27.3247 | 12.2702 | 27.3247 | 0 | 0 | 7.2923 | 0 | 0 | 0 | 7.2923 | 0 | 6.5631 | 48.9 | 0 | 2.4361 | 61.9915 | 0 | 0 | 0
8457 | 77.1361 | 0 | 77.1361 | 42.9 | 2 | 0 | 4 | 11.7293 | 35.9291 | 11.7293 | 35.9291 | 0 | 0 | 12 | 0 | 7.4222 | 0 | 19.4222 | 0 | 24.206 | 48.9 | 0 | 2.3141 | 60.274 | 0 | 0 | 0
8458 | 78.6295 | 0 | 78.6295 | 42.9 | 2 | 0 | 4 | 10.8799 | 45.8932 | 10.8799 | 40.8496 | 0 | 5.0436 | 12 | 0 | 10 | 0 | 22 | 0 | 44.2256 | 48.9 | 0 | 2.3589 | 59.1948 | 0 | 0 | 0
8459 | 75.9147 | 0 | 75.9147 | 42.9 | 2 | 7.1054e-15 | 4 | 11.245 | 52.9468 | 11.245 | 32.0405 | 0 | 20.9063 | 12 | 0 | 4.2709 | 0 | 16.2709 | 0 | 58.9631 | 48.9 | 0 | 2.2774 | 57.7599 | 0 | 3.5527e-15 | 0
8460 | 77.2639 | 0 | 77.2639 | 42.9 | 2 | 7.1054e-15 | 4 | 9.6773 | 49.3032 | 9.6773 | 28.7276 | 0 | 20.5756 | 10.041 | 0 | 0 | 0 | 10.041 | 0 | 68 | 48.9 | 0 | 2.3179 | 68.6889 | 0 | 3.5527e-15 | 0
8461 | 74.6054 | 0 | 74.6054 | 42.9 | 2 | 0 | 4 | 11.1714 | 48.6346 | 11.1714 | 14.5341 | 0 | 34.1005 | 0 | 0 | 0 | 0 | 0 | 0 | 68 | 48.9 | 0 | 2.2382 | 80.1956 | 0 | 0 | 0
8462 | 74.082 | 0 | 74.082 | 42.9 | 2 | 0 | 4 | 10.5123 | 45.0574 | 10.5123 | 14.6697 | 0 | 30.3877 | 0 | 0 | 0 | 0 | 0 | 0 | 68 | 48.9 | 0 | 2.2225 | 80.7213 | 0 | 0 | 0
8463 | 76.6463 | 0 | 76.6463 | 42.9 | 2 | 0 | 4 | 11.207 | 38.8297 | 11.207 | 16.5393 | 0 | 22.2904 | 0 | 0 | 0 | 0 | 0 | 0 | 68 | 48.9 | 0 | 2.2994 | 81.8678 | 0 | 1.4211e-14 | 0
8464 | 78.5916 | 0 | 78.5916 | 42.9 | 2 | 0 | 4 | 12.0069 | 27.1816 | 12.0069 | 17.6847 | 0 | 9.4969 | 0 | 0 | 0 | 0 | 0 | 0 | 68 | 48.9 | 0 | 2.3577 | 83.6794 | 0 | 1.4211e-14 | 0
8465 | 82.7992 | 0 | 82.7992 | 42.9 | 2 | 5.1462 | 4 | 13.703 | 14.6578 | 13.703 | 14.6578 | 0 | 0 | 0 | 0.39221 | 0 | 0 | 0 | 0.39221 | 67.5642 | 48.9 | 0 | 2.484 | 80.2699 | 0 | 0 | -1.4211e-14
8466 | 88.4758 | 0 | 88.4758 | 42.9 | 2 | 5.4995 | 4 | 13.3674 | 6.5781e-15 | 13.3674 | 6.5781e-15 | 0 | 0 | 0 | 12 | 0 | 8.7088 | 0 | 20.7088 | 44.7848 | 48.9 | 0 | 2.6543 | 62.5268 | 0 | 0 | 0
8467 | 92.4975 | 0 | 92.4975 | 42.9 | 2 | 9.2933 | 4 | 12.5739 | 0 | 12.5739 | 0 | 0 | 0 | 0 | 12 | 0 | 9.7302 | 0 | 21.7302 | 20.8975 | 48.9 | 0 | 2.7749 | 58.1237 | 0 | 0 | 0
8468 | 98.1321 | 0 | 98.1321 | 47.9802 | 2 | 11.8735 | 10 | 14.2785 | 0 | 14.2785 | 0 | 0 | 0 | 0 | 12 | 0 | 0 | 0 | 12 | 7.5642 | 59.9802 | 0 | 2.944 | 45.0198 | 0 | 0 | 0
8469 | 92.4396 | 0 | 92.4396 | 48.598 | 2 | 11.1189 | 10 | 13.9149 | 0 | 13.9149 | 0 | 0 | 0 | 0 | 6.8078 | 0 | 0 | 0 | 6.8078 | 0 | 60.598 | 0 | 2.7732 | 44.402 | 0 | 0 | 0
8470 | 90.8055 | 0 | 90.8055 | 53.7743 | 2 | 10.8498 | 10 | 14.1814 | 0 | 14.1814 | 0 | 0 | 0 | 0 | 0 | 0 | 0 | 0 | 0 | 0 | 65.7743 | 0 | 2.7242 | 39.2257 | 0 | 0 | 0
8471 | 86.4919 | 0 | 86.4919 | 48.5166 | 2 | 9.9825 | 10 | 15.9928 | 0 | 15.9928 | 0 | 0 | 0 | 0 | 0 | 0 | 0 | 0 | 0 | 0 | 60.5166 | 0 | 2.5948 | 44.4834 | 0 | 0 | 0
8472 | 76.4705 | 0 | 76.4705 | 42.9 | 2 | 8.736 | 8.0601 | 14.7744 | 0 | 14.7744 | 0 | 0 | 0 | 0 | 0 | 0 | 0 | 0 | 0 | 0 | 52.9601 | 0 | 2.2941 | 52.0399 | 0 | 0 | 0
8473 | 78.96 | 0 | 78.96 | 45.3055 | 2 | 9.4528 | 10 | 12.2017 | 0 | 12.2017 | 0 | 0 | 0 | 0 | 0 | 0 | 0 | 0 | 0 | 0 | 57.3055 | 0 | 2.3688 | 47.6945 | 0 | 0 | 0
8474 | 78.5639 | 0 | 78.5639 | 43.7807 | 2 | 9.2013 | 10 | 13.582 | 0 | 13.582 | 0 | 0 | 0 | 0 | 0 | 0 | 0 | 0 | 0 | 0 | 55.7807 | 0 | 2.3569 | 49.2193 | 0 | 0 | 0
8475 | 78.6339 | 0 | 78.6339 | 44.6669 | 2 | 9.3475 | 10 | 12.6196 | 0 | 12.6196 | 0 | 0 | 0 | 0 | 0 | 0 | 0 | 0 | 0 | 0 | 56.6669 | 0 | 2.359 | 48.3331 | 0 | 0 | 0
8476 | 79.0053 | 0 | 79.0053 | 44.0135 | 2 | 9.2397 | 10 | 13.7521 | 0 | 13.7521 | 0 | 0 | 0 | 0 | 0 | 0 | 0 | 0 | 0 | 0 | 56.0135 | 0 | 2.3702 | 48.9865 | 0 | 0 | 0
8477 | 79.8355 | 0 | 79.8355 | 45.5953 | 2 | 9.5006 | 10 | 12.7396 | 0 | 12.7396 | 0 | 0 | 0 | 0 | 0 | 0 | 0 | 0 | 0 | 0 | 57.5953 | 0 | 2.3951 | 47.4047 | 0 | 0 | 0
8478 | 83.2506 | 0 | 83.2506 | 49.7954 | 2 | 10.1934 | 10 | 11.2618 | 0 | 11.2618 | 0 | 0 | 0 | 0 | 0 | 0 | 0 | 0 | 0 | 0 | 61.7954 | 0 | 2.4975 | 43.2046 | 0 | 0 | 0
8479 | 82.8792 | 0 | 82.8792 | 42.9 | 2 | 8.5204 | 6.7529 | 9.885 | 12.821 | 9.885 | 12.821 | 0 | 0 | 0 | 0 | 0 | 0 | 0 | 0 | 0 | 51.6529 | 0 | 2.4864 | 53.3471 | 0 | 0 | 0
8480 | 78.9504 | 0 | 78.9504 | 42.9 | 2 | 0 | 4 | 11.4847 | 24.5107 | 11.4847 | 24.5107 | 0 | 0 | 5.945 | 0 | 0 | 0 | 5.945 | 0 | 5.3505 | 48.9 | 0 | 2.3685 | 62.1823 | 0 | 0 | 0
8481 | 79.5951 | 0 | 79.5951 | 42.9 | 2 | 0 | 4 | 11.1199 | 36.8087 | 11.1199 | 36.8087 | 0 | 0 | 12 | 0 | 5.2335 | 0 | 17.2335 | 0 | 20.9756 | 48.9 | 0 | 2.3879 | 60.5839 | 0 | 0 | 0
8482 | 80.0033 | 0 | 80.0033 | 42.9 | 2 | 0 | 4 | 9.767 | 43.8671 | 9.767 | 43.3364 | 0 | 0.53071 | 12 | 0 | 10 | 0 | 22 | 0 | 40.9952 | 48.9 | 0 | 2.4001 | 59.8338 | 0 | 0 | 0
8483 | 77.1721 | 0 | 77.1721 | 42.9 | 2 | 7.1054e-15 | 4 | 10.0036 | 51.4652 | 10.0036 | 36.7279 | 0 | 14.7373 | 12 | 0 | 6.4595 | 0 | 18.4595 | 0 | 57.7505 | 48.9 | 0 | 2.3152 | 58.3235 | 0 | 1.7764e-14 | 0
8484 | 78.6786 | 0 | 78.6786 | 42.9 | 2 | 0 | 4 | 11.1319 | 51.083 | 11.1319 | 30.035 | 0 | 21.048 | 11.3883 | 0 | 0 | 0 | 11.3883 | 0 | 68 | 48.9 | 0 | 2.3604 | 68.4312 | 0 | 1.0658e-14 | 0
8485 | 77.9764 | 0 | 77.9764 | 42.9 | 2 | 0 | 4 | 10.9534 | 47.1959 | 10.9534 | 18.123 | 0 | 29.0729 | 0 | 0 | 0 | 0 | 0 | 0 | 68 | 48.9 | 0 | 2.3393 | 80.9075 | 0 | 0 | 0
8486 | 78.2065 | 0 | 78.2065 | 42.9 | 2 | 7.1054e-15 | 4 | 9.5134 | 43.8368 | 9.5134 | 19.7931 | 0 | 24.0436 | 0 | 0 | 0 | 0 | 0 | 0 | 68 | 48.9 | 0 | 2.3462 | 81.6196 | 0 | 0 | 0
8487 | 77.0885 | 0 | 77.0885 | 42.9 | 2 | 7.1054e-15 | 4 | 11.6223 | 35.5296 | 11.6223 | 16.5661 | 0 | 18.9635 | 0 | 0 | 0 | 0 | 0 | 0 | 68 | 48.9 | 0 | 2.3127 | 82.3389 | 0 | 0 | 0
8488 | 81.0497 | 0 | 81.0497 | 42.9 | 2 | 0 | 4 | 11.0095 | 23.6419 | 11.0095 | 21.1402 | 0 | 2.5017 | 0 | 0 | 0 | 0 | 0 | 0 | 68 | 48.9 | 0 | 2.4315 | 84.6699 | 0 | 0 | 0
8489 | 85.4741 | 0 | 85.4741 | 42.9 | 2 | 6.0987 | 4 | 9.7799 | 12.7767 | 9.7799 | 12.7767 | 0 | 0 | 0 | 7.9187 | 0 | 0 | 0 | 7.9187 | 59.2014 | 48.9 | 0 | 2.5642 | 72.9915 | 0 | 0 | -1.4211e-14
8490 | 88.1128 | 0 | 88.1128 | 42.9 | 2 | 5.969 | 4 | 12.3793 | 6.8854e-15 | 12.3793 | 6.8854e-15 | 0 | 0 | 0 | 12 | 0 | 8.8646 | 0 | 20.8646 | 36.2531 | 48.9 | 0 | 2.6434 | 61.9902 | 0 | 0 | 0
8491 | 93.2775 | 0 | 93.2775 | 42.9 | 2 | 9.9645 | 4 | 12.8385 | 0 | 12.8385 | 0 | 0 | 0 | 0 | 12 | 0 | 9.5745 | 0 | 21.5745 | 12.5347 | 48.9 | 0 | 2.7983 | 57.5255 | 0 | 0 | 0
8492 | 97.778 | 0 | 97.778 | 50.3056 | 2 | 12.1385 | 10 | 12.0527 | 0 | 12.0527 | 0 | 0 | 0 | 0 | 11.2813 | 0 | 0 | 0 | 11.2813 | 0 | 62.3056 | 0 | 2.9333 | 42.6944 | 0 | 0 | 0
8493 | 92.9596 | 0 | 92.9596 | 55 | 2.3454 | 11.1089 | 10 | 14.5053 | 0 | 14.5053 | 0 | 0 | 0 | 0 | 0 | 0 | 0 | 0 | 0 | 0 | 67.3454 | 0 | 2.7888 | 37.6546 | 0 | 0 | 0
8494 | 89.0384 | 0 | 89.0384 | 50.7633 | 2 | 10.3531 | 10 | 15.922 | 0 | 15.922 | 0 | 0 | 0 | 0 | 0 | 0 | 0 | 0 | 0 | 0 | 62.7633 | 0 | 2.6712 | 42.2367 | 0 | 1.4211e-14 | 0
8495 | 86.6607 | 0 | 86.6607 | 50.0402 | 2 | 10.2338 | 10 | 14.3866 | 0 | 14.3866 | 0 | 0 | 0 | 0 | 0 | 0 | 0 | 0 | 0 | 0 | 62.0402 | 0 | 2.5998 | 42.9598 | 0 | 0 | 0
8496 | 80.2295 | 0 | 80.2295 | 43.459 | 2 | 9.1482 | 10 | 15.6223 | 0 | 15.6223 | 0 | 0 | 0 | 0 | 0 | 0 | 0 | 0 | 0 | 0 | 55.459 | 0 | 2.4069 | 49.541 | 0 | 0 | 0
8497 | 78.4931 | 0 | 78.4931 | 42.9 | 2 | 8.7996 | 8.4456 | 16.3478 | 0 | 16.3478 | 0 | 0 | 0 | 0 | 0 | 0 | 0 | 0 | 0 | 0 | 53.3456 | 0 | 2.3548 | 51.6544 | 0 | 0 | 0
8498 | 80.982 | 0 | 80.982 | 43.9377 | 2 | 9.2272 | 10 | 15.8171 | 0 | 15.8171 | 0 | 0 | 0 | 0 | 0 | 0 | 0 | 0 | 0 | 0 | 55.9377 | 0 | 2.4295 | 49.0623 | 0 | 0 | 0
8499 | 81.8552 | 0 | 81.8552 | 46.2505 | 2 | 9.6087 | 10 | 13.996 | 0 | 13.996 | 0 | 0 | 0 | 0 | 0 | 0 | 0 | 0 | 0 | 0 | 58.2505 | 0 | 2.4557 | 46.7495 | 0 | 0 | 0
8500 | 83.821 | 0 | 83.821 | 48.1983 | 2 | 9.93 | 10 | 13.6927 | 0 | 13.6927 | 0 | 0 | 0 | 0 | 0 | 0 | 0 | 0 | 0 | 0 | 60.1983 | 0 | 2.5146 | 44.8017 | 0 | 0 | 0
8501 | 80.4197 | 0 | 80.4197 | 45.4535 | 2 | 9.4772 | 10 | 13.489 | 0 | 13.489 | 0 | 0 | 0 | 0 | 0 | 0 | 0 | 0 | 0 | 0 | 57.4535 | 0 | 2.4126 | 47.5465 | 0 | 0 | 0
8502 | 81.8672 | 0 | 81.8672 | 46.7308 | 2 | 9.6879 | 10 | 13.4485 | 0 | 13.4485 | 0 | 0 | 0 | 0 | 0 | 0 | 0 | 0 | 0 | 0 | 58.7308 | 0 | 2.456 | 46.2692 | 0 | 0 | 0
8503 | 82.975 | 0 | 82.975 | 42.9 | 2 | 8.1219 | 4.3374 | 14.0384 | 11.5773 | 14.0384 | 11.5773 | 0 | 0 | 0 | 0 | 0 | 0 | 0 | 0 | 0 | 49.2374 | 0 | 2.4893 | 55.7626 | 0 | 0 | 0
8504 | 81.8162 | 0 | 81.8162 | 42.9 | 2 | 7.1054e-15 | 4 | 13.774 | 23.8925 | 13.774 | 23.8925 | 0 | 0 | 4.7503 | 0 | 0 | 0 | 4.7503 | 0 | 4.2752 | 48.9 | 0 | 2.4545 | 62.3515 | 0 | 0 | 0
8505 | 79.6963 | 0 | 79.6963 | 42.9 | 2 | 0 | 4 | 11.1978 | 34.7523 | 11.1978 | 34.7523 | 0 | 0 | 12 | 0 | 3.1538 | 0 | 15.1538 | 0 | 17.9829 | 48.9 | 0 | 2.3909 | 60.8784 | 0 | 0 | 0
8506 | 81.218 | 0 | 81.218 | 42.9 | 2 | 0 | 4 | 12.4448 | 41.2584 | 12.4448 | 41.2584 | 0 | 0 | 12 | 0 | 9.3853 | 0 | 21.3853 | 0 | 37.4357 | 48.9 | 0 | 2.4365 | 59.996 | 0 | 0 | 0
8507 | 82.0261 | 0 | 82.0261 | 42.9 | 2 | 7.1054e-15 | 4 | 11.8785 | 47.1844 | 11.8785 | 42.4016 | 0 | 4.7828 | 12 | 0 | 9.154 | 0 | 21.154 | 0 | 56.6752 | 48.9 | 0 | 2.4608 | 59.3515 | 0 | 1.7764e-14 | 0
8508 | 79.3913 | 0 | 79.3913 | 42.9 | 2 | 0 | 4 | 11.5084 | 46.2107 | 11.5084 | 30.9829 | 0 | 15.2278 | 12 | 0 | 0 | 0 | 12 | 0 | 67.4752 | 48.9 | 0 | 2.3817 | 69.1687 | 0 | 0 | 0
8509 | 79.7376 | 0 | 79.7376 | 42.9 | 2 | 0 | 4 | 12.5108 | 45.1587 | 12.5108 | 18.9099 | 0 | 26.2488 | 0.58307 | 0 | 0 | 0 | 0.58307 | 0 | 68 | 48.9 | 0 | 2.3921 | 69.2248 | 0 | 1.4211e-14 | 0
8510 | 77.1333 | 0 | 77.1333 | 42.9 | 2 | 7.1054e-15 | 4 | 11.5205 | 44.3257 | 11.5205 | 16.7128 | 0 | 27.6128 | 0 | 0 | 0 | 0 | 0 | 0 | 68 | 48.9 | 0 | 2.314 | 81.1142 | 0 | 0 | 0
8511 | 78.891 | 0 | 78.891 | 42.9 | 2 | 0 | 4 | 11.8532 | 34.8637 | 11.8532 | 18.1378 | 0 | 16.7258 | 0 | 0 | 0 | 0 | 0 | 0 | 68 | 48.9 | 0 | 2.3667 | 82.6558 | 0 | 0 | 0
8512 | 80.8768 | 0 | 80.8768 | 42.9 | 2 | 0 | 4 | 12.3544 | 25.4032 | 12.3544 | 19.6224 | 0 | 5.7808 | 0 | 0 | 0 | 0 | 0 | 0 | 68 | 48.9 | 0 | 2.4263 | 84.2056 | 0 | 1.4211e-14 | 0
8513 | 87.0315 | 0 | 87.0315 | 42.9 | 2 | 0 | 4 | 14.4459 | 12.7815 | 14.4459 | 12.7815 | 0 | 0 | 0 | 10.904 | 0 | 0 | 0 | 10.904 | 55.8844 | 48.9 | 0 | 2.6109 | 75.6641 | 0 | 1.4211e-14 | 0
8514 | 92.203 | 0 | 92.203 | 42.9 | 2 | 7.1372 | 4 | 14.1658 | 5.6087e-15 | 14.1658 | 5.6087e-15 | 0 | 0 | 0 | 12 | 0 | 10 | 0 | 22 | 31.7045 | 48.9 | 0 | 2.7661 | 60.0127 | 0 | 0 | 0
8515 | 95.6969 | 0 | 95.6969 | 42.9 | 2 | 11.6017 | 4.9936 | 13.7625 | 0 | 13.7625 | 0 | 0 | 0 | 0 | 12 | 0 | 8.4391 | 0 | 20.4391 | 9.2177 | 49.8936 | 0 | 2.8709 | 55.1064 | 0 | 0 | -1.4211e-14
8516 | 97.9839 | 0 | 97.9839 | 53.1148 | 2 | 12.1095 | 10 | 12.4637 | 0 | 12.4637 | 0 | 0 | 0 | 0 | 8.296 | 0 | 0 | 0 | 8.296 | 0 | 65.1148 | 0 | 2.9395 | 39.8852 | 0 | 0 | 0
8517 | 93.9963 | 0 | 93.9963 | 55 | 2.5124 | 11.1365 | 10 | 15.3474 | 0 | 15.3474 | 0 | 0 | 0 | 0 | 0 | 0 | 0 | 0 | 0 | 0 | 67.5124 | 0 | 2.8199 | 37.4876 | 0 | 0 | 0
8518 | 92.0889 | 0 | 92.0889 | 53.3177 | 2 | 10.7745 | 10 | 15.9968 | 0 | 15.9968 | 0 | 0 | 0 | 0 | 0 | 0 | 0 | 0 | 0 | 0 | 65.3177 | 0 | 2.7627 | 39.6823 | 0 | 0 | 0
8519 | 86.5129 | 0 | 86.5129 | 48.5087 | 2 | 9.9812 | 10 | 16.0229 | 0 | 16.0229 | 0 | 0 | 0 | 0 | 0 | 0 | 0 | 0 | 0 | 0 | 60.5087 | 0 | 2.5954 | 44.4913 | 0 | 0 | 0
8520 | 71.599 | 0 | 71.599 | 42.9 | 2 | 7.2703 | 4 | 15.4287 | 0 | 15.4287 | 0 | 0 | 0 | 0 | 0 | 0 | 0 | 0 | 0 | 0 | 48.9 | 0 | 2.148 | 56.7833 | 0 | 0 | 0
8521 | 73.677 | 0 | 73.677 | 42.9 | 2 | 8.3969 | 6.0044 | 14.3756 | 0 | 14.3756 | 0 | 0 | 0 | 0 | 0 | 0 | 0 | 0 | 0 | 0 | 50.9044 | 0 | 2.2103 | 54.0956 | 0 | 0 | 0
8522 | 73.4893 | 0 | 73.4893 | 42.9 | 2 | 8.2993 | 5.4126 | 14.8774 | 0 | 14.8774 | 0 | 0 | 0 | 0 | 0 | 0 | 0 | 0 | 0 | 0 | 50.3126 | 0 | 2.2047 | 54.6874 | 0 | 0 | 0
8523 | 76.7955 | 0 | 76.7955 | 42.9 | 2 | 8.6942 | 7.8063 | 15.395 | 0 | 15.395 | 0 | 0 | 0 | 0 | 0 | 0 | 0 | 0 | 0 | 0 | 52.7063 | 0 | 2.3039 | 52.2937 | 0 | 0 | 0
8524 | 74.9271 | 0 | 74.9271 | 42.9 | 2 | 8.5067 | 6.6699 | 14.8505 | 0 | 14.8505 | 0 | 0 | 0 | 0 | 0 | 0 | 0 | 0 | 0 | 0 | 51.5699 | 0 | 2.2478 | 53.4301 | 0 | 0 | 0
8525 | 77.6786 | 0 | 77.6786 | 42.9 | 2 | 8.846 | 8.7267 | 15.2059 | 0 | 15.2059 | 0 | 0 | 0 | 0 | 0 | 0 | 0 | 0 | 0 | 0 | 53.6267 | 0 | 2.3304 | 51.3733 | 0 | 0 | 0
8526 | 75.7098 | 0 | 75.7098 | 42.9 | 2 | 8.8363 | 8.6682 | 13.3054 | 0 | 13.3054 | 0 | 0 | 0 | 0 | 0 | 0 | 0 | 0 | 0 | 0 | 53.5682 | 0 | 2.2713 | 51.4318 | 0 | 0 | 0
8527 | 74.9768 | 0 | 74.9768 | 42.9 | 2 | 0 | 4 | 14.0399 | 13.6788 | 14.0399 | 13.6788 | 0 | 0 | 1.642 | 0 | 0 | 0 | 1.642 | 0 | 1.4778 | 48.9 | 0 | 2.2493 | 62.7916 | 0 | 0 | 0
8528 | 77.6424 | 0 | 77.6424 | 42.9 | 2 | 0 | 4 | 11.7547 | 30.3307 | 11.7547 | 30.3307 | 0 | 0 | 12 | 0 | 1.343 | 0 | 13.343 | 0 | 13.516 | 48.9 | 0 | 2.3293 | 61.1348 | 0 | 0 | 0
8529 | 75.4858 | 0 | 75.4858 | 42.9 | 2 | 1.4211e-14 | 4 | 12.5086 | 38.2884 | 12.5086 | 36.0772 | 0 | 2.2112 | 12 | 0 | 10 | 0 | 22 | 0 | 33.5355 | 48.9 | 0 | 2.2646 | 59.5959 | 0 | 0 | 0
8530 | 72.7415 | 0 | 72.7415 | 42.9 | 2 | 0 | 4 | 13.5643 | 46.8996 | 13.5643 | 32.2771 | 0 | 14.6225 | 12 | 0 | 10 | 0 | 22 | 0 | 53.555 | 48.9 | 0 | 2.1822 | 57.8385 | 0 | 1.4211e-14 | 0
8531 | 73.322 | 0 | 73.322 | 42.9 | 2 | 7.1054e-15 | 4 | 12.867 | 55 | 12.867 | 23.9051 | 0 | 31.0949 | 12 | 0 | 0.35005 | 0 | 12.3501 | 0 | 64.6778 | 48.9 | 0 | 2.1997 | 56.8724 | 0 | 3.5527e-15 | 0
8532 | 71.3226 | 0 | 71.3226 | 42.9 | 2 | 7.1054e-15 | 4 | 11.3013 | 52.6692 | 11.3013 | 14.8126 | 0 | 37.8565 | 3.6914 | 0 | 0 | 0 | 3.6914 | 0 | 68 | 48.9 | 0 | 2.1397 | 67.141 | 0 | 0 | -3.1086e-15
8533 | 71.6527 | 0 | 71.6527 | 42.9 | 2 | 7.1054e-15 | 4 | 13.5003 | 50.8793 | 13.5003 | 9.2524 | 0 | 41.6269 | 0 | 0 | 0 | 0 | 0 | 0 | 68 | 48.9 | 0 | 2.1496 | 79.1298 | 0 | 0 | 0
8534 | 72.8675 | 0 | 72.8675 | 42.9 | 2 | 0 | 4 | 12.3495 | 45.3055 | 12.3495 | 11.618 | 0 | 33.6875 | 0 | 0 | 0 | 0 | 0 | 0 | 68 | 48.9 | 0 | 2.186 | 80.254 | 0 | 0 | 0
8535 | 71.7375 | 0 | 71.7375 | 42.9 | 2 | 0 | 4 | 14.0043 | 36.7367 | 14.0043 | 8.8332 | 0 | 27.9035 | 0 | 0 | 0 | 0 | 0 | 0 | 68 | 48.9 | 0 | 2.1521 | 81.0731 | 0 | 0 | 0
8536 | 73.0908 | 0 | 73.0908 | 42.9 | 2 | 7.1054e-15 | 4 | 13.4219 | 25.7547 | 13.4219 | 10.7689 | 0 | 14.9859 | 0 | 0 | 0 | 0 | 0 | 0 | 68 | 48.9 | 0 | 2.1927 | 82.9022 | 0 | 0 | 0
8537 | 81.1237 | 0 | 81.1237 | 42.9 | 2 | 2.7206 | 4 | 13.7408 | 14.4263 | 13.7408 | 14.4263 | 0 | 0 | 0 | 1.3361 | 0 | 0 | 0 | 1.3361 | 66.5155 | 48.9 | 0 | 2.4337 | 81.5419 | 0 | 1.4211e-14 | 0
8538 | 83.8578 | 0 | 83.8578 | 42.9 | 2 | 2.9137 | 4 | 13.9676 | 5.9202e-15 | 13.9676 | 5.9202e-15 | 0 | 0 | 0 | 12 | 0 | 6.0764 | 0 | 18.0764 | 46.5913 | 48.9 | 0 | 2.5157 | 67.0061 | 0 | 0 | 0
8539 | 89.9719 | 0 | 89.9719 | 42.9 | 2 | 4.6577 | 4 | 14.4142 | 0 | 14.4142 | 0 | 0 | 0 | 0 | 12 | 0 | 10 | 0 | 22 | 22.4115 | 48.9 | 0 | 2.6992 | 62.1411 | 0 | 0 | 0
8540 | 92.6934 | 0 | 92.6934 | 42.9 | 2 | 11.0817 | 7.9176 | 14.4314 | 0 | 14.4314 | 0 | 0 | 0 | 0 | 12 | 0 | 2.3626 | 0 | 14.3626 | 6.5155 | 52.8176 | 0 | 2.7808 | 52.1824 | 0 | 1.4211e-14 | 0
8541 | 90.1981 | 0 | 90.1981 | 47.8159 | 2 | 10.8342 | 10 | 13.6841 | 0 | 13.6841 | 0 | 0 | 0 | 0 | 5.8639 | 0 | 0 | 0 | 5.8639 | 0 | 59.8159 | 0 | 2.7059 | 45.1841 | 0 | 0 | 0
8542 | 84.2458 | 0 | 84.2458 | 46.8526 | 2 | 9.708 | 10 | 15.6852 | 0 | 15.6852 | 0 | 0 | 0 | 0 | 0 | 0 | 0 | 0 | 0 | 0 | 58.8526 | 0 | 2.5274 | 46.1474 | 0 | 0 | 0
8543 | 82.0912 | 0 | 82.0912 | 46.6976 | 2 | 9.6824 | 10 | 13.7112 | 0 | 13.7112 | 0 | 0 | 0 | 0 | 0 | 0 | 0 | 0 | 0 | 0 | 58.6976 | 0 | 2.4627 | 46.3024 | 0 | 0 | 0
8544 | 75.4176 | 0 | 75.4176 | 42.9 | 2 | 6.5424 | 4 | 19.9752 | 0 | 19.9752 | 0 | 0 | 0 | 0 | 0 | 0 | 0 | 0 | 0 | 0 | 48.9 | 0 | 2.2625 | 57.4081 | 0 | 0 | 0
8545 | 77.9349 | 0 | 77.9349 | 42.9 | 2 | 8.3784 | 5.8923 | 18.7642 | 0 | 18.7642 | 0 | 0 | 0 | 0 | 0 | 0 | 0 | 0 | 0 | 0 | 50.7923 | 0 | 2.338 | 54.2077 | 0 | 0 | 0
8546 | 80.7281 | 0 | 80.7281 | 42.9 | 2 | 8.6792 | 7.7156 | 19.4333 | 0 | 19.4333 | 0 | 0 | 0 | 0 | 0 | 0 | 0 | 0 | 0 | 0 | 52.6156 | 0 | 2.4218 | 52.3844 | 0 | 0 | 0
8547 | 78.3142 | 0 | 78.3142 | 42.9 | 2 | 8.5925 | 7.19 | 17.6317 | 0 | 17.6317 | 0 | 0 | 0 | 0 | 0 | 0 | 0 | 0 | 0 | 0 | 52.09 | 0 | 2.3494 | 52.91 | 0 | 0 | 0
8548 | 79.9451 | 0 | 79.9451 | 42.9 | 2 | 8.8342 | 8.6554 | 17.5554 | 0 | 17.5554 | 0 | 0 | 0 | 0 | 0 | 0 | 0 | 0 | 0 | 0 | 53.5554 | 0 | 2.3984 | 51.4446 | 0 | 0 | 0
8549 | 79.6769 | 0 | 79.6769 | 42.9 | 2 | 8.7198 | 7.9616 | 18.0955 | 0 | 18.0955 | 0 | 0 | 0 | 0 | 0 | 0 | 0 | 0 | 0 | 0 | 52.8616 | 0 | 2.3903 | 52.1384 | 0 | 0 | 0
8550 | 82.1125 | 0 | 82.1125 | 43.1861 | 2 | 9.1032 | 10 | 17.8231 | 0 | 17.8231 | 0 | 0 | 0 | 0 | 0 | 0 | 0 | 0 | 0 | 0 | 55.1861 | 0 | 2.4634 | 49.8139 | 0 | 0 | 0
8551 | 78.9137 | 0 | 78.9137 | 42.9 | 2 | 3.2376 | 4 | 16.6156 | 10.1604 | 16.6156 | 10.1604 | 0 | 0 | 0 | 0 | 0 | 0 | 0 | 0 | 0 | 48.9 | 0 | 2.3674 | 60.2449 | 0 | 0 | 0
8552 | 80.5041 | 0 | 80.5041 | 42.9 | 2 | 0 | 4 | 17.0408 | 21.4049 | 17.0408 | 21.4049 | 0 | 0 | 6.8415 | 0 | 0 | 0 | 6.8415 | 0 | 6.1574 | 48.9 | 0 | 2.4151 | 62.0554 | 0 | 0 | 0
8553 | 78.6841 | 0 | 78.6841 | 42.9 | 2 | 0 | 4 | 16.8752 | 28.3189 | 16.8752 | 28.3189 | 0 | 0 | 12 | 0 | 3.41 | 0 | 15.41 | 0 | 20.1013 | 48.9 | 0 | 2.3605 | 60.8421 | 0 | 0 | 0
8554 | 80.956 | 0 | 80.956 | 42.9 | 2 | 0 | 4 | 16.2269 | 33.9413 | 16.2269 | 33.9413 | 0 | 0 | 12 | 0 | 6.1121 | 0 | 18.1121 | 0 | 36.5364 | 48.9 | 0 | 2.4287 | 60.4595 | 0 | 0 | 0
8555 | 80.2801 | 0 | 80.2801 | 42.9 | 2 | 1.4211e-14 | 4 | 14.8108 | 40.0177 | 14.8108 | 38.5693 | 0 | 1.4484 | 12 | 0 | 10 | 0 | 22 | 0 | 56.5559 | 48.9 | 0 | 2.4084 | 59.7039 | 0 | 0 | 0
8556 | 79.0707 | 0 | 79.0707 | 42.9 | 2 | 0 | 4 | 17.1616 | 42.4532 | 17.1616 | 25.6718 | 0 | 16.7814 | 10.4918 | 0 | 2.1709 | 0 | 12.6627 | 0 | 68 | 48.9 | 0 | 2.3721 | 58.8549 | 0 | 0 | 0
8557 | 74.6244 | 0 | 74.6244 | 42.9 | 2 | 7.1054e-15 | 4 | 16.0461 | 37.6584 | 16.0461 | 9.6783 | 0 | 27.9801 | 0 | 0 | 0 | 0 | 0 | 0 | 68 | 48.9 | 0 | 2.2387 | 81.0622 | 0 | 0 | 0
8558 | 77.9858 | 0 | 77.9858 | 42.9 | 2 | 0 | 4 | 15.9527 | 37.1433 | 15.9527 | 13.1331 | 0 | 24.0102 | 0 | 0 | 0 | 0 | 0 | 0 | 68 | 48.9 | 0 | 2.3396 | 81.6243 | 0 | 1.4211e-14 | 0
8559 | 74.4573 | 0 | 74.4573 | 42.9 | 2 | 1.4211e-14 | 4 | 15.3883 | 26.3496 | 15.3883 | 10.169 | 0 | 16.1805 | 0 | 0 | 0 | 0 | 0 | 0 | 68 | 48.9 | 0 | 2.2337 | 82.733 | 0 | 0 | 0
8560 | 79.934 | 0 | 79.934 | 42.9 | 2 | 0 | 4 | 17.0861 | 20.8355 | 17.0861 | 13.9478 | 0 | 6.8877 | 0 | 0 | 0 | 0 | 0 | 0 | 68 | 48.9 | 0 | 2.398 | 84.0488 | 0 | 0 | 0
8561 | 84.8361 | 0 | 84.8361 | 42.9 | 2 | 4.2747 | 4 | 17.0437 | 10.2006 | 17.0437 | 10.2006 | 0 | 0 | 0 | 4.417 | 0 | 0 | 0 | 4.417 | 63.0922 | 48.9 | 0 | 2.5451 | 77.5631 | 0 | 0 | 0
8562 | 89.9474 | 0 | 89.9474 | 42.9 | 2 | 4.2608 | 4 | 16.7906 | 5.1463e-15 | 16.7906 | 5.1463e-15 | 0 | 0 | 0 | 12 | 0 | 7.9959 | 0 | 19.9959 | 41.086 | 48.9 | 0 | 2.6984 | 64.2021 | 0 | 0 | 0
8563 | 90.7623 | 0 | 90.7623 | 42.9 | 2 | 4.2286 | 4 | 16.3418 | 0 | 16.3418 | 0 | 0 | 0 | 0 | 12 | 0 | 9.2918 | 0 | 21.2918 | 17.6743 | 48.9 | 0 | 2.7229 | 63.1173 | 0 | 1.4211e-14 | 0
8564 | 96.9691 | 0 | 96.9691 | 43.7201 | 2 | 11.3607 | 10 | 16.7369 | 0 | 16.7369 | 0 | 0 | 0 | 0 | 12 | 0 | 1.1513 | 0 | 13.1513 | 3.0922 | 55.7201 | 0 | 2.9091 | 49.2799 | 0 | 0 | 0
8565 | 94.6905 | 0 | 94.6905 | 50.3232 | 2 | 10.7396 | 10 | 18.8447 | 0 | 18.8447 | 0 | 0 | 0 | 0 | 2.783 | 0 | 0 | 0 | 2.783 | 0 | 62.3232 | 0 | 2.8407 | 42.6768 | 0 | 0 | 0
8566 | 87.8593 | 0 | 87.8593 | 46.1571 | 2 | 9.5933 | 10 | 20.1089 | 0 | 20.1089 | 0 | 0 | 0 | 0 | 0 | 0 | 0 | 0 | 0 | 0 | 58.1571 | 0 | 2.6358 | 46.8429 | 0 | 0 | 0
8567 | 84.3983 | 0 | 84.3983 | 43.6488 | 2 | 9.1795 | 10 | 19.57 | 0 | 19.57 | 0 | 0 | 0 | 0 | 0 | 0 | 0 | 0 | 0 | 0 | 55.6488 | 0 | 2.5319 | 49.3512 | 0 | 0 | 0
8568 | 77.2343 | 0 | 77.2343 | 42.9 | 2 | 8.5023 | 6.643 | 17.1891 | 0 | 17.1891 | 0 | 0 | 0 | 0 | 0 | 0 | 0 | 0 | 0 | 0 | 51.543 | 0 | 2.317 | 53.457 | 0 | 0 | 0
8569 | 80.6378 | 0 | 80.6378 | 42.9 | 2 | 8.9393 | 9.2924 | 17.5061 | 0 | 17.5061 | 0 | 0 | 0 | 0 | 0 | 0 | 0 | 0 | 0 | 0 | 54.1924 | 0 | 2.4191 | 50.8076 | 0 | 0 | 0
8570 | 78.0731 | 0 | 78.0731 | 42.9 | 2 | 8.2094 | 4.8677 | 20.096 | 0 | 20.096 | 0 | 0 | 0 | 0 | 0 | 0 | 0 | 0 | 0 | 0 | 49.7677 | 0 | 2.3422 | 55.2323 | 0 | 0 | 0
8571 | 78.3315 | 0 | 78.3315 | 42.9 | 2 | 8.6418 | 7.4889 | 17.3009 | 0 | 17.3009 | 0 | 0 | 0 | 0 | 0 | 0 | 0 | 0 | 0 | 0 | 52.3889 | 0 | 2.3499 | 52.6111 | 0 | 0 | 0
8572 | 78.6803 | 0 | 78.6803 | 42.9 | 2 | 8.6365 | 7.4566 | 17.6872 | 0 | 17.6872 | 0 | 0 | 0 | 0 | 0 | 0 | 0 | 0 | 0 | 0 | 52.3566 | 0 | 2.3604 | 52.6434 | 0 | 0 | 0
8573 | 82.6285 | 0 | 82.6285 | 45.4225 | 2 | 9.4721 | 10 | 15.7339 | 0 | 15.7339 | 0 | 0 | 0 | 0 | 0 | 0 | 0 | 0 | 0 | 0 | 57.4225 | 0 | 2.4789 | 47.5775 | 0 | 0 | 0
8574 | 82.9693 | 0 | 82.9693 | 46.3634 | 2 | 9.6273 | 10 | 14.9786 | 0 | 14.9786 | 0 | 0 | 0 | 0 | 0 | 0 | 0 | 0 | 0 | 0 | 58.3634 | 0 | 2.4891 | 46.6366 | 0 | 0 | 0
8575 | 79.6555 | 0 | 79.6555 | 42.9 | 2 | 3.9604 | 4 | 16.1544 | 10.6407 | 16.1544 | 10.6407 | 0 | 0 | 0 | 0 | 0 | 0 | 0 | 0 | 0 | 48.9 | 0 | 2.3897 | 59.6245 | 0 | 0 | 0
8576 | 82.4623 | 0 | 82.4623 | 42.9 | 2 | 0 | 4 | 15.1823 | 21.8424 | 15.1823 | 21.8424 | 0 | 0 | 3.4624 | 0 | 0 | 0 | 3.4624 | 0 | 3.1161 | 48.9 | 0 | 2.4739 | 62.5339 | 0 | 0 | 0
8577 | 79.7681 | 0 | 79.7681 | 42.9 | 2 | 7.1054e-15 | 4 | 14.305 | 28.411 | 14.305 | 28.411 | 0 | 0 | 11.8478 | 0 | 0 | 0 | 11.8478 | 0 | 13.7792 | 48.9 | 0 | 2.393 | 61.3465 | 0 | 0 | 0
8578 | 81.4686 | 0 | 81.4686 | 42.9 | 2 | 0 | 4 | 15.2262 | 36.9392 | 15.2262 | 36.9392 | 0 | 0 | 12 | 0 | 7.5968 | 0 | 19.5968 | 0 | 31.5831 | 48.9 | 0 | 2.4441 | 60.2493 | 0 | 0 | 0
8579 | 78.2842 | 0 | 78.2842 | 42.9 | 2 | 0 | 4 | 14.928 | 37.9161 | 14.928 | 36.4562 | 0 | 1.4599 | 12 | 0 | 10 | 0 | 22 | 0 | 51.6027 | 48.9 | 0 | 2.3485 | 59.7023 | 0 | 0 | 0
8580 | 77.8702 | 0 | 77.8702 | 42.9 | 2 | 0 | 4 | 14.1367 | 37.9762 | 14.1367 | 30.9297 | 0 | 7.0465 | 12 | 0 | 4.0962 | 0 | 16.0962 | 0 | 66.1792 | 48.9 | 0 | 2.3361 | 59.7472 | 0 | 7.1054e-15 | 0
8581 | 76.409 | 0 | 76.409 | 42.9 | 2 | 7.1054e-15 | 4 | 15.1895 | 37.7045 | 15.1895 | 14.3426 | 0 | 23.362 | 2.0231 | 0 | 0 | 0 | 2.0231 | 0 | 68 | 48.9 | 0 | 2.2923 | 69.4297 | 0 | 1.9096e-14 | 0
8582 | 78.7963 | 0 | 78.7963 | 42.9 | 2 | 7.1054e-15 | 4 | 15.0374 | 33.5828 | 15.0374 | 14.8589 | 0 | 18.7239 | 0 | 0 | 0 | 0 | 0 | 0 | 68 | 48.9 | 0 | 2.3639 | 82.3729 | 0 | 0 | 0
8583 | 74.133 | 0 | 74.133 | 42.9 | 2 | 7.1054e-15 | 4 | 14.7136 | 29.0728 | 14.7136 | 10.5193 | 0 | 18.5535 | 0 | 0 | 0 | 0 | 0 | 0 | 68 | 48.9 | 0 | 2.224 | 82.397 | 0 | 0 | 0
8584 | 80.9316 | 0 | 80.9316 | 42.9 | 2 | 0 | 4 | 16.1538 | 20.3611 | 16.1538 | 15.8778 | 0 | 4.4833 | 0 | 0 | 0 | 0 | 0 | 0 | 68 | 48.9 | 0 | 2.4279 | 84.3893 | 0 | 0 | 0
8585 | 83.6177 | 0 | 83.6177 | 42.9 | 2 | 2.8765 | 4 | 15.9398 | 10.4201 | 15.9398 | 10.4201 | 0 | 0 | 0 | 5.4814 | 0 | 0 | 0 | 5.4814 | 61.9096 | 48.9 | 0 | 2.5085 | 77.8497 | 0 | 1.4211e-14 | 0
8586 | 88.8323 | 0 | 88.8323 | 42.9 | 2 | 2.7225 | 4 | 16.4482 | 4.9308e-15 | 16.4482 | 4.9308e-15 | 0 | 0 | 0 | 12 | 0 | 8.7615 | 0 | 20.7615 | 39.0731 | 48.9 | 0 | 2.665 | 64.8654 | 0 | 0 | 0
8587 | 93.5359 | 0 | 93.5359 | 42.9 | 2 | 4.6534 | 4 | 18.3049 | 0 | 18.3049 | 0 | 0 | 0 | 0 | 12 | 0 | 9.6776 | 0 | 21.6776 | 15.2429 | 48.9 | 0 | 2.8061 | 62.0991 | 0 | 0 | 0
8588 | 97.3876 | 0 | 97.3876 | 45.6708 | 2 | 11.4925 | 10 | 16.2243 | 0 | 16.2243 | 0 | 0 | 0 | 0 | 12 | 0 | 0 | 0 | 12 | 1.9096 | 57.6708 | 0 | 2.9216 | 47.3292 | 0 | 0 | 0
8589 | 93.3625 | 0 | 93.3625 | 52.5202 | 2 | 10.9264 | 10 | 16.1973 | 0 | 16.1973 | 0 | 0 | 0 | 0 | 1.7186 | 0 | 0 | 0 | 1.7186 | 0 | 64.5202 | 0 | 2.8009 | 40.4798 | 0 | 0 | 0
8590 | 90.7215 | 0 | 90.7215 | 51.2051 | 2 | 10.426 | 10 | 17.0905 | 0 | 17.0905 | 0 | 0 | 0 | 0 | 0 | 0 | 0 | 0 | 0 | 0 | 63.2051 | 0 | 2.7216 | 41.7949 | 0 | 0 | 0
8591 | 85.3334 | 0 | 85.3334 | 45.2953 | 2 | 9.4511 | 10 | 18.5869 | 0 | 18.5869 | 0 | 0 | 0 | 0 | 0 | 0 | 0 | 0 | 0 | 0 | 57.2953 | 0 | 2.56 | 47.7047 | 0 | 0 | 0
8592 | 78.475 | 0 | 78.475 | 42.9 | 2 | 8.7812 | 8.3341 | 16.4597 | 0 | 16.4597 | 0 | 0 | 0 | 0 | 0 | 0 | 0 | 0 | 0 | 0 | 53.2341 | 0 | 2.3543 | 51.7659 | 0 | 0 | 0
8593 | 79.8547 | 0 | 79.8547 | 42.9 | 2 | 8.9356 | 9.2698 | 16.7493 | 0 | 16.7493 | 0 | 0 | 0 | 0 | 0 | 0 | 0 | 0 | 0 | 0 | 54.1698 | 0 | 2.3956 | 50.8302 | 0 | 0 | 0
8594 | 79.6782 | 0 | 79.6782 | 42.9 | 2 | 8.8063 | 8.486 | 17.486 | 0 | 17.486 | 0 | 0 | 0 | 0 | 0 | 0 | 0 | 0 | 0 | 0 | 53.386 | 0 | 2.3903 | 51.614 | 0 | 0 | 0
8595 | 78.846 | 0 | 78.846 | 42.9 | 2 | 8.7312 | 8.0308 | 17.1839 | 0 | 17.1839 | 0 | 0 | 0 | 0 | 0 | 0 | 0 | 0 | 0 | 0 | 52.9308 | 0 | 2.3654 | 52.0692 | 0 | 0 | 0
8596 | 82.4459 | 0 | 82.4459 | 46.1982 | 2 | 9.6001 | 10 | 14.6477 | 0 | 14.6477 | 0 | 0 | 0 | 0 | 0 | 0 | 0 | 0 | 0 | 0 | 58.1982 | 0 | 2.4734 | 46.8018 | 0 | 0 | 0
8597 | 80.0924 | 0 | 80.0924 | 43.1752 | 2 | 9.1014 | 10 | 15.8158 | 0 | 15.8158 | 0 | 0 | 0 | 0 | 0 | 0 | 0 | 0 | 0 | 0 | 55.1752 | 0 | 2.4028 | 49.8248 | 0 | 0 | 0
8598 | 80.1794 | 0 | 80.1794 | 43.2441 | 2 | 9.1128 | 10 | 15.8226 | 0 | 15.8226 | 0 | 0 | 0 | 0 | 0 | 0 | 0 | 0 | 0 | 0 | 55.2441 | 0 | 2.4054 | 49.7559 | 0 | 0 | 0
8599 | 79.2055 | 0 | 79.2055 | 42.9 | 2 | 3.949 | 4 | 13.9856 | 12.3709 | 13.9856 | 12.3709 | 0 | 0 | 0 | 0 | 0 | 0 | 0 | 0 | 0 | 48.9 | 0 | 2.3762 | 59.6343 | 0 | 0 | 0
8600 | 82.0068 | 0 | 82.0068 | 42.9 | 2 | 0 | 4 | 13.5724 | 24.8867 | 13.5724 | 24.8867 | 0 | 0 | 5.3522 | 0 | 0 | 0 | 5.3522 | 0 | 4.817 | 48.9 | 0 | 2.4602 | 62.2663 | 0 | 0 | 0
8601 | 79.4914 | 0 | 79.4914 | 42.9 | 2 | 0 | 4 | 14.3241 | 33.6594 | 14.3241 | 33.6594 | 0 | 0 | 12 | 0 | 5.3921 | 0 | 17.3921 | 0 | 20.5883 | 48.9 | 0 | 2.3847 | 60.5614 | 0 | 0 | 0
8602 | 81.0163 | 0 | 81.0163 | 42.9 | 2 | 0 | 4 | 15.1046 | 41.6723 | 15.1046 | 39.0118 | 0 | 2.6605 | 12 | 0 | 10 | 0 | 22 | 0 | 40.6078 | 48.9 | 0 | 2.4305 | 59.5322 | 0 | 0 | 0
8603 | 77.876 | 0 | 77.876 | 42.9 | 2 | 7.1054e-15 | 4 | 13.8021 | 48.5414 | 13.8021 | 33.4748 | 0 | 15.0666 | 12 | 0 | 6.3009 | 0 | 18.3009 | 0 | 57.217 | 48.9 | 0 | 2.3363 | 58.2994 | 0 | 3.5527e-15 | 0
8604 | 80.3055 | 0 | 80.3055 | 42.9 | 2 | 1.4211e-14 | 4 | 14.9314 | 43.6181 | 14.9314 | 28.4552 | 0 | 15.1628 | 11.9811 | 0 | 0 | 0 | 11.9811 | 0 | 68 | 48.9 | 0 | 2.4092 | 69.1806 | 0 | 0 | -1.7764e-15
8605 | 75.6243 | 0 | 75.6243 | 42.9 | 2 | 7.1054e-15 | 4 | 13.8262 | 44.0096 | 13.8262 | 12.8981 | 0 | 31.1116 | 0 | 0 | 0 | 0 | 0 | 0 | 68 | 48.9 | 0 | 2.2687 | 80.6188 | 0 | 0 | 0
8606 | 77.2337 | 0 | 77.2337 | 42.9 | 2 | 7.1054e-15 | 4 | 13.7785 | 44.7743 | 13.7785 | 14.5552 | 0 | 30.2191 | 0 | 0 | 0 | 0 | 0 | 0 | 68 | 48.9 | 0 | 2.317 | 80.7452 | 0 | 0 | 0
8607 | 75.4573 | 0 | 75.4573 | 42.9 | 2 | 0 | 4 | 14.0313 | 34.304 | 14.0313 | 12.5259 | 0 | 21.778 | 0 | 0 | 0 | 0 | 0 | 0 | 68 | 48.9 | 0 | 2.2637 | 81.9404 | 0 | 0 | 0
8608 | 81.8458 | 0 | 81.8458 | 42.9 | 2 | 7.1054e-15 | 4 | 16.3618 | 24.8586 | 16.3618 | 16.584 | 0 | 8.2746 | 0 | 0 | 0 | 0 | 0 | 0 | 68 | 48.9 | 0 | 2.4554 | 83.8525 | 0 | 0 | 0
8609 | 84.8215 | 0 | 84.8215 | 42.9 | 2 | 4.663 | 4 | 16.4805 | 14.778 | 16.4805 | 14.778 | 0 | 0 | 0 | 0 | 0 | 0 | 0 | 0 | 68 | 48.9 | 0 | 2.5446 | 81.0214 | 0 | 0 | -1.4211e-14
8610 | 89.4129 | 0 | 89.4129 | 42.9 | 2 | 5.8003 | 4 | 15.1157 | 5.8886e-15 | 15.1157 | 5.8886e-15 | 0 | 0 | 0 | 12 | 0 | 7.5968 | 0 | 19.5968 | 46.4268 | 48.9 | 0 | 2.6824 | 63.2232 | 0 | 1.4211e-14 | 0
8611 | 93.5993 | 0 | 93.5993 | 42.9 | 2 | 6.4945 | 4 | 16.2048 | 0 | 16.2048 | 0 | 0 | 0 | 0 | 12 | 0 | 10 | 0 | 22 | 22.2469 | 48.9 | 0 | 2.808 | 60.5644 | 0 | 0 | 0
8612 | 96.9748 | 0 | 96.9748 | 44.531 | 2 | 11.4435 | 10 | 16.158 | 0 | 16.158 | 0 | 0 | 0 | 0 | 12 | 0 | 0.84228 | 0 | 12.8423 | 8 | 56.531 | 0 | 2.9092 | 48.469 | 0 | 0 | 0
8613 | 95.0596 | 0 | 95.0596 | 46.0597 | 2 | 10.7649 | 10 | 19.0351 | 0 | 19.0351 | 0 | 0 | 0 | 0 | 7.2 | 0 | 0 | 0 | 7.2 | 0 | 58.0597 | 0 | 2.8518 | 46.9403 | 0 | 0 | 0
8614 | 89.1964 | 0 | 89.1964 | 50.9834 | 2 | 10.3894 | 10 | 15.8236 | 0 | 15.8236 | 0 | 0 | 0 | 0 | 0 | 0 | 0 | 0 | 0 | 0 | 62.9834 | 0 | 2.6759 | 42.0166 | 0 | 0 | 0
8615 | 86.9252 | 0 | 86.9252 | 47.7045 | 2 | 9.8485 | 10 | 17.3721 | 0 | 17.3721 | 0 | 0 | 0 | 0 | 0 | 0 | 0 | 0 | 0 | 0 | 59.7045 | 0 | 2.6078 | 45.2955 | 0 | 0 | 0
8616 | 77.8871 | 0 | 77.8871 | 42.9 | 2 | 8.6279 | 7.4045 | 16.9548 | 0 | 16.9548 | 0 | 0 | 0 | 0 | 0 | 0 | 0 | 0 | 0 | 0 | 52.3045 | 0 | 2.3366 | 52.6955 | 0 | 0 | 0
8617 | 80.8024 | 0 | 80.8024 | 42.9 | 2 | 8.954 | 9.3818 | 17.5665 | 0 | 17.5665 | 0 | 0 | 0 | 0 | 0 | 0 | 0 | 0 | 0 | 0 | 54.2818 | 0 | 2.4241 | 50.7182 | 0 | 0 | 0
8618 | 79.3899 | 0 | 79.3899 | 42.9 | 2 | 8.8112 | 8.5158 | 17.163 | 0 | 17.163 | 0 | 0 | 0 | 0 | 0 | 0 | 0 | 0 | 0 | 0 | 53.4158 | 0 | 2.3817 | 51.5842 | 0 | 0 | 0
8619 | 82.0255 | 0 | 82.0255 | 43.2719 | 2 | 9.1174 | 10 | 17.6362 | 0 | 17.6362 | 0 | 0 | 0 | 0 | 0 | 0 | 0 | 0 | 0 | 0 | 55.2719 | 0 | 2.4608 | 49.7281 | 0 | 1.4211e-14 | 0
8620 | 80.4882 | 0 | 80.4882 | 42.9 | 2 | 9.02 | 9.7817 | 16.7864 | 0 | 16.7864 | 0 | 0 | 0 | 0 | 0 | 0 | 0 | 0 | 0 | 0 | 54.6817 | 0 | 2.4146 | 50.3183 | 0 | 0 | 0
8621 | 80.1394 | 0 | 80.1394 | 42.9 | 2 | 8.8831 | 8.9516 | 17.4047 | 0 | 17.4047 | 0 | 0 | 0 | 0 | 0 | 0 | 0 | 0 | 0 | 0 | 53.8516 | 0 | 2.4042 | 51.1484 | 0 | 0 | 0
8622 | 80.1396 | 0 | 80.1396 | 43.3363 | 2 | 9.128 | 10 | 15.6753 | 0 | 15.6753 | 0 | 0 | 0 | 0 | 0 | 0 | 0 | 0 | 0 | 0 | 55.3363 | 0 | 2.4042 | 49.6637 | 0 | 0 | 0
8623 | 81.7766 | 0 | 81.7766 | 42.9 | 2 | 5.4959 | 4 | 15.7683 | 11.6124 | 15.7683 | 11.6124 | 0 | 0 | 0 | 0 | 0 | 0 | 0 | 0 | 0 | 48.9 | 0 | 2.4533 | 58.3064 | 0 | 1.4211e-14 | 0
8624 | 82.0628 | 0 | 82.0628 | 42.9 | 2 | 0 | 4 | 14.0438 | 21.8832 | 14.0438 | 21.8832 | 0 | 0 | 2.7642 | 0 | 0 | 0 | 2.7642 | 0 | 2.4878 | 48.9 | 0 | 2.4619 | 62.6327 | 0 | 0 | 0
8625 | 81.4294 | 0 | 81.4294 | 42.9 | 2 | 7.1054e-15 | 4 | 13.8202 | 29.2564 | 13.8202 | 29.2564 | 0 | 0 | 10.5472 | 0 | 0 | 0 | 10.5472 | 0 | 11.9803 | 48.9 | 0 | 2.4429 | 61.5307 | 0 | 1.4211e-14 | 0
8626 | 81.3168 | 0 | 81.3168 | 42.9 | 2 | 0 | 4 | 15.9009 | 35.1666 | 15.9009 | 35.1666 | 0 | 0 | 12 | 0 | 6.6507 | 0 | 18.6507 | 0 | 28.9119 | 48.9 | 0 | 2.4395 | 60.3832 | 0 | 0 | 0
8627 | 79.6754 | 0 | 79.6754 | 42.9 | 2 | 0 | 4 | 14.2296 | 38.4235 | 14.2296 | 38.4235 | 0 | 0 | 12 | 0 | 9.8776 | 0 | 21.8776 | 0 | 48.8186 | 48.9 | 0 | 2.3903 | 59.9263 | 0 | 0 | 0
8628 | 81.2854 | 0 | 81.2854 | 42.9 | 2 | 7.1054e-15 | 4 | 12.2972 | 43.5747 | 12.2972 | 37.2529 | 0 | 6.3218 | 12 | 0 | 5.1648 | 0 | 17.1648 | 0 | 64.3803 | 48.9 | 0 | 2.4386 | 59.6985 | 0 | 3.5527e-15 | 0
8629 | 79.3516 | 0 | 79.3516 | 42.9 | 2 | 0 | 4 | 13.3661 | 41.2218 | 13.3661 | 21.1074 | 0 | 20.1144 | 4.0219 | 0 | 0 | 0 | 4.0219 | 0 | 68 | 48.9 | 0 | 2.3805 | 69.6065 | 0 | 0 | 0
8630 | 75.3898 | 0 | 75.3898 | 42.9 | 2 | 0 | 4 | 11.3449 | 32.1969 | 11.3449 | 15.1449 | 0 | 17.0519 | 0 | 0 | 0 | 0 | 0 | 0 | 68 | 48.9 | 0 | 2.2617 | 82.6096 | 0 | 0 | 0
8631 | 79.03 | 0 | 79.03 | 42.9 | 2 | 1.4211e-14 | 4 | 12.2738 | 32.3959 | 12.2738 | 17.8562 | 0 | 14.5397 | 0 | 0 | 0 | 0 | 0 | 0 | 68 | 48.9 | 0 | 2.3709 | 82.9653 | 0 | 1.4211e-14 | 0
8632 | 82.9016 | 0 | 82.9016 | 42.9 | 2 | 0 | 4 | 13.8675 | 22.0256 | 13.8675 | 20.1341 | 0 | 1.8915 | 0 | 0 | 0 | 0 | 0 | 0 | 68 | 48.9 | 0 | 2.487 | 84.7563 | 0 | 0 | 0
8633 | 85.1688 | 0 | 85.1688 | 42.9 | 2 | 4.703 | 4 | 13.6418 | 11.4139 | 13.6418 | 11.4139 | 0 | 0 | 0 | 6.5101 | 0 | 0 | 0 | 6.5101 | 60.7666 | 48.9 | 0 | 2.5551 | 75.3988 | 0 | 0 | 0
8634 | 87.7317 | 0 | 87.7317 | 42.9 | 2 | 4.5709 | 4 | 14.2297 | 5.4716e-15 | 14.2297 | 5.4716e-15 | 0 | 0 | 0 | 12 | 0 | 8.0312 | 0 | 20.0312 | 38.7222 | 48.9 | 0 | 2.632 | 63.9056 | 0 | 0 | 0
8635 | 93.6783 | 0 | 93.6783 | 42.9 | 2 | 8.2469 | 4 | 14.5314 | 0 | 14.5314 | 0 | 0 | 0 | 0 | 12 | 0 | 10 | 0 | 22 | 14.5424 | 48.9 | 0 | 2.8103 | 59.0601 | 0 | 0 | 0
8636 | 101.4778 | 0 | 101.4778 | 48.8103 | 2 | 12.0777 | 10 | 16.1818 | 0 | 16.1818 | 0 | 0 | 0 | 0 | 12 | 0 | 0.40794 | 0 | 12.4079 | 0.76658 | 60.8103 | 0 | 3.0443 | 44.1897 | 0 | 0 | -1.4211e-14
8637 | 95.6047 | 0 | 95.6047 | 55 | 2.9209 | 11.3177 | 10 | 15.6762 | 0 | 15.6762 | 0 | 0 | 0 | 0 | 0.68993 | 0 | 5.1179e-17 | 0 | 0.68993 | 0 | 67.9209 | 0 | 2.8681 | 37.0791 | 0 | 0 | 0
8638 | 91.9894 | 0 | 91.9894 | 52.8068 | 2 | 10.6902 | 10 | 16.4924 | 0 | 16.4924 | 0 | 0 | 0 | 0 | 0 | 0 | 0 | 0 | 0 | 0 | 64.8068 | 0 | 2.7597 | 40.1932 | 0 | 0 | 0
8639 | 86.253 | 0 | 86.253 | 46.4942 | 2 | 9.6489 | 10 | 18.1098 | 0 | 18.1098 | 0 | 0 | 0 | 0 | 0 | 0 | 0 | 0 | 0 | 0 | 58.4942 | 0 | 2.5876 | 46.5058 | 0 | 0 | 0
8640 | 76.5748 | 0 | 76.5748 | 43.2011 | 2 | 9.1057 | 10 | 12.2681 | 0 | 12.2681 | 0 | 0 | 0 | 0 | 0 | 0 | 0 | 0 | 0 | 0 | 55.2011 | 0 | 2.2972 | 49.7989 | 0 | 0 | 0
8641 | 78.0011 | 0 | 78.0011 | 42.9 | 2 | 8.6854 | 7.7535 | 16.6621 | 0 | 16.6621 | 0 | 0 | 0 | 0 | 0 | 0 | 0 | 0 | 0 | 0 | 52.6535 | 0 | 2.34 | 52.3465 | 0 | 0 | 0
8642 | 80.6831 | 0 | 80.6831 | 44.0159 | 2 | 9.2401 | 10 | 15.4271 | 0 | 15.4271 | 0 | 0 | 0 | 0 | 0 | 0 | 0 | 0 | 0 | 0 | 56.0159 | 0 | 2.4205 | 48.9841 | 0 | 0 | 0
8643 | 79.8089 | 0 | 79.8089 | 43.1157 | 2 | 9.0916 | 10 | 15.6017 | 0 | 15.6017 | 0 | 0 | 0 | 0 | 0 | 0 | 0 | 0 | 0 | 0 | 55.1157 | 0 | 2.3943 | 49.8843 | 0 | 0 | 0
8644 | 80.3351 | 0 | 80.3351 | 43.6516 | 2 | 9.18 | 10 | 15.5035 | 0 | 15.5035 | 0 | 0 | 0 | 0 | 0 | 0 | 0 | 0 | 0 | 0 | 55.6516 | 0 | 2.4101 | 49.3484 | 0 | 0 | 0
8645 | 80.4616 | 0 | 80.4616 | 46.1496 | 2 | 9.592 | 10 | 12.72 | 0 | 12.72 | 0 | 0 | 0 | 0 | 0 | 0 | 0 | 0 | 0 | 0 | 58.1496 | 0 | 2.4138 | 46.8504 | 0 | 0 | 0
8646 | 80.4292 | 0 | 80.4292 | 45.9955 | 2 | 9.5666 | 10 | 12.867 | 0 | 12.867 | 0 | 0 | 0 | 0 | 0 | 0 | 0 | 0 | 0 | 0 | 57.9955 | 0 | 2.4129 | 47.0045 | 0 | 0 | 0
8647 | 78.9466 | 0 | 78.9466 | 42.9 | 2 | 4.8374 | 4 | 12.4169 | 12.7923 | 12.4169 | 12.7923 | 0 | 0 | 0 | 0 | 0 | 0 | 0 | 0 | 0 | 48.9 | 0 | 2.3684 | 58.8717 | 0 | 0 | 0
8648 | 81.8308 | 0 | 81.8308 | 42.9 | 2 | 0 | 4 | 12.4587 | 22.3401 | 12.4587 | 22.3401 | 0 | 0 | 1.868 | 0 | 0 | 0 | 1.868 | 0 | 1.6812 | 48.9 | 0 | 2.4549 | 62.7596 | 0 | 0 | 0
8649 | 79.3673 | 0 | 79.3673 | 42.9 | 2 | 0 | 4 | 10.7205 | 34.3514 | 10.7205 | 34.3514 | 0 | 0 | 12 | 0 | 2.6046 | 0 | 14.6046 | 0 | 14.8825 | 48.9 | 0 | 2.381 | 60.9561 | 0 | 0 | 0
8650 | 78.7994 | 0 | 78.7994 | 42.9 | 2 | 7.1054e-15 | 4 | 10.0763 | 43.5082 | 10.0763 | 41.8231 | 0 | 1.6851 | 12 | 0 | 10 | 0 | 22 | 0 | 34.902 | 48.9 | 0 | 2.364 | 59.6704 | 0 | 0 | 0
8651 | 79.1947 | 0 | 79.1947 | 42.9 | 2 | 0 | 4 | 10.9577 | 47.9331 | 10.9577 | 40.4254 | 0 | 7.5077 | 12 | 0 | 9.0885 | 0 | 21.0885 | 0 | 54.0812 | 48.9 | 0 | 2.3758 | 58.975 | 0 | 3.5527e-15 | 0
8652 | 79.3733 | 0 | 79.3733 | 42.9 | 2 | 1.4211e-14 | 4 | 13.3135 | 52.2082 | 13.3135 | 29.1597 | 0 | 23.0485 | 12 | 0 | 0 | 0 | 12 | 0 | 64.8812 | 48.9 | 0 | 2.3812 | 68.0613 | 0 | 0 | 0
8653 | 77.2364 | 0 | 77.2364 | 42.9 | 2 | 7.1054e-15 | 4 | 11.6038 | 47.0855 | 11.6038 | 20.198 | 0 | 26.8875 | 3.4654 | 0 | 0 | 0 | 3.4654 | 0 | 68 | 48.9 | 0 | 2.3171 | 68.7262 | 0 | 0 | -1.3323e-15
8654 | 77.6832 | 0 | 77.6832 | 42.9 | 2 | 0 | 4 | 11.9998 | 38.5096 | 11.9998 | 16.7833 | 0 | 21.7262 | 0 | 0 | 0 | 0 | 0 | 0 | 68 | 48.9 | 0 | 2.3305 | 81.9477 | 0 | 0 | 0
8655 | 74.6163 | 0 | 74.6163 | 42.9 | 2 | 7.1054e-15 | 4 | 12.0184 | 34.6147 | 12.0184 | 13.6979 | 0 | 20.9168 | 0 | 0 | 0 | 0 | 0 | 0 | 68 | 48.9 | 0 | 2.2385 | 82.0624 | 0 | 0 | 0
8656 | 78.302 | 0 | 78.302 | 42.9 | 2 | 0 | 4 | 11.8044 | 25.0347 | 11.8044 | 17.5976 | 0 | 7.4371 | 0 | 0 | 0 | 0 | 0 | 0 | 68 | 48.9 | 0 | 2.3491 | 83.971 | 0 | 0 | 0
8657 | 82.9895 | 0 | 82.9895 | 42.9 | 2 | 6.0302 | 4 | 13.5821 | 12.4654 | 13.5821 | 12.4654 | 0 | 0 | 0 | 2.0118 | 0 | 0 | 0 | 2.0118 | 65.7647 | 48.9 | 0 | 2.4897 | 78.1209 | 0 | 1.4211e-14 | 0
8658 | 86.5667 | 0 | 86.5667 | 42.9 | 2 | 6.2377 | 4 | 12.2167 | 5.9896e-15 | 12.2167 | 5.9896e-15 | 0 | 0 | 0 | 12 | 0 | 7.2123 | 0 | 19.2123 | 44.6086 | 48.9 | 0 | 2.597 | 63.1778 | 0 | 1.4211e-14 | 0
8659 | 93.5799 | 0 | 93.5799 | 42.9 | 2 | 8.2478 | 4 | 14.4321 | 0 | 14.4321 | 0 | 0 | 0 | 0 | 12 | 0 | 10 | 0 | 22 | 20.4287 | 48.9 | 0 | 2.8074 | 59.0593 | 0 | 0 | 0
8660 | 96.757 | 0 | 96.757 | 45.8337 | 2 | 11.7218 | 10 | 13.9747 | 0 | 13.9747 | 0 | 0 | 0 | 0 | 12 | 0 | 1.2268 | 0 | 13.2268 | 5.7647 | 57.8337 | 0 | 2.9027 | 47.1663 | 0 | 0 | 0
8661 | 94.1608 | 0 | 94.1608 | 50.3048 | 2 | 11.1333 | 10 | 15.5344 | 0 | 15.5344 | 0 | 0 | 0 | 0 | 5.1882 | 0 | 0 | 0 | 5.1882 | 0 | 62.3048 | 0 | 2.8248 | 42.6952 | 0 | 0 | 0
8662 | 88.4521 | 0 | 88.4521 | 50.786 | 2 | 10.3568 | 10 | 15.3093 | 0 | 15.3093 | 0 | 0 | 0 | 0 | 0 | 0 | 0 | 0 | 0 | 0 | 62.786 | 0 | 2.6536 | 42.214 | 0 | 0 | 0
8663 | 85.7712 | 0 | 85.7712 | 47.845 | 2 | 9.8717 | 10 | 16.0545 | 0 | 16.0545 | 0 | 0 | 0 | 0 | 0 | 0 | 0 | 0 | 0 | 0 | 59.845 | 0 | 2.5731 | 45.155 | 0 | 0 | 0
8664 | 76.939 | 0 | 76.939 | 42.9 | 2 | 9.0557 | 9.9983 | 12.985 | 0 | 12.985 | 0 | 0 | 0 | 0 | 0 | 0 | 0 | 0 | 0 | 0 | 54.8983 | 0 | 2.3082 | 50.1017 | 0 | 0 | 0
8665 | 78.7243 | 0 | 78.7243 | 46.5077 | 2 | 9.6511 | 10 | 10.5654 | 0 | 10.5654 | 0 | 0 | 0 | 0 | 0 | 0 | 0 | 0 | 0 | 0 | 58.5077 | 0 | 2.3617 | 46.4923 | 0 | 0 | 0
8666 | 80.8951 | 0 | 80.8951 | 48.8745 | 2 | 10.0415 | 10 | 9.979 | 0 | 9.979 | 0 | 0 | 0 | 0 | 0 | 0 | 0 | 0 | 0 | 0 | 60.8745 | 0 | 2.4269 | 44.1255 | 0 | 0 | 0
8667 | 80.6548 | 0 | 80.6548 | 46.6641 | 2 | 9.6769 | 10 | 12.3138 | 0 | 12.3138 | 0 | 0 | 0 | 0 | 0 | 0 | 0 | 0 | 0 | 0 | 58.6641 | 0 | 2.4196 | 46.3359 | 0 | 0 | 0
8668 | 79.8653 | 0 | 79.8653 | 46.732 | 2 | 9.6881 | 10 | 11.4451 | 0 | 11.4451 | 0 | 0 | 0 | 0 | 0 | 0 | 0 | 0 | 0 | 0 | 58.732 | 0 | 2.396 | 46.268 | 0 | 0 | 0
8669 | 79.5243 | 0 | 79.5243 | 48.0861 | 2 | 9.9115 | 10 | 9.5267 | 0 | 9.5267 | 0 | 0 | 0 | 0 | 0 | 0 | 0 | 0 | 0 | 0 | 60.0861 | 0 | 2.3857 | 44.9139 | 0 | 0 | 0
8670 | 78.9556 | 0 | 78.9556 | 47.5211 | 2 | 9.8183 | 10 | 9.6162 | 0 | 9.6162 | 0 | 0 | 0 | 0 | 0 | 0 | 0 | 0 | 0 | 0 | 59.5211 | 0 | 2.3687 | 45.4789 | 0 | 0 | 0
8671 | 82.8249 | 0 | 82.8249 | 42.9 | 2 | 8.3499 | 5.7195 | 9.5908 | 14.2646 | 9.5908 | 14.2646 | 0 | 0 | 0 | 0 | 0 | 0 | 0 | 0 | 0 | 50.6195 | 0 | 2.4847 | 54.3805 | 0 | 1.4211e-14 | 0
8672 | 82.5054 | 0 | 82.5054 | 42.9 | 2 | 1.4881 | 4 | 8.4348 | 23.6825 | 8.4348 | 23.6825 | 0 | 0 | 0 | 0 | 0 | 0 | 0 | 0 | 0 | 48.9 | 0 | 2.4752 | 61.7468 | 0 | 1.4211e-14 | 0
8673 | 79.524 | 0 | 79.524 | 42.9 | 2 | 0 | 4 | 9.1738 | 35.3651 | 9.1738 | 35.3651 | 0 | 0 | 12 | 0 | 1.9148 | 0 | 13.9148 | 0 | 12.5654 | 48.9 | 0 | 2.3857 | 61.0538 | 0 | 0 | 0
8674 | 77.305 | 0 | 77.305 | 42.9 | 2 | 0 | 4 | 8.6411 | 41.3053 | 8.6411 | 41.3053 | 0 | 0 | 12 | 0 | 9.5413 | 0 | 21.5413 | 0 | 32.1621 | 48.9 | 0 | 2.3192 | 59.9739 | 0 | 0 | 0
8675 | 77.0941 | 0 | 77.0941 | 42.9 | 2 | 0 | 4 | 8.9212 | 48.9516 | 8.9212 | 41.2729 | 0 | 7.6787 | 12 | 0 | 10 | 0 | 22 | 0 | 52.1816 | 48.9 | 0 | 2.3128 | 58.8217 | 0 | 1.4211e-14 | 0
8676 | 77.5118 | 0 | 77.5118 | 42.9 | 2 | 0 | 4 | 10.209 | 53.3005 | 10.209 | 30.6397 | 0 | 22.6608 | 12 | 0 | 0.23688 | 0 | 12.2369 | 0 | 63.2 | 48.9 | 0 | 2.3254 | 58.0827 | 0 | 3.5527e-15 | 0
8677 | 79.1543 | 0 | 79.1543 | 42.9 | 2 | 7.1054e-15 | 4 | 8.1375 | 53.4849 | 8.1375 | 27.4502 | 0 | 26.0347 | 5.3333 | 0 | 0 | 0 | 5.3333 | 0 | 68 | 48.9 | 0 | 2.3746 | 68.5825 | 0 | 0 | -1.7764e-15
8678 | 78.1457 | 0 | 78.1457 | 42.9 | 2 | 0 | 4 | 8.0687 | 44.8202 | 8.0687 | 21.1769 | 0 | 23.6433 | 0 | 0 | 0 | 0 | 0 | 0 | 68 | 48.9 | 0 | 2.3444 | 81.6763 | 0 | 0 | 0
8679 | 74.8604 | 0 | 74.8604 | 42.9 | 2 | 0 | 4 | 8.6875 | 33.4988 | 8.6875 | 17.2729 | 0 | 16.2259 | 0 | 0 | 0 | 0 | 0 | 0 | 68 | 48.9 | 0 | 2.2458 | 82.7266 | 0 | 1.4211e-14 | 0
8680 | 78.1781 | 0 | 78.1781 | 42.9 | 2 | 7.1054e-15 | 4 | 7.8089 | 26.2666 | 7.8089 | 21.4691 | 0 | 4.7975 | 0 | 0 | 0 | 0 | 0 | 0 | 68 | 48.9 | 0 | 2.3453 | 84.3448 | 0 | 0 | 0
8681 | 83.5509 | 0 | 83.5509 | 42.9 | 2 | 6.1135 | 4 | 8.4769 | 13.1527 | 8.4769 | 13.1527 | 0 | 0 | 0 | 6.9078 | 0 | 0 | 0 | 6.9078 | 60.3247 | 48.9 | 0 | 2.5065 | 73.8467 | 0 | 1.4211e-14 | 0
8682 | 88.8138 | 0 | 88.8138 | 42.9 | 2 | 8.0849 | 4 | 9.8289 | 6.7887e-15 | 9.8289 | 6.7887e-15 | 0 | 0 | 0 | 12 | 0 | 10 | 0 | 22 | 36.1449 | 48.9 | 0 | 2.6644 | 59.1991 | 0 | 0 | 0
8683 | 92.9427 | 0 | 92.9427 | 42.9 | 2 | 11.5717 | 4.8116 | 11.2203 | 0 | 11.2203 | 0 | 0 | 0 | 0 | 12 | 0 | 8.4391 | 0 | 20.4391 | 13.658 | 49.7116 | 0 | 2.7883 | 55.2884 | 0 | 0 | -2.8422e-14
8684 | 97.3565 | 0 | 97.3565 | 49.8499 | 2 | 12.1819 | 10 | 11.3247 | 0 | 11.3247 | 0 | 0 | 0 | 0 | 12 | 0 | 0 | 0 | 12 | 0.32471 | 61.8499 | 0 | 2.9207 | 43.1501 | 0 | 0 | 0
8685 | 96.113 | 0 | 96.113 | 55 | 7.437 | 11.997 | 10 | 11.3868 | 0 | 11.3868 | 0 | 0 | 0 | 0 | 0.29224 | 0 | 0 | 0 | 0.29224 | -5.5511e-17 | 72.437 | 0 | 2.8834 | 32.563 | 0 | 0 | 0
8686 | 89.508 | 0 | 89.508 | 54.9712 | 2 | 11.0472 | 10 | 11.4897 | 0 | 11.4897 | 0 | 0 | 0 | 0 | -4.996e-17 | 0 | 0 | 0 | -4.996e-17 | 0 | 66.9712 | 0 | 2.6852 | 38.0288 | 0 | 0 | 0
8687 | 86.5522 | 0 | 86.5522 | 50.6129 | 2 | 10.3283 | 10 | 13.6109 | 0 | 13.6109 | 0 | 0 | 0 | 0 | 0 | 0 | 0 | 0 | 0 | 0 | 62.6129 | 0 | 2.5966 | 42.3871 | 0 | 0 | 0
8688 | 71.7481 | 0 | 71.7481 | 42.9 | 2 | 8.0823 | 4.0973 | 14.6684 | 0 | 14.6684 | 0 | 0 | 0 | 0 | 0 | 0 | 0 | 0 | 0 | 0 | 48.9973 | 0 | 2.1524 | 56.0027 | 0 | 0 | 0
8689 | 75.4339 | 0 | 75.4339 | 42.9 | 2 | 8.8362 | 8.6672 | 13.0305 | 0 | 13.0305 | 0 | 0 | 0 | 0 | 0 | 0 | 0 | 0 | 0 | 0 | 53.5672 | 0 | 2.263 | 51.4328 | 0 | 0 | 0
8690 | 74.5415 | 0 | 74.5415 | 42.9 | 2 | 8.9192 | 9.1707 | 11.5515 | 0 | 11.5515 | 0 | 0 | 0 | 0 | 0 | 0 | 0 | 0 | 0 | 0 | 54.0707 | 0 | 2.2362 | 50.9293 | 0 | 0 | 0
8691 | 77.1564 | 0 | 77.1564 | 43.454 | 2 | 9.1474 | 10 | 12.5549 | 0 | 12.5549 | 0 | 0 | 0 | 0 | 0 | 0 | 0 | 0 | 0 | 0 | 55.454 | 0 | 2.3147 | 49.546 | 0 | 0 | 0
8692 | 78.0848 | 0 | 78.0848 | 43.9022 | 2 | 9.2213 | 10 | 12.9613 | 0 | 12.9613 | 0 | 0 | 0 | 0 | 0 | 0 | 0 | 0 | 0 | 0 | 55.9022 | 0 | 2.3425 | 49.0978 | 0 | 0 | 0
8693 | 75.2157 | 0 | 75.2157 | 42.9 | 2 | 8.9752 | 9.5098 | 11.8307 | 0 | 11.8307 | 0 | 0 | 0 | 0 | 0 | 0 | 0 | 0 | 0 | 0 | 54.4098 | 0 | 2.2565 | 50.5902 | 0 | 1.4211e-14 | 0
8694 | 76.6916 | 0 | 76.6916 | 44.4321 | 2 | 9.3087 | 10 | 10.9508 | 0 | 10.9508 | 0 | 0 | 0 | 0 | 0 | 0 | 0 | 0 | 0 | 0 | 56.4321 | 0 | 2.3007 | 48.5679 | 0 | 0 | 0
8695 | 77.5854 | 0 | 77.5854 | 42.9 | 2 | 5.0354 | 4 | 12.0679 | 11.5821 | 12.0679 | 11.5821 | 0 | 0 | 0 | 0 | 0 | 0 | 0 | 0 | 0 | 48.9 | 0 | 2.3276 | 58.7017 | 0 | 0 | -1.4211e-14
8696 | 76.9486 | 0 | 76.9486 | 42.9 | 2 | 0 | 4 | 12.4245 | 22.0704 | 12.4245 | 22.0704 | 0 | 0 | 6.4464 | 0 | 0 | 0 | 6.4464 | 0 | 5.8017 | 48.9 | 0 | 2.3085 | 62.1113 | 0 | 0 | 0
8697 | 76.4054 | 0 | 76.4054 | 42.9 | 2 | 0 | 4 | 9.2623 | 26.797 | 9.2623 | 26.797 | 0 | 0 | 8.5539 | 0 | 0 | 0 | 8.5539 | 0 | 13.5002 | 48.9 | 0 | 2.2922 | 61.8129 | 0 | 0 | 0
8698 | 76.5576 | 0 | 76.5576 | 42.9 | 2 | 7.1054e-15 | 4 | 12.3532 | 33.9814 | 12.3532 | 33.9814 | 0 | 0 | 12 | 0 | 6.677 | 0 | 18.677 | 0 | 30.4561 | 48.9 | 0 | 2.2967 | 60.3795 | 0 | 0 | 0
8699 | 73.0412 | 0 | 73.0412 | 42.9 | 2 | 0 | 4 | 11.1845 | 39.9479 | 11.1845 | 34.9567 | 0 | 4.9912 | 12 | 0 | 10 | 0 | 22 | 0 | 50.4756 | 48.9 | 0 | 2.1912 | 59.2022 | 0 | 0 | 0
8700 | 72.608 | 0 | 72.608 | 42.9 | 2 | 0 | 4 | 10.536 | 44.418 | 10.536 | 30.1881 | 0 | 14.2299 | 12 | 0 | 5.0161 | 0 | 17.0161 | 0 | 65.9002 | 48.9 | 0 | 2.1782 | 58.5998 | 0 | 3.5527e-15 | 0
8701 | 71.9775 | 0 | 71.9775 | 42.9 | 2 | 0 | 4 | 10.1151 | 38.7292 | 10.1151 | 15.2955 | 0 | 23.4338 | 2.3331 | 0 | 0 | 0 | 2.3331 | 0 | 68 | 48.9 | 0 | 2.1593 | 69.3756 | 0 | 4.885e-15 | 0
8702 | 72.6341 | 0 | 72.6341 | 42.9 | 2 | 0 | 4 | 9.6679 | 34.5786 | 9.6679 | 14.0662 | 0 | 20.5124 | 0 | 0 | 0 | 0 | 0 | 0 | 68 | 48.9 | 0 | 2.179 | 82.1196 | 0 | 1.4211e-14 | 0
8703 | 73.2801 | 0 | 73.2801 | 42.9 | 2 | 0 | 4 | 11.1757 | 28.9731 | 11.1757 | 13.2044 | 0 | 15.7686 | 0 | 0 | 0 | 0 | 0 | 0 | 68 | 48.9 | 0 | 2.1984 | 82.7913 | 0 | 0 | 0
8704 | 76.5841 | 0 | 76.5841 | 42.9 | 2 | 0 | 4 | 11.4508 | 21.6529 | 11.4508 | 16.2332 | 0 | 5.4197 | 0 | 0 | 0 | 0 | 0 | 0 | 68 | 48.9 | 0 | 2.2975 | 84.2567 | 0 | 0 | 0
8705 | 79.772 | 0 | 79.772 | 42.9 | 2 | 1.522 | 4 | 10.7262 | 10.8031 | 10.7262 | 10.8031 | 0 | 0 | 0 | 7.8207 | 0 | 0 | 0 | 7.8207 | 59.3104 | 48.9 | 0 | 2.3932 | 77.0043 | 0 | 0 | 0
8706 | 86.0842 | 0 | 86.0842 | 42.9 | 2 | 3.5396 | 4 | 11.6446 | 5.5083e-15 | 11.6446 | 5.5083e-15 | 0 | 0 | 0 | 12 | 0 | 10 | 0 | 22 | 35.1305 | 48.9 | 0 | 2.5825 | 63.1009 | 0 | 0 | 0
8707 | 87.7243 | 0 | 87.7243 | 42.9 | 2 | 7.2986 | 4 | 11.0867 | 0 | 11.0867 | 0 | 0 | 0 | 0 | 12 | 0 | 8.4391 | 0 | 20.4391 | 12.6437 | 48.9 | 0 | 2.6317 | 59.6531 | 0 | 0 | 0
8708 | 93.2046 | 0 | 93.2046 | 46.1783 | 2 | 11.4739 | 10 | 12.173 | 0 | 12.173 | 0 | 0 | 0 | 0 | 11.3793 | 0 | 0 | 0 | 11.3793 | 0 | 58.1783 | 0 | 2.7961 | 46.8217 | 0 | 0 | 0
8709 | 90.8006 | 0 | 90.8006 | 54.928 | 2 | 11.0401 | 10 | 12.8325 | 0 | 12.8325 | 0 | 0 | 0 | 0 | 0 | 0 | 0 | 0 | 0 | 0 | 66.928 | 0 | 2.724 | 38.072 | 0 | 0 | -1.4211e-14
8710 | 84.3894 | 0 | 84.3894 | 49.6225 | 2 | 10.1649 | 10 | 12.602 | 0 | 12.602 | 0 | 0 | 0 | 0 | 0 | 0 | 0 | 0 | 0 | 0 | 61.6225 | 0 | 2.5317 | 43.3775 | 0 | 0 | 0
8711 | 81.5302 | 0 | 81.5302 | 45.8889 | 2 | 9.5491 | 10 | 14.0922 | 0 | 14.0922 | 0 | 0 | 0 | 0 | 0 | 0 | 0 | 0 | 0 | 0 | 57.8889 | 0 | 2.4459 | 47.1111 | 0 | 0 | 0
8712 | 73.0171 | 0 | 73.0171 | 42.9 | 2 | 8.579 | 7.1082 | 12.4299 | 0 | 12.4299 | 0 | 0 | 0 | 0 | 0 | 0 | 0 | 0 | 0 | 0 | 52.0082 | 0 | 2.1905 | 52.9918 | 0 | 0 | 0
8713 | 74.2578 | 0 | 74.2578 | 42.9 | 2 | 8.777 | 8.3083 | 12.2726 | 0 | 12.2726 | 0 | 0 | 0 | 0 | 0 | 0 | 0 | 0 | 0 | 0 | 53.2083 | 0 | 2.2277 | 51.7917 | 0 | 0 | 0
8714 | 72.8015 | 0 | 72.8015 | 42.9 | 2 | 8.7722 | 8.2795 | 10.8498 | 0 | 10.8498 | 0 | 0 | 0 | 0 | 0 | 0 | 0 | 0 | 0 | 0 | 53.1795 | 0 | 2.184 | 51.8205 | 0 | 0 | 0
8715 | 77.2976 | 0 | 77.2976 | 44.8286 | 2 | 9.3741 | 10 | 11.0949 | 0 | 11.0949 | 0 | 0 | 0 | 0 | 0 | 0 | 0 | 0 | 0 | 0 | 56.8286 | 0 | 2.3189 | 48.1714 | 0 | 0 | 0
8716 | 75.0122 | 0 | 75.0122 | 42.9 | 2 | 8.9796 | 9.5365 | 11.5962 | 0 | 11.5962 | 0 | 0 | 0 | 0 | 0 | 0 | 0 | 0 | 0 | 0 | 54.4365 | 0 | 2.2504 | 50.5635 | 0 | 0 | 0
8717 | 76.7927 | 0 | 76.7927 | 44.846 | 2 | 9.377 | 10 | 10.5697 | 0 | 10.5697 | 0 | 0 | 0 | 0 | 0 | 0 | 0 | 0 | 0 | 0 | 56.846 | 0 | 2.3038 | 48.154 | 0 | 0 | 0
8718 | 78.1595 | 0 | 78.1595 | 45.4903 | 2 | 9.4833 | 10 | 11.1859 | 0 | 11.1859 | 0 | 0 | 0 | 0 | 0 | 0 | 0 | 0 | 0 | 0 | 57.4903 | 0 | 2.3448 | 47.5097 | 0 | 0 | 0
8719 | 78.0952 | 0 | 78.0952 | 42.9 | 2 | 5.9232 | 4 | 9.299 | 13.9729 | 9.299 | 13.9729 | 0 | 0 | 0 | 0 | 0 | 0 | 0 | 0 | 0 | 48.9 | 0 | 2.3429 | 57.9396 | 0 | 0 | 0
8720 | 74.1902 | 0 | 74.1902 | 42.9 | 2 | 0 | 4 | 10.1151 | 26.782 | 10.1151 | 26.782 | 0 | 0 | 11.6068 | 0 | 0 | 0 | 11.6068 | 0 | 10.4461 | 48.9 | 0 | 2.2257 | 61.3806 | 0 | 0 | 0
8721 | 74.6665 | 0 | 74.6665 | 42.9 | 2 | 0 | 4 | 8.7996 | 35.7754 | 8.7996 | 35.7754 | 0 | 0 | 12 | 0 | 6.8084 | 0 | 18.8084 | 0 | 27.5232 | 48.9 | 0 | 2.24 | 60.3609 | 0 | 0 | 0
8722 | 74.3757 | 0 | 74.3757 | 42.9 | 2 | 0 | 4 | 9.5463 | 48.2218 | 9.5463 | 37.9294 | 0 | 10.2924 | 12 | 0 | 10 | 0 | 22 | 0 | 47.5427 | 48.9 | 0 | 2.2313 | 58.4516 | 0 | 0 | 0
8723 | 75.863 | 0 | 75.863 | 42.9 | 2 | 7.1054e-15 | 4 | 9.3608 | 51.5588 | 9.3608 | 34.4869 | 0 | 17.072 | 12 | 0 | 4.8846 | 0 | 16.8846 | 0 | 62.8461 | 48.9 | 0 | 2.2759 | 58.216 | 0 | 3.5527e-15 | 0
8724 | 71.5088 | 0 | 71.5088 | 42.9 | 2 | 0 | 4 | 8.5618 | 52.5307 | 8.5618 | 19.7735 | 0 | 32.7573 | 5.7265 | 0 | 0 | 0 | 5.7265 | 0 | 68 | 48.9 | 0 | 2.1453 | 67.5749 | 0 | 0 | -6.2172e-15
8725 | 70.5804 | 0 | 70.5804 | 42.9 | 2 | 0 | 4 | 7.6732 | 45.7954 | 7.6732 | 14.0072 | 0 | 31.7881 | 0 | 0 | 0 | 0 | 0 | 0 | 68 | 48.9 | 0 | 2.1174 | 80.523 | 0 | 0 | 0
8726 | 70.7117 | 0 | 70.7117 | 42.9 | 2 | 0 | 4 | 9.3329 | 50.4181 | 9.3329 | 12.4788 | 0 | 37.9393 | 0 | 0 | 0 | 0 | 0 | 0 | 68 | 48.9 | 0 | 2.1214 | 79.652 | 0 | 0 | 0
8727 | 73.435 | 0 | 73.435 | 42.9 | 2 | 0 | 4 | 8.921 | 38.0192 | 8.921 | 15.6141 | 0 | 22.4052 | 0 | 0 | 0 | 0 | 0 | 0 | 68 | 48.9 | 0 | 2.2031 | 81.8516 | 0 | 0 | 0
8728 | 75.9073 | 0 | 75.9073 | 42.9 | 2 | 0 | 4 | 9.9572 | 29.4481 | 9.9572 | 17.0501 | 0 | 12.398 | 0 | 0 | 0 | 0 | 0 | 0 | 68 | 48.9 | 0 | 2.2772 | 83.2686 | 0 | 0 | 0
8729 | 78.3957 | 0 | 78.3957 | 42.9 | 2 | 5.3062 | 4 | 9.7986 | 14.391 | 9.7986 | 14.391 | 0 | 0 | 0 | 0 | 0 | 0 | 0 | 0 | 68 | 48.9 | 0 | 2.3519 | 80.4693 | 0 | 0 | 0
8730 | 84.0678 | 0 | 84.0678 | 42.9 | 2 | 9.8792 | 4 | 10.6255 | 6.9663e-15 | 10.6255 | 6.9663e-15 | 0 | 0 | 0 | 12 | 0 | 2.6631 | 0 | 14.6631 | 51.7781 | 48.9 | 0 | 2.522 | 63.9569 | 0 | 0 | 0
8731 | 89.613 | 0 | 89.613 | 42.9 | 2 | 10.1458 | 4 | 10.1612 | 0 | 10.1612 | 0 | 0 | 0 | 0 | 12 | 0 | 8.406 | 0 | 20.406 | 29.3272 | 48.9 | 0 | 2.6884 | 58.7984 | 0 | 0 | 0
8732 | 93.2523 | 0 | 93.2523 | 42.9 | 2 | 11.5633 | 5.8301 | 11.5889 | 0 | 11.5889 | 0 | 0 | 0 | 0 | 12 | 0 | 7.37 | 0 | 19.37 | 8 | 50.7301 | 0 | 2.7976 | 54.2699 | 0 | 0 | 0
8733 | 91.1875 | 0 | 91.1875 | 47.9498 | 2 | 11.0767 | 10 | 12.9611 | 0 | 12.9611 | 0 | 0 | 0 | 0 | 7.2 | 0 | 0 | 0 | 7.2 | 0 | 59.9498 | 0 | 2.7356 | 45.0502 | 0 | 0 | 0
8734 | 86.4756 | 0 | 86.4756 | 52.4796 | 2 | 10.6362 | 10 | 11.3597 | 0 | 11.3597 | 0 | 0 | 0 | 0 | 0 | 0 | 0 | 0 | 0 | 0 | 64.4796 | 0 | 2.5943 | 40.5204 | 0 | 0 | 0
8735 | 81.4347 | 0 | 81.4347 | 47.6724 | 2 | 9.8432 | 10 | 11.919 | 0 | 11.919 | 0 | 0 | 0 | 0 | 0 | 0 | 0 | 0 | 0 | 0 | 59.6724 | 0 | 2.443 | 45.3276 | 0 | 0 | 0
8736 | 78.4578 | 0 | 78.4578 | 45.215 | 2 | 9.4379 | 10 | 11.8049 | 0 | 11.8049 | 0 | 0 | 0 | 0 | 0 | 0 | 0 | 0 | 0 | 0 | 57.215 | 0 | 2.3537 | 47.785 | 0 | 0 | 0
8737 | 81.0341 | 0 | 81.0341 | 45.8983 | 2 | 9.5506 | 10 | 13.5852 | 0 | 13.5852 | 0 | 0 | 0 | 0 | 0 | 0 | 0 | 0 | 0 | 0 | 57.8983 | 0 | 2.431 | 47.1017 | 0 | 0 | 0
8738 | 81.6044 | 0 | 81.6044 | 48.6487 | 2 | 10.0043 | 10 | 10.9514 | 0 | 10.9514 | 0 | 0 | 0 | 0 | 0 | 0 | 0 | 0 | 0 | 0 | 60.6487 | 0 | 2.4481 | 44.3513 | 0 | 0 | 0
8739 | 82.5833 | 0 | 82.5833 | 48.7398 | 2 | 10.0193 | 10 | 11.8242 | 0 | 11.8242 | 0 | 0 | 0 | 0 | 0 | 0 | 0 | 0 | 0 | 0 | 60.7398 | 0 | 2.4775 | 44.2602 | 0 | 0 | 0
8740 | 84.3327 | 0 | 84.3327 | 50.9797 | 2 | 10.3888 | 10 | 10.9642 | 0 | 10.9642 | 0 | 0 | 0 | 0 | 0 | 0 | 0 | 0 | 0 | 0 | 62.9797 | 0 | 2.53 | 42.0203 | 0 | 0 | 0
8741 | 80.6803 | 0 | 80.6803 | 47.5374 | 2 | 9.821 | 10 | 11.322 | 0 | 11.322 | 0 | 0 | 0 | 0 | 0 | 0 | 0 | 0 | 0 | 0 | 59.5374 | 0 | 2.4204 | 45.4626 | 0 | 0 | 0
8742 | 83.8384 | 0 | 83.8384 | 52.113 | 2 | 10.5757 | 10 | 9.1497 | 0 | 9.1497 | 0 | 0 | 0 | 0 | 0 | 0 | 0 | 0 | 0 | 0 | 64.113 | 0 | 2.5152 | 40.887 | 0 | 0 | 0
8743 | 81.7667 | 0 | 81.7667 | 42.9 | 2 | 8.3598 | 5.7793 | 10.6768 | 12.0508 | 10.6768 | 12.0508 | 0 | 0 | 0 | 0 | 0 | 0 | 0 | 0 | 0 | 50.6793 | 0 | 2.453 | 54.3207 | 0 | 0 | -1.4211e-14
8744 | 82.1608 | 0 | 82.1608 | 42.9 | 2 | 1.0187 | 4 | 10.4027 | 21.8395 | 10.4027 | 21.8395 | 0 | 0 | 0 | 0 | 0 | 0 | 0 | 0 | 0 | 48.9 | 0 | 2.4648 | 62.1497 | 0 | 0 | 0
8745 | 82.4579 | 0 | 82.4579 | 42.9 | 2 | 7.1054e-15 | 4 | 8.5765 | 32.0128 | 8.5765 | 32.0128 | 0 | 0 | 7.0314 | 0 | 0 | 0 | 7.0314 | 0 | 6.3283 | 48.9 | 0 | 2.4737 | 62.0285 | 0 | 0 | 0
8746 | 79.4406 | 0 | 79.4406 | 42.9 | 2 | 0 | 4 | 9.4803 | 37.5316 | 9.4803 | 37.5316 | 0 | 0 | 12 | 0 | 4.4713 | 0 | 16.4713 | 0 | 21.2506 | 48.9 | 0 | 2.3832 | 60.6918 | 0 | 0 | 0
8747 | 81.9815 | 0 | 81.9815 | 42.9 | 2 | 0 | 4 | 9.6207 | 36.8549 | 9.6207 | 36.8549 | 0 | 0 | 12 | 0 | 1.3942 | 0 | 13.3942 | 0 | 33.336 | 48.9 | 0 | 2.4594 | 61.1275 | 0 | 0 | 0
8748 | 79.3111 | 0 | 79.3111 | 42.9 | 2 | 0 | 4 | 9.7145 | 42.8754 | 9.7145 | 42.6967 | 0 | 0.17873 | 12 | 0 | 10 | 0 | 22 | 0 | 53.3556 | 48.9 | 0 | 2.3793 | 59.8837 | 0 | 0 | 0
8749 | 80.7482 | 0 | 80.7482 | 42.9 | 2 | 0 | 4 | 8.5608 | 40.6327 | 8.5608 | 39.4168 | 0 | 1.2158 | 10.3019 | 0 | 5.8275 | 0 | 16.1294 | 0 | 68 | 48.9 | 0 | 2.4224 | 60.5681 | 0 | 0 | 0
8750 | 78.9427 | 0 | 78.9427 | 42.9 | 2 | 7.1054e-15 | 4 | 8.6794 | 36.8628 | 8.6794 | 21.3633 | 0 | 15.4995 | 0 | 0 | 0 | 0 | 0 | 0 | 68 | 48.9 | 0 | 2.3683 | 82.8294 | 0 | 1.4211e-14 | 0
8751 | 77.3204 | 0 | 77.3204 | 42.9 | 2 | 7.1054e-15 | 4 | 11.1254 | 28.976 | 11.1254 | 17.295 | 0 | 11.6809 | 0 | 0 | 0 | 0 | 0 | 0 | 68 | 48.9 | 0 | 2.3196 | 83.3701 | 0 | 0 | 0
8752 | 80.9653 | 0 | 80.9653 | 42.9 | 2 | 0.39612 | 4 | 10.1498 | 21.5193 | 10.1498 | 21.5193 | 0 | 0 | 0 | 0 | 0 | 0 | 0 | 0 | 68 | 48.9 | 0 | 2.429 | 84.6841 | 0 | 0 | 0
8753 | 85.5612 | 0 | 85.5612 | 42.9 | 2 | 8.9778 | 9.526 | 10.9736 | 11.1837 | 10.9736 | 11.1837 | 0 | 0 | 0 | 0 | 0 | 0 | 0 | 0 | 68 | 54.426 | 0 | 2.5668 | 72.574 | 0 | 0 | 0
8754 | 91.9899 | 0 | 91.9899 | 55 | 3.5349 | 11.3051 | 10 | 12.1499 | 5.5668e-15 | 12.1499 | 5.5668e-15 | 0 | 0 | 0 | 0 | 0 | 0 | 0 | 0 | 68 | 68.5349 | 0 | 2.7597 | 58.4651 | 0 | 0 | 0
8755 | 96.3949 | 0 | 96.3949 | 55 | 4.6103 | 12.0211 | 10 | 11.4987 | 0 | 11.4987 | 0 | 0 | 0 | 0 | 3.2649 | 0 | 0 | 0 | 3.2649 | 64.3724 | 69.6103 | 0 | 2.8918 | 54.1249 | 0 | 0 | 0
8756 | 98.8768 | 0 | 98.8768 | 55 | 3.482 | 12.3331 | 10 | 11.7769 | 0 | 11.7769 | 0 | 0 | 0 | 0 | 6.2847 | 0 | 0 | 0 | 6.2847 | 57.3894 | 68.482 | 0 | 2.9663 | 52.2333 | 0 | 1.4211e-14 | 0
8757 | 96.641 | 0 | 96.641 | 54.9707 | 2 | 11.7495 | 10 | 13.6626 | 0 | 13.6626 | 0 | 0 | 0 | 0 | 4.2582 | 0 | 0 | 0 | 4.2582 | 52.6581 | 66.9707 | 0 | 2.8992 | 55.7711 | 0 | 0 | 0
8758 | 90.9725 | 0 | 90.9725 | 53.3171 | 2 | 11.274 | 10 | 11.3522 | 0 | 11.3522 | 0 | 0 | 0 | 0 | 3.0291 | 0 | 0 | 0 | 3.0291 | 49.2924 | 65.3171 | 0 | 2.7292 | 58.6538 | 0 | 1.4211e-14 | 0
8759 | 86.4733 | 0 | 86.4733 | 51.1458 | 2 | 10.4162 | 10 | 12.9113 | 0 | 12.9113 | 0 | 0 | 0 | 0 | 0 | 0 | 0 | 0 | 0 | 49.2924 | 63.1458 | 0 | 2.5942 | 63.8542 | 0 | 0 | 0

## 储能逐时
小时 | 电站 | 技术 | 充电MW | 放电MW | 期初MWh | 期末MWh | 期末SOC | 状态残差MWh
0 | Synthetic pumped | pumped | 0 | 0 | 0 | 0 | 0 | 0
0 | Synthetic battery | battery | 0 | 0 | 0 | 0 | 0 | 0
1 | Synthetic pumped | pumped | 0 | 0 | 0 | 0 | 0 | 0
1 | Synthetic battery | battery | 0 | 0 | 0 | 0 | 0 | 0
2 | Synthetic pumped | pumped | 0 | 0 | 0 | 0 | 0 | 0
2 | Synthetic battery | battery | 0 | 0 | 0 | 0 | 0 | 0
3 | Synthetic pumped | pumped | 0 | 0 | 0 | 0 | 0 | 0
3 | Synthetic battery | battery | 0 | 0 | 0 | 0 | 0 | 0
4 | Synthetic pumped | pumped | 0 | 0 | 0 | 0 | 0 | 0
4 | Synthetic battery | battery | 0 | 0 | 0 | 0 | 0 | 0
5 | Synthetic pumped | pumped | 0 | 0 | 0 | 0 | 0 | 0
5 | Synthetic battery | battery | 0 | 0 | 0 | 0 | 0 | 0
6 | Synthetic pumped | pumped | 0 | 0 | 0 | 0 | 0 | 0
6 | Synthetic battery | battery | 0 | 0 | 0 | 0 | 0 | 0
7 | Synthetic pumped | pumped | 0 | 0 | 0 | 0 | 0 | 0
7 | Synthetic battery | battery | 0 | 0 | 0 | 0 | 0 | 0
8 | Synthetic pumped | pumped | 0 | 0 | 0 | 0 | 0 | 0
8 | Synthetic battery | battery | 0 | 0 | 0 | 0 | 0 | 0
9 | Synthetic pumped | pumped | 8.336 | 0 | 0 | 7.5024 | 0.1563 | 0
9 | Synthetic battery | battery | 0 | 0 | 0 | 0 | 0 | 0
10 | Synthetic pumped | pumped | 12 | 0 | 7.5024 | 18.3024 | 0.3813 | 0
10 | Synthetic battery | battery | 6.1391 | 0 | 0 | 5.6599 | 0.283 | 0
11 | Synthetic pumped | pumped | 12 | 0 | 18.3024 | 29.1024 | 0.6063 | 0
11 | Synthetic battery | battery | 9.7637 | 0 | 5.6599 | 14.6616 | 0.73308 | 0
12 | Synthetic pumped | pumped | 12 | 0 | 29.1024 | 39.9024 | 0.8313 | 3.5527e-15
12 | Synthetic battery | battery | 5.7903 | 0 | 14.6616 | 20 | 1 | 0
13 | Synthetic pumped | pumped | 8.9973 | 0 | 39.9024 | 48 | 1 | 0
13 | Synthetic battery | battery | 0 | 0 | 20 | 20 | 1 | 0
14 | Synthetic pumped | pumped | 0 | 0 | 48 | 48 | 1 | 0
14 | Synthetic battery | battery | 0 | 0 | 20 | 20 | 1 | 0
15 | Synthetic pumped | pumped | 0 | 0 | 48 | 48 | 1 | 0
15 | Synthetic battery | battery | 0 | 0 | 20 | 20 | 1 | 0
16 | Synthetic pumped | pumped | 0 | 0 | 48 | 48 | 1 | 0
16 | Synthetic battery | battery | 0 | 0 | 20 | 20 | 1 | 0
17 | Synthetic pumped | pumped | 0 | 8.7779 | 48 | 38.2468 | 0.79681 | -3.5527e-15
17 | Synthetic battery | battery | 0 | 0 | 20 | 20 | 1 | 0
18 | Synthetic pumped | pumped | 0 | 12 | 38.2468 | 24.9135 | 0.51903 | 0
18 | Synthetic battery | battery | 0 | 8.0218 | 20 | 11.2991 | 0.56496 | 0
19 | Synthetic pumped | pumped | 0 | 12 | 24.9135 | 11.5802 | 0.24125 | 0
19 | Synthetic battery | battery | 0 | 10 | 11.2991 | 0.45259 | 0.022629 | 0
20 | Synthetic pumped | pumped | 0 | 10.4221 | 11.5802 | 0 | 0 | 0
20 | Synthetic battery | battery | 0 | 0.41727 | 0.45259 | 0 | 0 | 0
21 | Synthetic pumped | pumped | 0 | 0 | 0 | 0 | 0 | 0
21 | Synthetic battery | battery | 0 | 0 | 0 | 0 | 0 | 0
22 | Synthetic pumped | pumped | 0 | 0 | 0 | 0 | 0 | 0
22 | Synthetic battery | battery | 0 | 0 | 0 | 0 | 0 | 0
23 | Synthetic pumped | pumped | 0 | 0 | 0 | 0 | 0 | 0
23 | Synthetic battery | battery | 0 | 0 | 0 | 0 | 0 | 0
24 | Synthetic pumped | pumped | 0 | 0 | 0 | 0 | 0 | 0
24 | Synthetic battery | battery | 0 | 0 | 0 | 0 | 0 | 0
25 | Synthetic pumped | pumped | 0 | 0 | 0 | 0 | 0 | 0
25 | Synthetic battery | battery | 0 | 0 | 0 | 0 | 0 | 0
26 | Synthetic pumped | pumped | 0 | 0 | 0 | 0 | 0 | 0
26 | Synthetic battery | battery | 0 | 0 | 0 | 0 | 0 | 0
27 | Synthetic pumped | pumped | 0 | 0 | 0 | 0 | 0 | 0
27 | Synthetic battery | battery | 0 | 0 | 0 | 0 | 0 | 0
28 | Synthetic pumped | pumped | 0 | 0 | 0 | 0 | 0 | 0
28 | Synthetic battery | battery | 0 | 0 | 0 | 0 | 0 | 0
29 | Synthetic pumped | pumped | 0 | 0 | 0 | 0 | 0 | 0
29 | Synthetic battery | battery | 0 | 0 | 0 | 0 | 0 | 0
30 | Synthetic pumped | pumped | 0 | 0 | 0 | 0 | 0 | 0
30 | Synthetic battery | battery | 0 | 0 | 0 | 0 | 0 | 0
31 | Synthetic pumped | pumped | 0 | 0 | 0 | 0 | 0 | 0
31 | Synthetic battery | battery | 0 | 0 | 0 | 0 | 0 | 0
32 | Synthetic pumped | pumped | 6.1459 | 0 | 0 | 5.5313 | 0.11524 | 0
32 | Synthetic battery | battery | 0 | 0 | 0 | 0 | 0 | 0
33 | Synthetic pumped | pumped | 12 | 0 | 5.5313 | 16.3313 | 0.34024 | 1.7764e-15
33 | Synthetic battery | battery | 2.0004 | 0 | 0 | 1.8443 | 0.092215 | 0
34 | Synthetic pumped | pumped | 12 | 0 | 16.3313 | 27.1313 | 0.56524 | 0
34 | Synthetic battery | battery | 10 | 0 | 1.8443 | 11.0638 | 0.55319 | 0
35 | Synthetic pumped | pumped | 12 | 0 | 27.1313 | 37.9313 | 0.79024 | 0
35 | Synthetic battery | battery | 9.6926 | 0 | 11.0638 | 20 | 1 | 0
36 | Synthetic pumped | pumped | 11.1875 | 0 | 37.9313 | 48 | 1 | 0
36 | Synthetic battery | battery | 0 | 0 | 20 | 20 | 1 | 0
37 | Synthetic pumped | pumped | 0 | 0 | 48 | 48 | 1 | 0
37 | Synthetic battery | battery | 0 | 0 | 20 | 20 | 1 | 0
38 | Synthetic pumped | pumped | 0 | 0 | 48 | 48 | 1 | 0
38 | Synthetic battery | battery | 0 | 0 | 20 | 20 | 1 | 0
39 | Synthetic pumped | pumped | 0 | 0 | 48 | 48 | 1 | 0
39 | Synthetic battery | battery | 0 | 0 | 20 | 20 | 1 | 0
40 | Synthetic pumped | pumped | 0 | 0 | 48 | 48 | 1 | 0
40 | Synthetic battery | battery | 0 | 0 | 20 | 20 | 1 | 0
41 | Synthetic pumped | pumped | 0 | 0 | 48 | 48 | 1 | 0
41 | Synthetic battery | battery | 0 | 0 | 20 | 20 | 1 | 0
42 | Synthetic pumped | pumped | 0 | 12 | 48 | 34.6667 | 0.72222 | 3.5527e-15
42 | Synthetic battery | battery | 0 | 4.8523 | 20 | 14.7369 | 0.73685 | 0
43 | Synthetic pumped | pumped | 0 | 12 | 34.6667 | 21.3333 | 0.44444 | 0
43 | Synthetic battery | battery | 0 | 10 | 14.7369 | 3.8904 | 0.19452 | 0
44 | Synthetic pumped | pumped | 0 | 12 | 21.3333 | 8 | 0.16667 | 0
44 | Synthetic battery | battery | 0 | 3.5868 | 3.8904 | 0 | 0 | 0
45 | Synthetic pumped | pumped | 0 | 7.2 | 8 | 0 | 0 | 0
45 | Synthetic battery | battery | 0 | 0 | 0 | 0 | 0 | 0
46 | Synthetic pumped | pumped | 0 | 0 | 0 | 0 | 0 | 0
46 | Synthetic battery | battery | 0 | 0 | 0 | 0 | 0 | 0
47 | Synthetic pumped | pumped | 0 | 0 | 0 | 0 | 0 | 0
47 | Synthetic battery | battery | 0 | 0 | 0 | 0 | 0 | 0
48 | Synthetic pumped | pumped | 0 | 0 | 0 | 0 | 0 | 0
48 | Synthetic battery | battery | 0 | 0 | 0 | 0 | 0 | 0
49 | Synthetic pumped | pumped | 0 | 0 | 0 | 0 | 0 | 0
49 | Synthetic battery | battery | 0 | 0 | 0 | 0 | 0 | 0
50 | Synthetic pumped | pumped | 0 | 0 | 0 | 0 | 0 | 0
50 | Synthetic battery | battery | 0 | 0 | 0 | 0 | 0 | 0
51 | Synthetic pumped | pumped | 0 | 0 | 0 | 0 | 0 | 0
51 | Synthetic battery | battery | 0 | 0 | 0 | 0 | 0 | 0
52 | Synthetic pumped | pumped | 0 | 0 | 0 | 0 | 0 | 0
52 | Synthetic battery | battery | 0 | 0 | 0 | 0 | 0 | 0
53 | Synthetic pumped | pumped | 0 | 0 | 0 | 0 | 0 | 0
53 | Synthetic battery | battery | 0 | 0 | 0 | 0 | 0 | 0
54 | Synthetic pumped | pumped | 0 | 0 | 0 | 0 | 0 | 0
54 | Synthetic battery | battery | 0 | 0 | 0 | 0 | 0 | 0
55 | Synthetic pumped | pumped | 0 | 0 | 0 | 0 | 0 | 0
55 | Synthetic battery | battery | 0 | 0 | 0 | 0 | 0 | 0
56 | Synthetic pumped | pumped | 3.6416 | 0 | 0 | 3.2774 | 0.06828 | 0
56 | Synthetic battery | battery | 0 | 0 | 0 | 0 | 0 | 0
57 | Synthetic pumped | pumped | 11.0932 | 0 | 3.2774 | 13.2613 | 0.27628 | 1.7764e-15
57 | Synthetic battery | battery | 0 | 0 | 0 | 0 | 0 | 0
58 | Synthetic pumped | pumped | 12 | 0 | 13.2613 | 24.0613 | 0.50128 | 0
58 | Synthetic battery | battery | 7.1729 | 0 | 0 | 6.6131 | 0.33065 | 0
59 | Synthetic pumped | pumped | 12 | 0 | 24.0613 | 34.8613 | 0.72628 | 0
59 | Synthetic battery | battery | 10 | 0 | 6.6131 | 15.8326 | 0.79163 | 0
60 | Synthetic pumped | pumped | 12 | 0 | 34.8613 | 45.6613 | 0.95128 | -3.5527e-15
60 | Synthetic battery | battery | 4.5201 | 0 | 15.8326 | 20 | 1 | 0
61 | Synthetic pumped | pumped | 2.5985 | 0 | 45.6613 | 48 | 1 | 0
61 | Synthetic battery | battery | 0 | 0 | 20 | 20 | 1 | 0
62 | Synthetic pumped | pumped | 0 | 0 | 48 | 48 | 1 | 0
62 | Synthetic battery | battery | 0 | 0 | 20 | 20 | 1 | 0
63 | Synthetic pumped | pumped | 0 | 0 | 48 | 48 | 1 | 0
63 | Synthetic battery | battery | 0 | 0 | 20 | 20 | 1 | 0
64 | Synthetic pumped | pumped | 0 | 0 | 48 | 48 | 1 | 0
64 | Synthetic battery | battery | 0 | 0 | 20 | 20 | 1 | 0
65 | Synthetic pumped | pumped | 0 | 4.5553 | 48 | 42.9386 | 0.89455 | 0
65 | Synthetic battery | battery | 0 | 0 | 20 | 20 | 1 | 0
66 | Synthetic pumped | pumped | 0 | 12 | 42.9386 | 29.6053 | 0.61678 | 0
66 | Synthetic battery | battery | 0 | 9.2643 | 20 | 9.9515 | 0.49758 | 0
67 | Synthetic pumped | pumped | 0 | 12 | 29.6053 | 16.2719 | 0.339 | 0
67 | Synthetic battery | battery | 0 | 9.1748 | 9.9515 | 0 | 0 | 0
68 | Synthetic pumped | pumped | 0 | 12 | 16.2719 | 2.9386 | 0.061221 | 0
68 | Synthetic battery | battery | 0 | 0 | 0 | 0 | 0 | 0
69 | Synthetic pumped | pumped | 0 | 2.6447 | 2.9386 | 0 | 0 | 0
69 | Synthetic battery | battery | 0 | 0 | 0 | 0 | 0 | 0
70 | Synthetic pumped | pumped | 0 | 0 | 0 | 0 | 0 | 0
70 | Synthetic battery | battery | 0 | 0 | 0 | 0 | 0 | 0
71 | Synthetic pumped | pumped | 0 | 0 | 0 | 0 | 0 | 0
71 | Synthetic battery | battery | 0 | 0 | 0 | 0 | 0 | 0
72 | Synthetic pumped | pumped | 0 | 0 | 0 | 0 | 0 | 0
72 | Synthetic battery | battery | 0 | 0 | 0 | 0 | 0 | 0
73 | Synthetic pumped | pumped | 0 | 0 | 0 | 0 | 0 | 0
73 | Synthetic battery | battery | 0 | 0 | 0 | 0 | 0 | 0
74 | Synthetic pumped | pumped | 0 | 0 | 0 | 0 | 0 | 0
74 | Synthetic battery | battery | 0 | 0 | 0 | 0 | 0 | 0
75 | Synthetic pumped | pumped | 0 | 0 | 0 | 0 | 0 | 0
75 | Synthetic battery | battery | 0 | 0 | 0 | 0 | 0 | 0
76 | Synthetic pumped | pumped | 0 | 0 | 0 | 0 | 0 | 0
76 | Synthetic battery | battery | 0 | 0 | 0 | 0 | 0 | 0
77 | Synthetic pumped | pumped | 0 | 0 | 0 | 0 | 0 | 0
77 | Synthetic battery | battery | 0 | 0 | 0 | 0 | 0 | 0
78 | Synthetic pumped | pumped | 0 | 0 | 0 | 0 | 0 | 0
78 | Synthetic battery | battery | 0 | 0 | 0 | 0 | 0 | 0
79 | Synthetic pumped | pumped | 0 | 0 | 0 | 0 | 0 | 0
79 | Synthetic battery | battery | 0 | 0 | 0 | 0 | 0 | 0
80 | Synthetic pumped | pumped | 0 | 0 | 0 | 0 | 0 | 0
80 | Synthetic battery | battery | 0 | 0 | 0 | 0 | 0 | 0
81 | Synthetic pumped | pumped | 4.0338 | 0 | 0 | 3.6304 | 0.075633 | 0
81 | Synthetic battery | battery | 0 | 0 | 0 | 0 | 0 | 0
82 | Synthetic pumped | pumped | 11.9469 | 0 | 3.6304 | 14.3826 | 0.29964 | 1.7764e-15
82 | Synthetic battery | battery | 0 | 0 | 0 | 0 | 0 | 0
83 | Synthetic pumped | pumped | 12 | 0 | 14.3826 | 25.1826 | 0.52464 | 0
83 | Synthetic battery | battery | 10 | 0 | 0 | 9.2195 | 0.46098 | 0
84 | Synthetic pumped | pumped | 12 | 0 | 25.1826 | 35.9826 | 0.74964 | 3.5527e-15
84 | Synthetic battery | battery | 10 | 0 | 9.2195 | 18.4391 | 0.92195 | 0
85 | Synthetic pumped | pumped | 12 | 0 | 35.9826 | 46.7826 | 0.97464 | -3.5527e-15
85 | Synthetic battery | battery | 1.693 | 0 | 18.4391 | 20 | 1 | 0
86 | Synthetic pumped | pumped | 1.3527 | 0 | 46.7826 | 48 | 1 | 0
86 | Synthetic battery | battery | 0 | 0 | 20 | 20 | 1 | 0
87 | Synthetic pumped | pumped | 0 | 0 | 48 | 48 | 1 | 0
87 | Synthetic battery | battery | 0 | 0 | 20 | 20 | 1 | 0
88 | Synthetic pumped | pumped | 0 | 0 | 48 | 48 | 1 | 0
88 | Synthetic battery | battery | 0 | 0 | 20 | 20 | 1 | 0
89 | Synthetic pumped | pumped | 0 | 8.5569 | 48 | 38.4923 | 0.80192 | -1.7764e-15
89 | Synthetic battery | battery | 0 | 0 | 20 | 20 | 1 | 0
90 | Synthetic pumped | pumped | 0 | 12 | 38.4923 | 25.159 | 0.52414 | 0
90 | Synthetic battery | battery | 0 | 9.6547 | 20 | 9.528 | 0.4764 | 0
91 | Synthetic pumped | pumped | 0 | 12 | 25.159 | 11.8256 | 0.24637 | 0
91 | Synthetic battery | battery | 0 | 8.7844 | 9.528 | 0 | 0 | 0
92 | Synthetic pumped | pumped | 0 | 10.6431 | 11.8256 | -1.7764e-15 | -3.7007e-17 | 0
92 | Synthetic battery | battery | 0 | 0 | 0 | 0 | 0 | 0
93 | Synthetic pumped | pumped | 0 | -1.5987e-15 | -1.7764e-15 | 0 | 0 | 0
93 | Synthetic battery | battery | 0 | 0 | 0 | 0 | 0 | 0
94 | Synthetic pumped | pumped | 0 | 0 | 0 | 0 | 0 | 0
94 | Synthetic battery | battery | 0 | 0 | 0 | 0 | 0 | 0
95 | Synthetic pumped | pumped | 0 | 0 | 0 | 0 | 0 | 0
95 | Synthetic battery | battery | 0 | 0 | 0 | 0 | 0 | 0
96 | Synthetic pumped | pumped | 0 | 0 | 0 | 0 | 0 | 0
96 | Synthetic battery | battery | 0 | 0 | 0 | 0 | 0 | 0
97 | Synthetic pumped | pumped | 0 | 0 | 0 | 0 | 0 | 0
97 | Synthetic battery | battery | 0 | 0 | 0 | 0 | 0 | 0
98 | Synthetic pumped | pumped | 0 | 0 | 0 | 0 | 0 | 0
98 | Synthetic battery | battery | 0 | 0 | 0 | 0 | 0 | 0
99 | Synthetic pumped | pumped | 0 | 0 | 0 | 0 | 0 | 0
99 | Synthetic battery | battery | 0 | 0 | 0 | 0 | 0 | 0
100 | Synthetic pumped | pumped | 0 | 0 | 0 | 0 | 0 | 0
100 | Synthetic battery | battery | 0 | 0 | 0 | 0 | 0 | 0
101 | Synthetic pumped | pumped | 0 | 0 | 0 | 0 | 0 | 0
101 | Synthetic battery | battery | 0 | 0 | 0 | 0 | 0 | 0
102 | Synthetic pumped | pumped | 0 | 0 | 0 | 0 | 0 | 0
102 | Synthetic battery | battery | 0 | 0 | 0 | 0 | 0 | 0
103 | Synthetic pumped | pumped | 0 | 0 | 0 | 0 | 0 | 0
103 | Synthetic battery | battery | 0 | 0 | 0 | 0 | 0 | 0
104 | Synthetic pumped | pumped | 7.982 | 0 | 0 | 7.1838 | 0.14966 | 0
104 | Synthetic battery | battery | 0 | 0 | 0 | 0 | 0 | 0
105 | Synthetic pumped | pumped | 11.9648 | 0 | 7.1838 | 17.9521 | 0.374 | 1.7764e-15
105 | Synthetic battery | battery | 0 | 0 | 0 | 0 | 0 | 0
106 | Synthetic pumped | pumped | 12 | 0 | 17.9521 | 28.7521 | 0.599 | 0
106 | Synthetic battery | battery | 6.3688 | 0 | 0 | 5.8718 | 0.29359 | 0
107 | Synthetic pumped | pumped | 12 | 0 | 28.7521 | 39.5521 | 0.824 | 0
107 | Synthetic battery | battery | 10 | 0 | 5.8718 | 15.0913 | 0.75457 | 0
108 | Synthetic pumped | pumped | 9.3866 | 0 | 39.5521 | 48 | 1 | 0
108 | Synthetic battery | battery | 5.3242 | 0 | 15.0913 | 20 | 1 | 0
109 | Synthetic pumped | pumped | 0 | 0 | 48 | 48 | 1 | 0
109 | Synthetic battery | battery | 0 | 0 | 20 | 20 | 1 | 0
110 | Synthetic pumped | pumped | 0 | 0 | 48 | 48 | 1 | 0
110 | Synthetic battery | battery | 0 | 0 | 20 | 20 | 1 | 0
111 | Synthetic pumped | pumped | 0 | 0 | 48 | 48 | 1 | 0
111 | Synthetic battery | battery | 0 | 0 | 20 | 20 | 1 | 0
112 | Synthetic pumped | pumped | 0 | 0 | 48 | 48 | 1 | 0
112 | Synthetic battery | battery | 0 | 0 | 20 | 20 | 1 | 0
113 | Synthetic pumped | pumped | 0 | 5.6022 | 48 | 41.7753 | 0.87032 | 0
113 | Synthetic battery | battery | 0 | 0 | 20 | 20 | 1 | 0
114 | Synthetic pumped | pumped | 0 | 12 | 41.7753 | 28.442 | 0.59254 | 0
114 | Synthetic battery | battery | 0 | 9.9581 | 20 | 9.1989 | 0.45995 | 0
115 | Synthetic pumped | pumped | 0 | 12 | 28.442 | 15.1086 | 0.31476 | 0
115 | Synthetic battery | battery | 0 | 8.481 | 9.1989 | 0 | 0 | 0
116 | Synthetic pumped | pumped | 0 | 12 | 15.1086 | 1.7753 | 0.036986 | 0
116 | Synthetic battery | battery | 0 | 0 | 0 | 0 | 0 | 0
117 | Synthetic pumped | pumped | 0 | 1.5978 | 1.7753 | 0 | 0 | 0
117 | Synthetic battery | battery | 0 | 0 | 0 | 0 | 0 | 0
118 | Synthetic pumped | pumped | 0 | 0 | 0 | 0 | 0 | 0
118 | Synthetic battery | battery | 0 | 0 | 0 | 0 | 0 | 0
119 | Synthetic pumped | pumped | 0 | 0 | 0 | 0 | 0 | 0
119 | Synthetic battery | battery | 0 | 0 | 0 | 0 | 0 | 0
120 | Synthetic pumped | pumped | 0 | 0 | 0 | 0 | 0 | 0
120 | Synthetic battery | battery | 0 | 0 | 0 | 0 | 0 | 0
121 | Synthetic pumped | pumped | 0 | 0 | 0 | 0 | 0 | 0
121 | Synthetic battery | battery | 0 | 0 | 0 | 0 | 0 | 0
122 | Synthetic pumped | pumped | 0 | 0 | 0 | 0 | 0 | 0
122 | Synthetic battery | battery | 0 | 0 | 0 | 0 | 0 | 0
123 | Synthetic pumped | pumped | 0 | 0 | 0 | 0 | 0 | 0
123 | Synthetic battery | battery | 0 | 0 | 0 | 0 | 0 | 0
124 | Synthetic pumped | pumped | 0 | 0 | 0 | 0 | 0 | 0
124 | Synthetic battery | battery | 0 | 0 | 0 | 0 | 0 | 0
125 | Synthetic pumped | pumped | 0 | 0 | 0 | 0 | 0 | 0
125 | Synthetic battery | battery | 0 | 0 | 0 | 0 | 0 | 0
126 | Synthetic pumped | pumped | 0 | 0 | 0 | 0 | 0 | 0
126 | Synthetic battery | battery | 0 | 0 | 0 | 0 | 0 | 0
127 | Synthetic pumped | pumped | 0 | 0 | 0 | 0 | 0 | 0
127 | Synthetic battery | battery | 0 | 0 | 0 | 0 | 0 | 0
128 | Synthetic pumped | pumped | 9.4394 | 0 | 0 | 8.4954 | 0.17699 | 0
128 | Synthetic battery | battery | 0 | 0 | 0 | 0 | 0 | 0
129 | Synthetic pumped | pumped | 12 | 0 | 8.4954 | 19.2954 | 0.40199 | 1.7764e-15
129 | Synthetic battery | battery | 4.8633 | 0 | 0 | 4.4837 | 0.22419 | 0
130 | Synthetic pumped | pumped | 12 | 0 | 19.2954 | 30.0954 | 0.62699 | 0
130 | Synthetic battery | battery | 10 | 0 | 4.4837 | 13.7033 | 0.68516 | 0
131 | Synthetic pumped | pumped | 12 | 0 | 30.0954 | 40.8954 | 0.85199 | 0
131 | Synthetic battery | battery | 6.8298 | 0 | 13.7033 | 20 | 1 | 0
132 | Synthetic pumped | pumped | 7.894 | 0 | 40.8954 | 48 | 1 | 0
132 | Synthetic battery | battery | 0 | 0 | 20 | 20 | 1 | 0
133 | Synthetic pumped | pumped | 0 | 0 | 48 | 48 | 1 | 0
133 | Synthetic battery | battery | 0 | 0 | 20 | 20 | 1 | 0
134 | Synthetic pumped | pumped | 0 | 0 | 48 | 48 | 1 | 0
134 | Synthetic battery | battery | 0 | 0 | 20 | 20 | 1 | 0
135 | Synthetic pumped | pumped | 0 | 0 | 48 | 48 | 1 | 0
135 | Synthetic battery | battery | 0 | 0 | 20 | 20 | 1 | 0
136 | Synthetic pumped | pumped | 0 | 0 | 48 | 48 | 1 | 0
136 | Synthetic battery | battery | 0 | 0 | 20 | 20 | 1 | 0
137 | Synthetic pumped | pumped | 0 | 1.5468 | 48 | 46.2813 | 0.96419 | -1.5543e-15
137 | Synthetic battery | battery | 0 | 0 | 20 | 20 | 1 | 0
138 | Synthetic pumped | pumped | 0 | 12 | 46.2813 | 32.948 | 0.68642 | 3.5527e-15
138 | Synthetic battery | battery | 0 | 8.4851 | 20 | 10.7966 | 0.53983 | 0
139 | Synthetic pumped | pumped | 0 | 12 | 32.948 | 19.6147 | 0.40864 | 0
139 | Synthetic battery | battery | 0 | 9.954 | 10.7966 | 0 | 0 | 0
140 | Synthetic pumped | pumped | 0 | 12 | 19.6147 | 6.2813 | 0.13086 | 0
140 | Synthetic battery | battery | 0 | 0 | 0 | 0 | 0 | 0
141 | Synthetic pumped | pumped | 0 | 5.6532 | 6.2813 | 0 | 0 | 0
141 | Synthetic battery | battery | 0 | 0 | 0 | 0 | 0 | 0
142 | Synthetic pumped | pumped | 0 | 0 | 0 | 0 | 0 | 0
142 | Synthetic battery | battery | 0 | 0 | 0 | 0 | 0 | 0
143 | Synthetic pumped | pumped | 0 | 0 | 0 | 0 | 0 | 0
143 | Synthetic battery | battery | 0 | 0 | 0 | 0 | 0 | 0
144 | Synthetic pumped | pumped | 0 | 0 | 0 | 0 | 0 | 0
144 | Synthetic battery | battery | 0 | 0 | 0 | 0 | 0 | 0
145 | Synthetic pumped | pumped | 0 | 0 | 0 | 0 | 0 | 0
145 | Synthetic battery | battery | 0 | 0 | 0 | 0 | 0 | 0
146 | Synthetic pumped | pumped | 0 | 0 | 0 | 0 | 0 | 0
146 | Synthetic battery | battery | 0 | 0 | 0 | 0 | 0 | 0
147 | Synthetic pumped | pumped | 0 | 0 | 0 | 0 | 0 | 0
147 | Synthetic battery | battery | 0 | 0 | 0 | 0 | 0 | 0
148 | Synthetic pumped | pumped | 0 | 0 | 0 | 0 | 0 | 0
148 | Synthetic battery | battery | 0 | 0 | 0 | 0 | 0 | 0
149 | Synthetic pumped | pumped | 0 | 0 | 0 | 0 | 0 | 0
149 | Synthetic battery | battery | 0 | 0 | 0 | 0 | 0 | 0
150 | Synthetic pumped | pumped | 0 | 0 | 0 | 0 | 0 | 0
150 | Synthetic battery | battery | 0 | 0 | 0 | 0 | 0 | 0
151 | Synthetic pumped | pumped | 0 | 0 | 0 | 0 | 0 | 0
151 | Synthetic battery | battery | 0 | 0 | 0 | 0 | 0 | 0
152 | Synthetic pumped | pumped | 3.9212 | 0 | 0 | 3.5291 | 0.073523 | 0
152 | Synthetic battery | battery | 0 | 0 | 0 | 0 | 0 | 0
153 | Synthetic pumped | pumped | 12 | 0 | 3.5291 | 14.3291 | 0.29852 | 0
153 | Synthetic battery | battery | 4.349 | 0 | 0 | 4.0096 | 0.20048 | 0
154 | Synthetic pumped | pumped | 12 | 0 | 14.3291 | 25.1291 | 0.52352 | -1.7764e-15
154 | Synthetic battery | battery | 10 | 0 | 4.0096 | 13.2291 | 0.66146 | 0
155 | Synthetic pumped | pumped | 12 | 0 | 25.1291 | 35.9291 | 0.74852 | 3.5527e-15
155 | Synthetic battery | battery | 7.344 | 0 | 13.2291 | 20 | 1 | 0
156 | Synthetic pumped | pumped | 12 | 0 | 35.9291 | 46.7291 | 0.97352 | -3.5527e-15
156 | Synthetic battery | battery | 0 | 0 | 20 | 20 | 1 | 0
157 | Synthetic pumped | pumped | 1.4121 | 0 | 46.7291 | 48 | 1 | 0
157 | Synthetic battery | battery | 0 | 0 | 20 | 20 | 1 | 0
158 | Synthetic pumped | pumped | 0 | 0 | 48 | 48 | 1 | 0
158 | Synthetic battery | battery | 0 | 0 | 20 | 20 | 1 | 0
159 | Synthetic pumped | pumped | 0 | 0 | 48 | 48 | 1 | 0
159 | Synthetic battery | battery | 0 | 0 | 20 | 20 | 1 | 0
160 | Synthetic pumped | pumped | 0 | 0 | 48 | 48 | 1 | 0
160 | Synthetic battery | battery | 0 | 0 | 20 | 20 | 1 | 0
161 | Synthetic pumped | pumped | 0 | 3.3464 | 48 | 44.2818 | 0.92254 | 2.2204e-15
161 | Synthetic battery | battery | 0 | 0 | 20 | 20 | 1 | 0
162 | Synthetic pumped | pumped | 0 | 12 | 44.2818 | 30.9484 | 0.64476 | 0
162 | Synthetic battery | battery | 0 | 8.2084 | 20 | 11.0967 | 0.55483 | 0
163 | Synthetic pumped | pumped | 0 | 12 | 30.9484 | 17.6151 | 0.36698 | 0
163 | Synthetic battery | battery | 0 | 10 | 11.0967 | 0.25017 | 0.012509 | 0
164 | Synthetic pumped | pumped | 0 | 12 | 17.6151 | 4.2818 | 0.089203 | 0
164 | Synthetic battery | battery | 0 | 0.23065 | 0.25017 | 0 | 0 | 0
165 | Synthetic pumped | pumped | 0 | 3.8536 | 4.2818 | 0 | 0 | 0
165 | Synthetic battery | battery | 0 | 0 | 0 | 0 | 0 | 0
166 | Synthetic pumped | pumped | 0 | 0 | 0 | 0 | 0 | 0
166 | Synthetic battery | battery | 0 | 0 | 0 | 0 | 0 | 0
167 | Synthetic pumped | pumped | 0 | 0 | 0 | 0 | 0 | 0
167 | Synthetic battery | battery | 0 | 0 | 0 | 0 | 0 | 0
168 | Synthetic pumped | pumped | 0 | 0 | 0 | 0 | 0 | 0
168 | Synthetic battery | battery | 0 | 0 | 0 | 0 | 0 | 0
169 | Synthetic pumped | pumped | 0 | 0 | 0 | 0 | 0 | 0
169 | Synthetic battery | battery | 0 | 0 | 0 | 0 | 0 | 0
170 | Synthetic pumped | pumped | 0 | 0 | 0 | 0 | 0 | 0
170 | Synthetic battery | battery | 0 | 0 | 0 | 0 | 0 | 0
171 | Synthetic pumped | pumped | 0 | 0 | 0 | 0 | 0 | 0
171 | Synthetic battery | battery | 0 | 0 | 0 | 0 | 0 | 0
172 | Synthetic pumped | pumped | 0 | 0 | 0 | 0 | 0 | 0
172 | Synthetic battery | battery | 0 | 0 | 0 | 0 | 0 | 0
173 | Synthetic pumped | pumped | 0 | 0 | 0 | 0 | 0 | 0
173 | Synthetic battery | battery | 0 | 0 | 0 | 0 | 0 | 0
174 | Synthetic pumped | pumped | 0 | 0 | 0 | 0 | 0 | 0
174 | Synthetic battery | battery | 0 | 0 | 0 | 0 | 0 | 0
175 | Synthetic pumped | pumped | 0 | 0 | 0 | 0 | 0 | 0
175 | Synthetic battery | battery | 0 | 0 | 0 | 0 | 0 | 0
176 | Synthetic pumped | pumped | 9.5226 | 0 | 0 | 8.5703 | 0.17855 | 0
176 | Synthetic battery | battery | 0 | 0 | 0 | 0 | 0 | 0
177 | Synthetic pumped | pumped | 12 | 0 | 8.5703 | 19.3703 | 0.40355 | -1.7764e-15
177 | Synthetic battery | battery | 3.5235 | 0 | 0 | 3.2485 | 0.16242 | 0
178 | Synthetic pumped | pumped | 12 | 0 | 19.3703 | 30.1703 | 0.62855 | 0
178 | Synthetic battery | battery | 10 | 0 | 3.2485 | 12.468 | 0.6234 | 0
179 | Synthetic pumped | pumped | 12 | 0 | 30.1703 | 40.9703 | 0.85355 | 0
179 | Synthetic battery | battery | 8.1696 | 0 | 12.468 | 20 | 1 | -8.8818e-16
180 | Synthetic pumped | pumped | 7.8107 | 0 | 40.9703 | 48 | 1 | 0
180 | Synthetic battery | battery | 0 | 0 | 20 | 20 | 1 | 0
181 | Synthetic pumped | pumped | 0 | 0 | 48 | 48 | 1 | 0
181 | Synthetic battery | battery | 0 | 0 | 20 | 20 | 1 | 0
182 | Synthetic pumped | pumped | 0 | 0 | 48 | 48 | 1 | 0
182 | Synthetic battery | battery | 0 | 0 | 20 | 20 | 1 | 0
183 | Synthetic pumped | pumped | 0 | 0 | 48 | 48 | 1 | 0
183 | Synthetic battery | battery | 0 | 0 | 20 | 20 | 1 | 0
184 | Synthetic pumped | pumped | 0 | 0 | 48 | 48 | 1 | 0
184 | Synthetic battery | battery | 0 | 0 | 20 | 20 | 1 | 0
185 | Synthetic pumped | pumped | 0 | 2.3521 | 48 | 45.3865 | 0.94555 | -3.1086e-15
185 | Synthetic battery | battery | 0 | 0 | 20 | 20 | 1 | 0
186 | Synthetic pumped | pumped | 0 | 12 | 45.3865 | 32.0532 | 0.66777 | 3.5527e-15
186 | Synthetic battery | battery | 0 | 4.2118 | 20 | 15.4316 | 0.77158 | 8.8818e-16
187 | Synthetic pumped | pumped | 0 | 12 | 32.0532 | 18.7198 | 0.39 | 0
187 | Synthetic battery | battery | 0 | 10 | 15.4316 | 4.5851 | 0.22926 | 0
188 | Synthetic pumped | pumped | 0 | 12 | 18.7198 | 5.3865 | 0.11222 | 0
188 | Synthetic battery | battery | 0 | 4.2273 | 4.5851 | 0 | 0 | 0
189 | Synthetic pumped | pumped | 0 | 4.8479 | 5.3865 | 0 | 0 | 0
189 | Synthetic battery | battery | 0 | 0 | 0 | 0 | 0 | 0
190 | Synthetic pumped | pumped | 0 | 0 | 0 | 0 | 0 | 0
190 | Synthetic battery | battery | 0 | 0 | 0 | 0 | 0 | 0
191 | Synthetic pumped | pumped | 0 | 0 | 0 | 0 | 0 | 0
191 | Synthetic battery | battery | 0 | 0 | 0 | 0 | 0 | 0
192 | Synthetic pumped | pumped | 0 | 0 | 0 | 0 | 0 | 0
192 | Synthetic battery | battery | 0 | 0 | 0 | 0 | 0 | 0
193 | Synthetic pumped | pumped | 0 | 0 | 0 | 0 | 0 | 0
193 | Synthetic battery | battery | 0 | 0 | 0 | 0 | 0 | 0
194 | Synthetic pumped | pumped | 0 | 0 | 0 | 0 | 0 | 0
194 | Synthetic battery | battery | 0 | 0 | 0 | 0 | 0 | 0
195 | Synthetic pumped | pumped | 0 | 0 | 0 | 0 | 0 | 0
195 | Synthetic battery | battery | 0 | 0 | 0 | 0 | 0 | 0
196 | Synthetic pumped | pumped | 0 | 0 | 0 | 0 | 0 | 0
196 | Synthetic battery | battery | 0 | 0 | 0 | 0 | 0 | 0
197 | Synthetic pumped | pumped | 0 | 0 | 0 | 0 | 0 | 0
197 | Synthetic battery | battery | 0 | 0 | 0 | 0 | 0 | 0
198 | Synthetic pumped | pumped | 0 | 0 | 0 | 0 | 0 | 0
198 | Synthetic battery | battery | 0 | 0 | 0 | 0 | 0 | 0
199 | Synthetic pumped | pumped | 0 | 0 | 0 | 0 | 0 | 0
199 | Synthetic battery | battery | 0 | 0 | 0 | 0 | 0 | 0
200 | Synthetic pumped | pumped | 0 | 0 | 0 | 0 | 0 | 0
200 | Synthetic battery | battery | 0 | 0 | 0 | 0 | 0 | 0
201 | Synthetic pumped | pumped | 7.5351 | 0 | 0 | 6.7816 | 0.14128 | 0
201 | Synthetic battery | battery | 0 | 0 | 0 | 0 | 0 | 0
202 | Synthetic pumped | pumped | 12 | 0 | 6.7816 | 17.5816 | 0.36628 | 0
202 | Synthetic battery | battery | 3.6843 | 0 | 0 | 3.3968 | 0.16984 | 0
203 | Synthetic pumped | pumped | 12 | 0 | 17.5816 | 28.3816 | 0.59128 | 0
203 | Synthetic battery | battery | 10 | 0 | 3.3968 | 12.6163 | 0.63082 | 0
204 | Synthetic pumped | pumped | 12 | 0 | 28.3816 | 39.1816 | 0.81628 | 0
204 | Synthetic battery | battery | 8.0087 | 0 | 12.6163 | 20 | 1 | 0
205 | Synthetic pumped | pumped | 9.7983 | 0 | 39.1816 | 48 | 1 | 0
205 | Synthetic battery | battery | 0 | 0 | 20 | 20 | 1 | 0
206 | Synthetic pumped | pumped | 0 | 0 | 48 | 48 | 1 | 0
206 | Synthetic battery | battery | 0 | 0 | 20 | 20 | 1 | 0
207 | Synthetic pumped | pumped | 0 | 0 | 48 | 48 | 1 | 0
207 | Synthetic battery | battery | 0 | 0 | 20 | 20 | 1 | 0
208 | Synthetic pumped | pumped | 0 | 0 | 48 | 48 | 1 | 0
208 | Synthetic battery | battery | 0 | 0 | 20 | 20 | 1 | 0
209 | Synthetic pumped | pumped | 0 | 2.6442 | 48 | 45.062 | 0.93879 | -2.2204e-15
209 | Synthetic battery | battery | 0 | 0 | 20 | 20 | 1 | 0
210 | Synthetic pumped | pumped | 0 | 12 | 45.062 | 31.7287 | 0.66101 | 0
210 | Synthetic battery | battery | 0 | 8.8747 | 20 | 10.3741 | 0.5187 | 0
211 | Synthetic pumped | pumped | 0 | 12 | 31.7287 | 18.3953 | 0.38324 | 0
211 | Synthetic battery | battery | 0 | 9.5644 | 10.3741 | 0 | 0 | 0
212 | Synthetic pumped | pumped | 0 | 12 | 18.3953 | 5.062 | 0.10546 | 0
212 | Synthetic battery | battery | 0 | 0 | 0 | 0 | 0 | 0
213 | Synthetic pumped | pumped | 0 | 4.5558 | 5.062 | 0 | 0 | 0
213 | Synthetic battery | battery | 0 | 0 | 0 | 0 | 0 | 0
214 | Synthetic pumped | pumped | 0 | 0 | 0 | 0 | 0 | 0
214 | Synthetic battery | battery | 0 | 0 | 0 | 0 | 0 | 0
215 | Synthetic pumped | pumped | 0 | 0 | 0 | 0 | 0 | 0
215 | Synthetic battery | battery | 0 | 0 | 0 | 0 | 0 | 0
216 | Synthetic pumped | pumped | 0 | 0 | 0 | 0 | 0 | 0
216 | Synthetic battery | battery | 0 | 0 | 0 | 0 | 0 | 0
217 | Synthetic pumped | pumped | 0 | 0 | 0 | 0 | 0 | 0
217 | Synthetic battery | battery | 0 | 0 | 0 | 0 | 0 | 0
218 | Synthetic pumped | pumped | 0 | 0 | 0 | 0 | 0 | 0
218 | Synthetic battery | battery | 0 | 0 | 0 | 0 | 0 | 0
219 | Synthetic pumped | pumped | 0 | 0 | 0 | 0 | 0 | 0
219 | Synthetic battery | battery | 0 | 0 | 0 | 0 | 0 | 0
220 | Synthetic pumped | pumped | 0 | 0 | 0 | 0 | 0 | 0
220 | Synthetic battery | battery | 0 | 0 | 0 | 0 | 0 | 0
221 | Synthetic pumped | pumped | 0 | 0 | 0 | 0 | 0 | 0
221 | Synthetic battery | battery | 0 | 0 | 0 | 0 | 0 | 0
222 | Synthetic pumped | pumped | 0 | 0 | 0 | 0 | 0 | 0
222 | Synthetic battery | battery | 0 | 0 | 0 | 0 | 0 | 0
223 | Synthetic pumped | pumped | 0 | 0 | 0 | 0 | 0 | 0
223 | Synthetic battery | battery | 0 | 0 | 0 | 0 | 0 | 0
224 | Synthetic pumped | pumped | 3.8756 | 0 | 0 | 3.4881 | 0.072668 | 0
224 | Synthetic battery | battery | 0 | 0 | 0 | 0 | 0 | 0
225 | Synthetic pumped | pumped | 12 | 0 | 3.4881 | 14.2881 | 0.29767 | 0
225 | Synthetic battery | battery | 1.1627 | 0 | 0 | 1.0719 | 0.053597 | 0
226 | Synthetic pumped | pumped | 12 | 0 | 14.2881 | 25.0881 | 0.52267 | 0
226 | Synthetic battery | battery | 8.4956 | 0 | 1.0719 | 8.9045 | 0.44523 | 0
227 | Synthetic pumped | pumped | 12 | 0 | 25.0881 | 35.8881 | 0.74767 | 0
227 | Synthetic battery | battery | 10 | 0 | 8.9045 | 18.1241 | 0.9062 | 0
228 | Synthetic pumped | pumped | 12 | 0 | 35.8881 | 46.6881 | 0.97267 | -3.5527e-15
228 | Synthetic battery | battery | 2.0347 | 0 | 18.1241 | 20 | 1 | -2.2204e-16
229 | Synthetic pumped | pumped | 1.4577 | 0 | 46.6881 | 48 | 1 | 0
229 | Synthetic battery | battery | 0 | 0 | 20 | 20 | 1 | 0
230 | Synthetic pumped | pumped | 0 | 0 | 48 | 48 | 1 | 0
230 | Synthetic battery | battery | 0 | 0 | 20 | 20 | 1 | 0
231 | Synthetic pumped | pumped | 0 | 0 | 48 | 48 | 1 | 0
231 | Synthetic battery | battery | 0 | 0 | 20 | 20 | 1 | 0
232 | Synthetic pumped | pumped | 0 | 0 | 48 | 48 | 1 | 0
232 | Synthetic battery | battery | 0 | 0 | 20 | 20 | 1 | 0
233 | Synthetic pumped | pumped | 0 | 5.2769 | 48 | 42.1367 | 0.87785 | -2.6645e-15
233 | Synthetic battery | battery | 0 | 0 | 20 | 20 | 1 | 0
234 | Synthetic pumped | pumped | 0 | 12 | 42.1367 | 28.8034 | 0.60007 | 0
234 | Synthetic battery | battery | 0 | 10 | 20 | 9.1535 | 0.45767 | 0
235 | Synthetic pumped | pumped | 0 | 12 | 28.8034 | 15.4701 | 0.32229 | 0
235 | Synthetic battery | battery | 0 | 8.4391 | 9.1535 | 0 | 0 | 0
236 | Synthetic pumped | pumped | 0 | 12 | 15.4701 | 2.1367 | 0.044515 | 0
236 | Synthetic battery | battery | 0 | 0 | 0 | 0 | 0 | 0
237 | Synthetic pumped | pumped | 0 | 1.9231 | 2.1367 | 0 | 0 | 0
237 | Synthetic battery | battery | 0 | 0 | 0 | 0 | 0 | 0
238 | Synthetic pumped | pumped | 0 | 0 | 0 | 0 | 0 | 0
238 | Synthetic battery | battery | 0 | 0 | 0 | 0 | 0 | 0
239 | Synthetic pumped | pumped | 0 | 0 | 0 | 0 | 0 | 0
239 | Synthetic battery | battery | 0 | 0 | 0 | 0 | 0 | 0
240 | Synthetic pumped | pumped | 0 | 0 | 0 | 0 | 0 | 0
240 | Synthetic battery | battery | 0 | 0 | 0 | 0 | 0 | 0
241 | Synthetic pumped | pumped | 0 | 0 | 0 | 0 | 0 | 0
241 | Synthetic battery | battery | 0 | 0 | 0 | 0 | 0 | 0
242 | Synthetic pumped | pumped | 0 | 0 | 0 | 0 | 0 | 0
242 | Synthetic battery | battery | 0 | 0 | 0 | 0 | 0 | 0
243 | Synthetic pumped | pumped | 0 | 0 | 0 | 0 | 0 | 0
243 | Synthetic battery | battery | 0 | 0 | 0 | 0 | 0 | 0
244 | Synthetic pumped | pumped | 0 | 0 | 0 | 0 | 0 | 0
244 | Synthetic battery | battery | 0 | 0 | 0 | 0 | 0 | 0
245 | Synthetic pumped | pumped | 0 | 0 | 0 | 0 | 0 | 0
245 | Synthetic battery | battery | 0 | 0 | 0 | 0 | 0 | 0
246 | Synthetic pumped | pumped | 0 | 0 | 0 | 0 | 0 | 0
246 | Synthetic battery | battery | 0 | 0 | 0 | 0 | 0 | 0
247 | Synthetic pumped | pumped | 0 | 0 | 0 | 0 | 0 | 0
247 | Synthetic battery | battery | 0 | 0 | 0 | 0 | 0 | 0
248 | Synthetic pumped | pumped | 3.7981 | 0 | 0 | 3.4183 | 0.071214 | 0
248 | Synthetic battery | battery | 0 | 0 | 0 | 0 | 0 | 0
249 | Synthetic pumped | pumped | 12 | 0 | 3.4183 | 14.2183 | 0.29621 | 0
249 | Synthetic battery | battery | 2.3667 | 0 | 0 | 2.182 | 0.1091 | 0
250 | Synthetic pumped | pumped | 12 | 0 | 14.2183 | 25.0183 | 0.52121 | -1.7764e-15
250 | Synthetic battery | battery | 3.4215 | 0 | 2.182 | 5.3365 | 0.26682 | 4.4409e-16
251 | Synthetic pumped | pumped | 12 | 0 | 25.0183 | 35.8183 | 0.74621 | 3.5527e-15
251 | Synthetic battery | battery | 8.6208 | 0 | 5.3365 | 13.2845 | 0.66423 | -8.8818e-16
252 | Synthetic pumped | pumped | 12 | 0 | 35.8183 | 46.6183 | 0.97121 | -3.5527e-15
252 | Synthetic battery | battery | 7.284 | 0 | 13.2845 | 20 | 1 | 0
253 | Synthetic pumped | pumped | 1.5353 | 0 | 46.6183 | 48 | 1 | 0
253 | Synthetic battery | battery | 0 | 0 | 20 | 20 | 1 | 0
254 | Synthetic pumped | pumped | 0 | 0 | 48 | 48 | 1 | 0
254 | Synthetic battery | battery | 0 | 0 | 20 | 20 | 1 | 0
255 | Synthetic pumped | pumped | 0 | 0 | 48 | 48 | 1 | 0
255 | Synthetic battery | battery | 0 | 0 | 20 | 20 | 1 | 0
256 | Synthetic pumped | pumped | 0 | 0 | 48 | 48 | 1 | 0
256 | Synthetic battery | battery | 0 | 0 | 20 | 20 | 1 | 0
257 | Synthetic pumped | pumped | 0 | 5.3884 | 48 | 42.0129 | 0.87527 | 2.6645e-15
257 | Synthetic battery | battery | 0 | 0 | 20 | 20 | 1 | 0
258 | Synthetic pumped | pumped | 0 | 12 | 42.0129 | 28.6795 | 0.59749 | 0
258 | Synthetic battery | battery | 0 | 10 | 20 | 9.1535 | 0.45767 | 0
259 | Synthetic pumped | pumped | 0 | 12 | 28.6795 | 15.3462 | 0.31971 | 0
259 | Synthetic battery | battery | 0 | 8.4391 | 9.1535 | 0 | 0 | 0
260 | Synthetic pumped | pumped | 0 | 12 | 15.3462 | 2.0129 | 0.041934 | 0
260 | Synthetic battery | battery | 0 | 0 | 0 | 0 | 0 | 0
261 | Synthetic pumped | pumped | 0 | 1.8116 | 2.0129 | 0 | 0 | 0
261 | Synthetic battery | battery | 0 | 0 | 0 | 0 | 0 | 0
262 | Synthetic pumped | pumped | 0 | 0 | 0 | 0 | 0 | 0
262 | Synthetic battery | battery | 0 | 0 | 0 | 0 | 0 | 0
263 | Synthetic pumped | pumped | 0 | 0 | 0 | 0 | 0 | 0
263 | Synthetic battery | battery | 0 | 0 | 0 | 0 | 0 | 0
264 | Synthetic pumped | pumped | 0 | 0 | 0 | 0 | 0 | 0
264 | Synthetic battery | battery | 0 | 0 | 0 | 0 | 0 | 0
265 | Synthetic pumped | pumped | 0 | 0 | 0 | 0 | 0 | 0
265 | Synthetic battery | battery | 0 | 0 | 0 | 0 | 0 | 0
266 | Synthetic pumped | pumped | 0 | 0 | 0 | 0 | 0 | 0
266 | Synthetic battery | battery | 0 | 0 | 0 | 0 | 0 | 0
267 | Synthetic pumped | pumped | 0 | 0 | 0 | 0 | 0 | 0
267 | Synthetic battery | battery | 0 | 0 | 0 | 0 | 0 | 0
268 | Synthetic pumped | pumped | 0 | 0 | 0 | 0 | 0 | 0
268 | Synthetic battery | battery | 0 | 0 | 0 | 0 | 0 | 0
269 | Synthetic pumped | pumped | 0 | 0 | 0 | 0 | 0 | 0
269 | Synthetic battery | battery | 0 | 0 | 0 | 0 | 0 | 0
270 | Synthetic pumped | pumped | 0 | 0 | 0 | 0 | 0 | 0
270 | Synthetic battery | battery | 0 | 0 | 0 | 0 | 0 | 0
271 | Synthetic pumped | pumped | 0 | 0 | 0 | 0 | 0 | 0
271 | Synthetic battery | battery | 0 | 0 | 0 | 0 | 0 | 0
272 | Synthetic pumped | pumped | 9.4052 | 0 | 0 | 8.4647 | 0.17635 | 0
272 | Synthetic battery | battery | 0 | 0 | 0 | 0 | 0 | 0
273 | Synthetic pumped | pumped | 12 | 0 | 8.4647 | 19.2647 | 0.40135 | 0
273 | Synthetic battery | battery | 4.5191 | 0 | 0 | 4.1664 | 0.20832 | 0
274 | Synthetic pumped | pumped | 12 | 0 | 19.2647 | 30.0647 | 0.62635 | 0
274 | Synthetic battery | battery | 10 | 0 | 4.1664 | 13.386 | 0.6693 | 0
275 | Synthetic pumped | pumped | 12 | 0 | 30.0647 | 40.8647 | 0.85135 | -3.5527e-15
275 | Synthetic battery | battery | 7.1739 | 0 | 13.386 | 20 | 1 | 0
276 | Synthetic pumped | pumped | 7.9281 | 0 | 40.8647 | 48 | 1 | 0
276 | Synthetic battery | battery | 0 | 0 | 20 | 20 | 1 | 0
277 | Synthetic pumped | pumped | 0 | 0 | 48 | 48 | 1 | 0
277 | Synthetic battery | battery | 0 | 0 | 20 | 20 | 1 | 0
278 | Synthetic pumped | pumped | 0 | 0 | 48 | 48 | 1 | 0
278 | Synthetic battery | battery | 0 | 0 | 20 | 20 | 1 | 0
279 | Synthetic pumped | pumped | 0 | 0 | 48 | 48 | 1 | 0
279 | Synthetic battery | battery | 0 | 0 | 20 | 20 | 1 | 0
280 | Synthetic pumped | pumped | 0 | 0 | 48 | 48 | 1 | 0
280 | Synthetic battery | battery | 0 | 0 | 20 | 20 | 1 | 0
281 | Synthetic pumped | pumped | 0 | 2.5017 | 48 | 45.2203 | 0.94209 | 1.3323e-15
281 | Synthetic battery | battery | 0 | 0 | 20 | 20 | 1 | 0
282 | Synthetic pumped | pumped | 0 | 12 | 45.2203 | 31.887 | 0.66431 | 0
282 | Synthetic battery | battery | 0 | 10 | 20 | 9.1535 | 0.45767 | 0
283 | Synthetic pumped | pumped | 0 | 12 | 31.887 | 18.5537 | 0.38653 | 0
283 | Synthetic battery | battery | 0 | 8.4391 | 9.1535 | 0 | 0 | 0
284 | Synthetic pumped | pumped | 0 | 12 | 18.5537 | 5.2203 | 0.10876 | 0
284 | Synthetic battery | battery | 0 | 0 | 0 | 0 | 0 | 0
285 | Synthetic pumped | pumped | 0 | 4.6983 | 5.2203 | 0 | 0 | 0
285 | Synthetic battery | battery | 0 | 0 | 0 | 0 | 0 | 0
286 | Synthetic pumped | pumped | 0 | 0 | 0 | 0 | 0 | 0
286 | Synthetic battery | battery | 0 | 0 | 0 | 0 | 0 | 0
287 | Synthetic pumped | pumped | 0 | 0 | 0 | 0 | 0 | 0
287 | Synthetic battery | battery | 0 | 0 | 0 | 0 | 0 | 0
288 | Synthetic pumped | pumped | 0 | 0 | 0 | 0 | 0 | 0
288 | Synthetic battery | battery | 0 | 0 | 0 | 0 | 0 | 0
289 | Synthetic pumped | pumped | 0 | 0 | 0 | 0 | 0 | 0
289 | Synthetic battery | battery | 0 | 0 | 0 | 0 | 0 | 0
290 | Synthetic pumped | pumped | 0 | 0 | 0 | 0 | 0 | 0
290 | Synthetic battery | battery | 0 | 0 | 0 | 0 | 0 | 0
291 | Synthetic pumped | pumped | 0 | 0 | 0 | 0 | 0 | 0
291 | Synthetic battery | battery | 0 | 0 | 0 | 0 | 0 | 0
292 | Synthetic pumped | pumped | 0 | 0 | 0 | 0 | 0 | 0
292 | Synthetic battery | battery | 0 | 0 | 0 | 0 | 0 | 0
293 | Synthetic pumped | pumped | 0 | 0 | 0 | 0 | 0 | 0
293 | Synthetic battery | battery | 0 | 0 | 0 | 0 | 0 | 0
294 | Synthetic pumped | pumped | 0 | 0 | 0 | 0 | 0 | 0
294 | Synthetic battery | battery | 0 | 0 | 0 | 0 | 0 | 0
295 | Synthetic pumped | pumped | 0 | 0 | 0 | 0 | 0 | 0
295 | Synthetic battery | battery | 0 | 0 | 0 | 0 | 0 | 0
296 | Synthetic pumped | pumped | 4.2345 | 0 | 0 | 3.811 | 0.079397 | 0
296 | Synthetic battery | battery | 0 | 0 | 0 | 0 | 0 | 0
297 | Synthetic pumped | pumped | 12 | 0 | 3.811 | 14.611 | 0.3044 | 0
297 | Synthetic battery | battery | 7.3709 | 0 | 0 | 6.7957 | 0.33978 | 0
298 | Synthetic pumped | pumped | 12 | 0 | 14.611 | 25.411 | 0.5294 | 0
298 | Synthetic battery | battery | 10 | 0 | 6.7957 | 16.0152 | 0.80076 | -1.7764e-15
299 | Synthetic pumped | pumped | 12 | 0 | 25.411 | 36.211 | 0.7544 | 3.5527e-15
299 | Synthetic battery | battery | 4.3221 | 0 | 16.0152 | 20 | 1 | -4.4409e-16
300 | Synthetic pumped | pumped | 12 | 0 | 36.211 | 47.011 | 0.9794 | -3.5527e-15
300 | Synthetic battery | battery | 0 | 0 | 20 | 20 | 1 | 0
301 | Synthetic pumped | pumped | 1.0988 | 0 | 47.011 | 48 | 1 | 0
301 | Synthetic battery | battery | 0 | 0 | 20 | 20 | 1 | 0
302 | Synthetic pumped | pumped | 0 | 0 | 48 | 48 | 1 | 0
302 | Synthetic battery | battery | 0 | 0 | 20 | 20 | 1 | 0
303 | Synthetic pumped | pumped | 0 | 0 | 48 | 48 | 1 | 0
303 | Synthetic battery | battery | 0 | 0 | 20 | 20 | 1 | 0
304 | Synthetic pumped | pumped | 0 | 0 | 48 | 48 | 1 | 0
304 | Synthetic battery | battery | 0 | 0 | 20 | 20 | 1 | 0
305 | Synthetic pumped | pumped | 0 | 1.7438 | 48 | 46.0625 | 0.95964 | 3.1086e-15
305 | Synthetic battery | battery | 0 | 0 | 20 | 20 | 1 | 0
306 | Synthetic pumped | pumped | 0 | 12 | 46.0625 | 32.7292 | 0.68186 | 3.5527e-15
306 | Synthetic battery | battery | 0 | 6.5074 | 20 | 12.9418 | 0.64709 | 0
307 | Synthetic pumped | pumped | 0 | 12 | 32.7292 | 19.3958 | 0.40408 | 0
307 | Synthetic battery | battery | 0 | 10 | 12.9418 | 2.0953 | 0.10476 | 0
308 | Synthetic pumped | pumped | 0 | 12 | 19.3958 | 6.0625 | 0.1263 | 0
308 | Synthetic battery | battery | 0 | 1.9317 | 2.0953 | 0 | 0 | 0
309 | Synthetic pumped | pumped | 0 | 5.4562 | 6.0625 | 0 | 0 | 0
309 | Synthetic battery | battery | 0 | 0 | 0 | 0 | 0 | 0
310 | Synthetic pumped | pumped | 0 | 0 | 0 | 0 | 0 | 0
310 | Synthetic battery | battery | 0 | 0 | 0 | 0 | 0 | 0
311 | Synthetic pumped | pumped | 0 | 0 | 0 | 0 | 0 | 0
311 | Synthetic battery | battery | 0 | 0 | 0 | 0 | 0 | 0
312 | Synthetic pumped | pumped | 0 | 0 | 0 | 0 | 0 | 0
312 | Synthetic battery | battery | 0 | 0 | 0 | 0 | 0 | 0
313 | Synthetic pumped | pumped | 0 | 0 | 0 | 0 | 0 | 0
313 | Synthetic battery | battery | 0 | 0 | 0 | 0 | 0 | 0
314 | Synthetic pumped | pumped | 0 | 0 | 0 | 0 | 0 | 0
314 | Synthetic battery | battery | 0 | 0 | 0 | 0 | 0 | 0
315 | Synthetic pumped | pumped | 0 | 0 | 0 | 0 | 0 | 0
315 | Synthetic battery | battery | 0 | 0 | 0 | 0 | 0 | 0
316 | Synthetic pumped | pumped | 0 | 0 | 0 | 0 | 0 | 0
316 | Synthetic battery | battery | 0 | 0 | 0 | 0 | 0 | 0
317 | Synthetic pumped | pumped | 0 | 0 | 0 | 0 | 0 | 0
317 | Synthetic battery | battery | 0 | 0 | 0 | 0 | 0 | 0
318 | Synthetic pumped | pumped | 0 | 0 | 0 | 0 | 0 | 0
318 | Synthetic battery | battery | 0 | 0 | 0 | 0 | 0 | 0
319 | Synthetic pumped | pumped | 0 | 0 | 0 | 0 | 0 | 0
319 | Synthetic battery | battery | 0 | 0 | 0 | 0 | 0 | 0
320 | Synthetic pumped | pumped | 0.60462 | 0 | 0 | 0.54415 | 0.011337 | 0
320 | Synthetic battery | battery | 0 | 0 | 0 | 0 | 0 | 0
321 | Synthetic pumped | pumped | 10.8248 | 0 | 0.54415 | 10.2865 | 0.2143 | 0
321 | Synthetic battery | battery | 0 | 0 | 0 | 0 | 0 | 0
322 | Synthetic pumped | pumped | 12 | 0 | 10.2865 | 21.0865 | 0.4393 | 1.7764e-15
322 | Synthetic battery | battery | 6.6096 | 0 | 0 | 6.0938 | 0.30469 | 0
323 | Synthetic pumped | pumped | 12 | 0 | 21.0865 | 31.8865 | 0.6643 | 0
323 | Synthetic battery | battery | 10 | 0 | 6.0938 | 15.3133 | 0.76567 | 0
324 | Synthetic pumped | pumped | 12 | 0 | 31.8865 | 42.6865 | 0.8893 | 0
324 | Synthetic battery | battery | 5.0834 | 0 | 15.3133 | 20 | 1 | 0
325 | Synthetic pumped | pumped | 5.9039 | 0 | 42.6865 | 48 | 1 | 0
325 | Synthetic battery | battery | 0 | 0 | 20 | 20 | 1 | 0
326 | Synthetic pumped | pumped | 0 | 0 | 48 | 48 | 1 | 0
326 | Synthetic battery | battery | 0 | 0 | 20 | 20 | 1 | 0
327 | Synthetic pumped | pumped | 0 | 0 | 48 | 48 | 1 | 0
327 | Synthetic battery | battery | 0 | 0 | 20 | 20 | 1 | 0
328 | Synthetic pumped | pumped | 0 | 0 | 48 | 48 | 1 | 0
328 | Synthetic battery | battery | 0 | 0 | 20 | 20 | 1 | 0
329 | Synthetic pumped | pumped | 0 | 8.1081 | 48 | 38.991 | 0.81231 | -1.7764e-15
329 | Synthetic battery | battery | 0 | 0 | 20 | 20 | 1 | 0
330 | Synthetic pumped | pumped | 0 | 12 | 38.991 | 25.6577 | 0.53454 | 0
330 | Synthetic battery | battery | 0 | 10 | 20 | 9.1535 | 0.45767 | 0
331 | Synthetic pumped | pumped | 0 | 12 | 25.6577 | 12.3244 | 0.25676 | 0
331 | Synthetic battery | battery | 0 | 8.4391 | 9.1535 | 0 | 0 | 0
332 | Synthetic pumped | pumped | 0 | 11.0919 | 12.3244 | 0 | 0 | 0
332 | Synthetic battery | battery | 0 | 0 | 0 | 0 | 0 | 0
333 | Synthetic pumped | pumped | 0 | 0 | 0 | 0 | 0 | 0
333 | Synthetic battery | battery | 0 | 0 | 0 | 0 | 0 | 0
334 | Synthetic pumped | pumped | 0 | 0 | 0 | 0 | 0 | 0
334 | Synthetic battery | battery | 0 | 0 | 0 | 0 | 0 | 0
335 | Synthetic pumped | pumped | 0 | 0 | 0 | 0 | 0 | 0
335 | Synthetic battery | battery | 0 | 0 | 0 | 0 | 0 | 0
336 | Synthetic pumped | pumped | 0 | 0 | 0 | 0 | 0 | 0
336 | Synthetic battery | battery | 0 | 0 | 0 | 0 | 0 | 0
337 | Synthetic pumped | pumped | 0 | 0 | 0 | 0 | 0 | 0
337 | Synthetic battery | battery | 0 | 0 | 0 | 0 | 0 | 0
338 | Synthetic pumped | pumped | 0 | 0 | 0 | 0 | 0 | 0
338 | Synthetic battery | battery | 0 | 0 | 0 | 0 | 0 | 0
339 | Synthetic pumped | pumped | 0 | 0 | 0 | 0 | 0 | 0
339 | Synthetic battery | battery | 0 | 0 | 0 | 0 | 0 | 0
340 | Synthetic pumped | pumped | 0 | 0 | 0 | 0 | 0 | 0
340 | Synthetic battery | battery | 0 | 0 | 0 | 0 | 0 | 0
341 | Synthetic pumped | pumped | 0 | 0 | 0 | 0 | 0 | 0
341 | Synthetic battery | battery | 0 | 0 | 0 | 0 | 0 | 0
342 | Synthetic pumped | pumped | 0 | 0 | 0 | 0 | 0 | 0
342 | Synthetic battery | battery | 0 | 0 | 0 | 0 | 0 | 0
343 | Synthetic pumped | pumped | 0 | 0 | 0 | 0 | 0 | 0
343 | Synthetic battery | battery | 0 | 0 | 0 | 0 | 0 | 0
344 | Synthetic pumped | pumped | 6.3771 | 0 | 0 | 5.7394 | 0.11957 | 0
344 | Synthetic battery | battery | 0 | 0 | 0 | 0 | 0 | 0
345 | Synthetic pumped | pumped | 12 | 0 | 5.7394 | 16.5394 | 0.34457 | 0
345 | Synthetic battery | battery | 4.428 | 0 | 0 | 4.0824 | 0.20412 | 0
346 | Synthetic pumped | pumped | 12 | 0 | 16.5394 | 27.3394 | 0.56957 | 0
346 | Synthetic battery | battery | 10 | 0 | 4.0824 | 13.3019 | 0.6651 | 0
347 | Synthetic pumped | pumped | 12 | 0 | 27.3394 | 38.1394 | 0.79457 | -3.5527e-15
347 | Synthetic battery | battery | 7.2651 | 0 | 13.3019 | 20 | 1 | 0
348 | Synthetic pumped | pumped | 10.9562 | 0 | 38.1394 | 48 | 1 | 0
348 | Synthetic battery | battery | 0 | 0 | 20 | 20 | 1 | 0
349 | Synthetic pumped | pumped | 0 | 0 | 48 | 48 | 1 | 0
349 | Synthetic battery | battery | 0 | 0 | 20 | 20 | 1 | 0
350 | Synthetic pumped | pumped | 0 | 0 | 48 | 48 | 1 | 0
350 | Synthetic battery | battery | 0 | 0 | 20 | 20 | 1 | 0
351 | Synthetic pumped | pumped | 0 | 0 | 48 | 48 | 1 | 0
351 | Synthetic battery | battery | 0 | 0 | 20 | 20 | 1 | 0
352 | Synthetic pumped | pumped | 0 | 0 | 48 | 48 | 1 | 0
352 | Synthetic battery | battery | 0 | 0 | 20 | 20 | 1 | 0
353 | Synthetic pumped | pumped | 0 | 1.4791 | 48 | 46.3565 | 0.96576 | -2.4425e-15
353 | Synthetic battery | battery | 0 | 0 | 20 | 20 | 1 | 0
354 | Synthetic pumped | pumped | 0 | 12 | 46.3565 | 33.0232 | 0.68798 | -3.5527e-15
354 | Synthetic battery | battery | 0 | 1.4292 | 20 | 18.4499 | 0.92249 | 1.5543e-15
355 | Synthetic pumped | pumped | 0 | 12 | 33.0232 | 19.6898 | 0.4102 | 0
355 | Synthetic battery | battery | 0 | 7.1814 | 18.4499 | 10.6605 | 0.53303 | 8.8818e-16
356 | Synthetic pumped | pumped | 0 | 12 | 19.6898 | 6.3565 | 0.13243 | 0
356 | Synthetic battery | battery | 0 | 9.8285 | 10.6605 | -1.7764e-15 | -8.8818e-17 | 0
357 | Synthetic pumped | pumped | 0 | 5.7209 | 6.3565 | 0 | 0 | 0
357 | Synthetic battery | battery | 0 | -1.6377e-15 | -1.7764e-15 | 0 | 0 | 0
358 | Synthetic pumped | pumped | 0 | 0 | 0 | 0 | 0 | 0
358 | Synthetic battery | battery | 0 | 0 | 0 | 0 | 0 | 0
359 | Synthetic pumped | pumped | 0 | 0 | 0 | 0 | 0 | 0
359 | Synthetic battery | battery | 0 | 0 | 0 | 0 | 0 | 0
360 | Synthetic pumped | pumped | 0 | 0 | 0 | 0 | 0 | 0
360 | Synthetic battery | battery | 0 | 0 | 0 | 0 | 0 | 0
361 | Synthetic pumped | pumped | 0 | 0 | 0 | 0 | 0 | 0
361 | Synthetic battery | battery | 0 | 0 | 0 | 0 | 0 | 0
362 | Synthetic pumped | pumped | 0 | 0 | 0 | 0 | 0 | 0
362 | Synthetic battery | battery | 0 | 0 | 0 | 0 | 0 | 0
363 | Synthetic pumped | pumped | 0 | 0 | 0 | 0 | 0 | 0
363 | Synthetic battery | battery | 0 | 0 | 0 | 0 | 0 | 0
364 | Synthetic pumped | pumped | 0 | 0 | 0 | 0 | 0 | 0
364 | Synthetic battery | battery | 0 | 0 | 0 | 0 | 0 | 0
365 | Synthetic pumped | pumped | 0 | 0 | 0 | 0 | 0 | 0
365 | Synthetic battery | battery | 0 | 0 | 0 | 0 | 0 | 0
366 | Synthetic pumped | pumped | 0 | 0 | 0 | 0 | 0 | 0
366 | Synthetic battery | battery | 0 | 0 | 0 | 0 | 0 | 0
367 | Synthetic pumped | pumped | 0 | 0 | 0 | 0 | 0 | 0
367 | Synthetic battery | battery | 0 | 0 | 0 | 0 | 0 | 0
368 | Synthetic pumped | pumped | 0 | 0 | 0 | 0 | 0 | 0
368 | Synthetic battery | battery | 0 | 0 | 0 | 0 | 0 | 0
369 | Synthetic pumped | pumped | 9.2381 | 0 | 0 | 8.3143 | 0.17321 | 0
369 | Synthetic battery | battery | 0 | 0 | 0 | 0 | 0 | 0
370 | Synthetic pumped | pumped | 12 | 0 | 8.3143 | 19.1143 | 0.39821 | -1.7764e-15
370 | Synthetic battery | battery | 3.1553 | 0 | 0 | 2.909 | 0.14545 | 0
371 | Synthetic pumped | pumped | 12 | 0 | 19.1143 | 29.9143 | 0.62321 | 0
371 | Synthetic battery | battery | 8.7864 | 0 | 2.909 | 11.0096 | 0.55048 | 0
372 | Synthetic pumped | pumped | 12 | 0 | 29.9143 | 40.7143 | 0.84821 | 0
372 | Synthetic battery | battery | 9.7514 | 0 | 11.0096 | 20 | 1 | 0
373 | Synthetic pumped | pumped | 8.0952 | 0 | 40.7143 | 48 | 1 | -8.8818e-16
373 | Synthetic battery | battery | 0 | 0 | 20 | 20 | 1 | 0
374 | Synthetic pumped | pumped | 0 | 0 | 48 | 48 | 1 | 0
374 | Synthetic battery | battery | 0 | 0 | 20 | 20 | 1 | 0
375 | Synthetic pumped | pumped | 0 | 0 | 48 | 48 | 1 | 0
375 | Synthetic battery | battery | 0 | 0 | 20 | 20 | 1 | 0
376 | Synthetic pumped | pumped | 0 | 0 | 48 | 48 | 1 | 0
376 | Synthetic battery | battery | 0 | 0 | 20 | 20 | 1 | 0
377 | Synthetic pumped | pumped | 0 | 0.5661 | 48 | 47.371 | 0.9869 | 3.1086e-15
377 | Synthetic battery | battery | 0 | 0 | 20 | 20 | 1 | 0
378 | Synthetic pumped | pumped | 0 | 12 | 47.371 | 34.0377 | 0.70912 | 3.5527e-15
378 | Synthetic battery | battery | 0 | 10 | 20 | 9.1535 | 0.45767 | 0
379 | Synthetic pumped | pumped | 0 | 12 | 34.0377 | 20.7043 | 0.43134 | 0
379 | Synthetic battery | battery | 0 | 8.4391 | 9.1535 | 0 | 0 | 0
380 | Synthetic pumped | pumped | 0 | 12 | 20.7043 | 7.371 | 0.15356 | 0
380 | Synthetic battery | battery | 0 | 0 | 0 | 0 | 0 | 0
381 | Synthetic pumped | pumped | 0 | 6.6339 | 7.371 | 0 | 0 | 0
381 | Synthetic battery | battery | 0 | 0 | 0 | 0 | 0 | 0
382 | Synthetic pumped | pumped | 0 | 0 | 0 | 0 | 0 | 0
382 | Synthetic battery | battery | 0 | 0 | 0 | 0 | 0 | 0
383 | Synthetic pumped | pumped | 0 | 0 | 0 | 0 | 0 | 0
383 | Synthetic battery | battery | 0 | 0 | 0 | 0 | 0 | 0
384 | Synthetic pumped | pumped | 0 | 0 | 0 | 0 | 0 | 0
384 | Synthetic battery | battery | 0 | 0 | 0 | 0 | 0 | 0
385 | Synthetic pumped | pumped | 0 | 0 | 0 | 0 | 0 | 0
385 | Synthetic battery | battery | 0 | 0 | 0 | 0 | 0 | 0
386 | Synthetic pumped | pumped | 0 | 0 | 0 | 0 | 0 | 0
386 | Synthetic battery | battery | 0 | 0 | 0 | 0 | 0 | 0
387 | Synthetic pumped | pumped | 0 | 0 | 0 | 0 | 0 | 0
387 | Synthetic battery | battery | 0 | 0 | 0 | 0 | 0 | 0
388 | Synthetic pumped | pumped | 0 | 0 | 0 | 0 | 0 | 0
388 | Synthetic battery | battery | 0 | 0 | 0 | 0 | 0 | 0
389 | Synthetic pumped | pumped | 0 | 0 | 0 | 0 | 0 | 0
389 | Synthetic battery | battery | 0 | 0 | 0 | 0 | 0 | 0
390 | Synthetic pumped | pumped | 0 | 0 | 0 | 0 | 0 | 0
390 | Synthetic battery | battery | 0 | 0 | 0 | 0 | 0 | 0
391 | Synthetic pumped | pumped | 0 | 0 | 0 | 0 | 0 | 0
391 | Synthetic battery | battery | 0 | 0 | 0 | 0 | 0 | 0
392 | Synthetic pumped | pumped | 0 | 0 | 0 | 0 | 0 | 0
392 | Synthetic battery | battery | 0 | 0 | 0 | 0 | 0 | 0
393 | Synthetic pumped | pumped | 4.8247 | 0 | 0 | 4.3422 | 0.090462 | 0
393 | Synthetic battery | battery | 0 | 0 | 0 | 0 | 0 | 0
394 | Synthetic pumped | pumped | 8.7899 | 0 | 4.3422 | 12.2531 | 0.25527 | -8.8818e-16
394 | Synthetic battery | battery | 0 | 0 | 0 | 0 | 0 | 0
395 | Synthetic pumped | pumped | 11.7838 | 0 | 12.2531 | 22.8585 | 0.47622 | 1.7764e-15
395 | Synthetic battery | battery | 0 | 0 | 0 | 0 | 0 | 0
396 | Synthetic pumped | pumped | 12 | 0 | 22.8585 | 33.6585 | 0.70122 | 3.5527e-15
396 | Synthetic battery | battery | 4.8894 | 0 | 0 | 4.5078 | 0.22539 | 0
397 | Synthetic pumped | pumped | 12 | 0 | 33.6585 | 44.4585 | 0.92622 | -3.5527e-15
397 | Synthetic battery | battery | 0.56946 | 0 | 4.5078 | 5.0328 | 0.25164 | -1.1102e-16
398 | Synthetic pumped | pumped | 3.935 | 0 | 44.4585 | 48 | 1 | 0
398 | Synthetic battery | battery | 2.2827 | 0 | 5.0328 | 7.1373 | 0.35687 | 4.4409e-16
399 | Synthetic pumped | pumped | 0 | 0 | 48 | 48 | 1 | 0
399 | Synthetic battery | battery | 5.5673 | 0 | 7.1373 | 12.2701 | 0.6135 | 0
400 | Synthetic pumped | pumped | 0 | 0 | 48 | 48 | 1 | 0
400 | Synthetic battery | battery | 0 | 0 | 12.2701 | 12.2701 | 0.6135 | 0
401 | Synthetic pumped | pumped | 0 | 2.6814 | 48 | 45.0207 | 0.93793 | -1.7764e-15
401 | Synthetic battery | battery | 0 | 0 | 12.2701 | 12.2701 | 0.6135 | 0
402 | Synthetic pumped | pumped | 0 | 12 | 45.0207 | 31.6874 | 0.66015 | 0
402 | Synthetic battery | battery | 0 | 6.7611 | 12.2701 | 4.9366 | 0.24683 | 0
403 | Synthetic pumped | pumped | 0 | 12 | 31.6874 | 18.354 | 0.38238 | 0
403 | Synthetic battery | battery | 0 | 4.5513 | 4.9366 | 0 | 0 | 0
404 | Synthetic pumped | pumped | 0 | 12 | 18.354 | 5.0207 | 0.1046 | 0
404 | Synthetic battery | battery | 0 | 0 | 0 | 0 | 0 | 0
405 | Synthetic pumped | pumped | 0 | 4.5186 | 5.0207 | 0 | 0 | 0
405 | Synthetic battery | battery | 0 | 0 | 0 | 0 | 0 | 0
406 | Synthetic pumped | pumped | 0 | 0 | 0 | 0 | 0 | 0
406 | Synthetic battery | battery | 0 | 0 | 0 | 0 | 0 | 0
407 | Synthetic pumped | pumped | 0 | 0 | 0 | 0 | 0 | 0
407 | Synthetic battery | battery | 0 | 0 | 0 | 0 | 0 | 0
408 | Synthetic pumped | pumped | 0 | 0 | 0 | 0 | 0 | 0
408 | Synthetic battery | battery | 0 | 0 | 0 | 0 | 0 | 0
409 | Synthetic pumped | pumped | 0 | 0 | 0 | 0 | 0 | 0
409 | Synthetic battery | battery | 0 | 0 | 0 | 0 | 0 | 0
410 | Synthetic pumped | pumped | 0 | 0 | 0 | 0 | 0 | 0
410 | Synthetic battery | battery | 0 | 0 | 0 | 0 | 0 | 0
411 | Synthetic pumped | pumped | 0 | 0 | 0 | 0 | 0 | 0
411 | Synthetic battery | battery | 0 | 0 | 0 | 0 | 0 | 0
412 | Synthetic pumped | pumped | 0 | 0 | 0 | 0 | 0 | 0
412 | Synthetic battery | battery | 0 | 0 | 0 | 0 | 0 | 0
413 | Synthetic pumped | pumped | 0 | 0 | 0 | 0 | 0 | 0
413 | Synthetic battery | battery | 0 | 0 | 0 | 0 | 0 | 0
414 | Synthetic pumped | pumped | 0 | 0 | 0 | 0 | 0 | 0
414 | Synthetic battery | battery | 0 | 0 | 0 | 0 | 0 | 0
415 | Synthetic pumped | pumped | 0 | 0 | 0 | 0 | 0 | 0
415 | Synthetic battery | battery | 0 | 0 | 0 | 0 | 0 | 0
416 | Synthetic pumped | pumped | 0 | 0 | 0 | 0 | 0 | 0
416 | Synthetic battery | battery | 0 | 0 | 0 | 0 | 0 | 0
417 | Synthetic pumped | pumped | 0.6085 | 0 | 0 | 0.54765 | 0.011409 | 0
417 | Synthetic battery | battery | 0 | 0 | 0 | 0 | 0 | 0
418 | Synthetic pumped | pumped | 7.7764 | 0 | 0.54765 | 7.5465 | 0.15722 | 0
418 | Synthetic battery | battery | 0 | 0 | 0 | 0 | 0 | 0
419 | Synthetic pumped | pumped | 10.9455 | 0 | 7.5465 | 17.3974 | 0.36245 | -1.7764e-15
419 | Synthetic battery | battery | 0 | 0 | 0 | 0 | 0 | 0
420 | Synthetic pumped | pumped | 12 | 0 | 17.3974 | 28.1974 | 0.58745 | 0
420 | Synthetic battery | battery | 2.257 | 0 | 0 | 2.0808 | 0.10404 | 0
421 | Synthetic pumped | pumped | 9.473 | 0 | 28.1974 | 36.723 | 0.76506 | -3.5527e-15
421 | Synthetic battery | battery | 0 | 0 | 2.0808 | 2.0808 | 0.10404 | 0
422 | Synthetic pumped | pumped | 12 | 0 | 36.723 | 47.523 | 0.99006 | -3.5527e-15
422 | Synthetic battery | battery | 3.2366 | 0 | 2.0808 | 5.0648 | 0.25324 | 0
423 | Synthetic pumped | pumped | 0.52997 | 0 | 47.523 | 48 | 1 | -5.5511e-17
423 | Synthetic battery | battery | 5.1694 | 0 | 5.0648 | 9.8307 | 0.49154 | 0
424 | Synthetic pumped | pumped | 0 | 0 | 48 | 48 | 1 | 0
424 | Synthetic battery | battery | 0 | 0 | 9.8307 | 9.8307 | 0.49154 | 0
425 | Synthetic pumped | pumped | 0 | 8.2375 | 48 | 38.8473 | 0.80932 | -1.7764e-15
425 | Synthetic battery | battery | 0 | 0 | 9.8307 | 9.8307 | 0.49154 | 0
426 | Synthetic pumped | pumped | 0 | 12 | 38.8473 | 25.5139 | 0.53154 | 0
426 | Synthetic battery | battery | 0 | 9.0635 | 9.8307 | 0 | 0 | 0
427 | Synthetic pumped | pumped | 0 | 12 | 25.5139 | 12.1806 | 0.25376 | 0
427 | Synthetic battery | battery | 0 | 0 | 0 | 0 | 0 | 0
428 | Synthetic pumped | pumped | 0 | 10.9625 | 12.1806 | 0 | 0 | 0
428 | Synthetic battery | battery | 0 | 0 | 0 | 0 | 0 | 0
429 | Synthetic pumped | pumped | 0 | 0 | 0 | 0 | 0 | 0
429 | Synthetic battery | battery | 0 | 0 | 0 | 0 | 0 | 0
430 | Synthetic pumped | pumped | 0 | 0 | 0 | 0 | 0 | 0
430 | Synthetic battery | battery | 0 | 0 | 0 | 0 | 0 | 0
431 | Synthetic pumped | pumped | 0 | 0 | 0 | 0 | 0 | 0
431 | Synthetic battery | battery | 0 | 0 | 0 | 0 | 0 | 0
432 | Synthetic pumped | pumped | 0 | 0 | 0 | 0 | 0 | 0
432 | Synthetic battery | battery | 0 | 0 | 0 | 0 | 0 | 0
433 | Synthetic pumped | pumped | 0 | 0 | 0 | 0 | 0 | 0
433 | Synthetic battery | battery | 0 | 0 | 0 | 0 | 0 | 0
434 | Synthetic pumped | pumped | 0 | 0 | 0 | 0 | 0 | 0
434 | Synthetic battery | battery | 0 | 0 | 0 | 0 | 0 | 0
435 | Synthetic pumped | pumped | 0 | 0 | 0 | 0 | 0 | 0
435 | Synthetic battery | battery | 0 | 0 | 0 | 0 | 0 | 0
436 | Synthetic pumped | pumped | 0 | 0 | 0 | 0 | 0 | 0
436 | Synthetic battery | battery | 0 | 0 | 0 | 0 | 0 | 0
437 | Synthetic pumped | pumped | 0 | 0 | 0 | 0 | 0 | 0
437 | Synthetic battery | battery | 0 | 0 | 0 | 0 | 0 | 0
438 | Synthetic pumped | pumped | 0 | 0 | 0 | 0 | 0 | 0
438 | Synthetic battery | battery | 0 | 0 | 0 | 0 | 0 | 0
439 | Synthetic pumped | pumped | 0 | 0 | 0 | 0 | 0 | 0
439 | Synthetic battery | battery | 0 | 0 | 0 | 0 | 0 | 0
440 | Synthetic pumped | pumped | 3.9253 | 0 | 0 | 3.5327 | 0.073598 | 0
440 | Synthetic battery | battery | 0 | 0 | 0 | 0 | 0 | 0
441 | Synthetic pumped | pumped | 10.9727 | 0 | 3.5327 | 13.4082 | 0.27934 | 0
441 | Synthetic battery | battery | 0 | 0 | 0 | 0 | 0 | 0
442 | Synthetic pumped | pumped | 12 | 0 | 13.4082 | 24.2082 | 0.50434 | -1.7764e-15
442 | Synthetic battery | battery | 8.9456 | 0 | 0 | 8.2474 | 0.41237 | 0
443 | Synthetic pumped | pumped | 12 | 0 | 24.2082 | 35.0082 | 0.72934 | -3.5527e-15
443 | Synthetic battery | battery | 10 | 0 | 8.2474 | 17.4669 | 0.87335 | -1.7764e-15
444 | Synthetic pumped | pumped | 12 | 0 | 35.0082 | 45.8082 | 0.95434 | -3.5527e-15
444 | Synthetic battery | battery | 2.7475 | 0 | 17.4669 | 20 | 1 | 0
445 | Synthetic pumped | pumped | 2.4353 | 0 | 45.8082 | 48 | 1 | 0
445 | Synthetic battery | battery | 0 | 0 | 20 | 20 | 1 | 0
446 | Synthetic pumped | pumped | 0 | 0 | 48 | 48 | 1 | 0
446 | Synthetic battery | battery | 0 | 0 | 20 | 20 | 1 | 0
447 | Synthetic pumped | pumped | 0 | 0 | 48 | 48 | 1 | 0
447 | Synthetic battery | battery | 0 | 0 | 20 | 20 | 1 | 0
448 | Synthetic pumped | pumped | 0 | 0 | 48 | 48 | 1 | 0
448 | Synthetic battery | battery | 0 | 0 | 20 | 20 | 1 | 0
449 | Synthetic pumped | pumped | 0 | 4.518 | 48 | 42.98 | 0.89542 | 2.6645e-15
449 | Synthetic battery | battery | 0 | 0 | 20 | 20 | 1 | 0
450 | Synthetic pumped | pumped | 0 | 12 | 42.98 | 29.6467 | 0.61764 | 0
450 | Synthetic battery | battery | 0 | 10 | 20 | 9.1535 | 0.45767 | 0
451 | Synthetic pumped | pumped | 0 | 12 | 29.6467 | 16.3134 | 0.33986 | 0
451 | Synthetic battery | battery | 0 | 8.4391 | 9.1535 | 0 | 0 | 0
452 | Synthetic pumped | pumped | 0 | 12 | 16.3134 | 2.98 | 0.062084 | 0
452 | Synthetic battery | battery | 0 | 0 | 0 | 0 | 0 | 0
453 | Synthetic pumped | pumped | 0 | 2.682 | 2.98 | 0 | 0 | 0
453 | Synthetic battery | battery | 0 | 0 | 0 | 0 | 0 | 0
454 | Synthetic pumped | pumped | 0 | 0 | 0 | 0 | 0 | 0
454 | Synthetic battery | battery | 0 | 0 | 0 | 0 | 0 | 0
455 | Synthetic pumped | pumped | 0 | 0 | 0 | 0 | 0 | 0
455 | Synthetic battery | battery | 0 | 0 | 0 | 0 | 0 | 0
456 | Synthetic pumped | pumped | 0 | 0 | 0 | 0 | 0 | 0
456 | Synthetic battery | battery | 0 | 0 | 0 | 0 | 0 | 0
457 | Synthetic pumped | pumped | 0 | 0 | 0 | 0 | 0 | 0
457 | Synthetic battery | battery | 0 | 0 | 0 | 0 | 0 | 0
458 | Synthetic pumped | pumped | 0 | 0 | 0 | 0 | 0 | 0
458 | Synthetic battery | battery | 0 | 0 | 0 | 0 | 0 | 0
459 | Synthetic pumped | pumped | 0 | 0 | 0 | 0 | 0 | 0
459 | Synthetic battery | battery | 0 | 0 | 0 | 0 | 0 | 0
460 | Synthetic pumped | pumped | 0 | 0 | 0 | 0 | 0 | 0
460 | Synthetic battery | battery | 0 | 0 | 0 | 0 | 0 | 0
461 | Synthetic pumped | pumped | 0 | 0 | 0 | 0 | 0 | 0
461 | Synthetic battery | battery | 0 | 0 | 0 | 0 | 0 | 0
462 | Synthetic pumped | pumped | 0 | 0 | 0 | 0 | 0 | 0
462 | Synthetic battery | battery | 0 | 0 | 0 | 0 | 0 | 0
463 | Synthetic pumped | pumped | 0 | 0 | 0 | 0 | 0 | 0
463 | Synthetic battery | battery | 0 | 0 | 0 | 0 | 0 | 0
464 | Synthetic pumped | pumped | 8.4089 | 0 | 0 | 7.568 | 0.15767 | 0
464 | Synthetic battery | battery | 0 | 0 | 0 | 0 | 0 | 0
465 | Synthetic pumped | pumped | 12 | 0 | 7.568 | 18.368 | 0.38267 | 0
465 | Synthetic battery | battery | 2.36 | 0 | 0 | 2.1758 | 0.10879 | 0
466 | Synthetic pumped | pumped | 12 | 0 | 18.368 | 29.168 | 0.60767 | 0
466 | Synthetic battery | battery | 10 | 0 | 2.1758 | 11.3954 | 0.56977 | 0
467 | Synthetic pumped | pumped | 12 | 0 | 29.168 | 39.968 | 0.83267 | -3.5527e-15
467 | Synthetic battery | battery | 9.333 | 0 | 11.3954 | 20 | 1 | 0
468 | Synthetic pumped | pumped | 8.9244 | 0 | 39.968 | 48 | 1 | 0
468 | Synthetic battery | battery | 0 | 0 | 20 | 20 | 1 | 0
469 | Synthetic pumped | pumped | 0 | 0 | 48 | 48 | 1 | 0
469 | Synthetic battery | battery | 0 | 0 | 20 | 20 | 1 | 0
470 | Synthetic pumped | pumped | 0 | 0 | 48 | 48 | 1 | 0
470 | Synthetic battery | battery | 0 | 0 | 20 | 20 | 1 | 0
471 | Synthetic pumped | pumped | 0 | 0 | 48 | 48 | 1 | 0
471 | Synthetic battery | battery | 0 | 0 | 20 | 20 | 1 | 0
472 | Synthetic pumped | pumped | 0 | 0 | 48 | 48 | 1 | 0
472 | Synthetic battery | battery | 0 | 0 | 20 | 20 | 1 | 0
473 | Synthetic pumped | pumped | 0 | 5.3196 | 48 | 42.0893 | 0.87686 | 0
473 | Synthetic battery | battery | 0 | 0 | 20 | 20 | 1 | 0
474 | Synthetic pumped | pumped | 0 | 12 | 42.0893 | 28.7559 | 0.59908 | 0
474 | Synthetic battery | battery | 0 | 10 | 20 | 9.1535 | 0.45767 | 0
475 | Synthetic pumped | pumped | 0 | 12 | 28.7559 | 15.4226 | 0.3213 | 0
475 | Synthetic battery | battery | 0 | 8.4391 | 9.1535 | 0 | 0 | 0
476 | Synthetic pumped | pumped | 0 | 12 | 15.4226 | 2.0893 | 0.043527 | 0
476 | Synthetic battery | battery | 0 | 0 | 0 | 0 | 0 | 0
477 | Synthetic pumped | pumped | 0 | 1.8804 | 2.0893 | 0 | 0 | 0
477 | Synthetic battery | battery | 0 | 0 | 0 | 0 | 0 | 0
478 | Synthetic pumped | pumped | 0 | 0 | 0 | 0 | 0 | 0
478 | Synthetic battery | battery | 0 | 0 | 0 | 0 | 0 | 0
479 | Synthetic pumped | pumped | 0 | 0 | 0 | 0 | 0 | 0
479 | Synthetic battery | battery | 0 | 0 | 0 | 0 | 0 | 0
480 | Synthetic pumped | pumped | 0 | 0 | 0 | 0 | 0 | 0
480 | Synthetic battery | battery | 0 | 0 | 0 | 0 | 0 | 0
481 | Synthetic pumped | pumped | 0 | 0 | 0 | 0 | 0 | 0
481 | Synthetic battery | battery | 0 | 0 | 0 | 0 | 0 | 0
482 | Synthetic pumped | pumped | 0 | 0 | 0 | 0 | 0 | 0
482 | Synthetic battery | battery | 0 | 0 | 0 | 0 | 0 | 0
483 | Synthetic pumped | pumped | 0 | 0 | 0 | 0 | 0 | 0
483 | Synthetic battery | battery | 0 | 0 | 0 | 0 | 0 | 0
484 | Synthetic pumped | pumped | 0 | 0 | 0 | 0 | 0 | 0
484 | Synthetic battery | battery | 0 | 0 | 0 | 0 | 0 | 0
485 | Synthetic pumped | pumped | 0 | 0 | 0 | 0 | 0 | 0
485 | Synthetic battery | battery | 0 | 0 | 0 | 0 | 0 | 0
486 | Synthetic pumped | pumped | 0 | 0 | 0 | 0 | 0 | 0
486 | Synthetic battery | battery | 0 | 0 | 0 | 0 | 0 | 0
487 | Synthetic pumped | pumped | 0 | 0 | 0 | 0 | 0 | 0
487 | Synthetic battery | battery | 0 | 0 | 0 | 0 | 0 | 0
488 | Synthetic pumped | pumped | 9.3029 | 0 | 0 | 8.3726 | 0.17443 | 0
488 | Synthetic battery | battery | 0 | 0 | 0 | 0 | 0 | 0
489 | Synthetic pumped | pumped | 12 | 0 | 8.3726 | 19.1726 | 0.39943 | -1.7764e-15
489 | Synthetic battery | battery | 7.2503 | 0 | 0 | 6.6844 | 0.33422 | 0
490 | Synthetic pumped | pumped | 12 | 0 | 19.1726 | 29.9726 | 0.62443 | 0
490 | Synthetic battery | battery | 10 | 0 | 6.6844 | 15.9039 | 0.7952 | 0
491 | Synthetic pumped | pumped | 12 | 0 | 29.9726 | 40.7726 | 0.84943 | 0
491 | Synthetic battery | battery | 4.4428 | 0 | 15.9039 | 20 | 1 | 0
492 | Synthetic pumped | pumped | 8.0304 | 0 | 40.7726 | 48 | 1 | -8.8818e-16
492 | Synthetic battery | battery | 0 | 0 | 20 | 20 | 1 | 0
493 | Synthetic pumped | pumped | 0 | 7.1054e-15 | 48 | 48 | 1 | 7.8949e-16
493 | Synthetic battery | battery | 0 | 0 | 20 | 20 | 1 | 0
494 | Synthetic pumped | pumped | 7.8949e-15 | 0 | 48 | 48 | 1 | 0
494 | Synthetic battery | battery | 0 | 0 | 20 | 20 | 1 | 0
495 | Synthetic pumped | pumped | 0 | 7.1054e-15 | 48 | 48 | 1 | 7.8949e-16
495 | Synthetic battery | battery | 0 | 0 | 20 | 20 | 1 | 0
496 | Synthetic pumped | pumped | 7.8949e-15 | 7.1054e-15 | 48 | 48 | 1 | 7.8949e-16
496 | Synthetic battery | battery | 0 | 0 | 20 | 20 | 1 | 0
497 | Synthetic pumped | pumped | 0 | 7.688 | 48 | 39.4578 | 0.82204 | -3.5527e-15
497 | Synthetic battery | battery | 0 | 0 | 20 | 20 | 1 | 0
498 | Synthetic pumped | pumped | 0 | 12 | 39.4578 | 26.1244 | 0.54426 | 0
498 | Synthetic battery | battery | 0 | 10 | 20 | 9.1535 | 0.45767 | 0
499 | Synthetic pumped | pumped | 0 | 12 | 26.1244 | 12.7911 | 0.26648 | 0
499 | Synthetic battery | battery | 0 | 8.4391 | 9.1535 | 0 | 0 | 0
500 | Synthetic pumped | pumped | 0 | 11.512 | 12.7911 | 0 | 0 | 0
500 | Synthetic battery | battery | 0 | 0 | 0 | 0 | 0 | 0
501 | Synthetic pumped | pumped | 0 | 0 | 0 | 0 | 0 | 0
501 | Synthetic battery | battery | 0 | 0 | 0 | 0 | 0 | 0
502 | Synthetic pumped | pumped | 0 | 0 | 0 | 0 | 0 | 0
502 | Synthetic battery | battery | 0 | 0 | 0 | 0 | 0 | 0
503 | Synthetic pumped | pumped | 0 | 0 | 0 | 0 | 0 | 0
503 | Synthetic battery | battery | 0 | 0 | 0 | 0 | 0 | 0
504 | Synthetic pumped | pumped | 0 | 0 | 0 | 0 | 0 | 0
504 | Synthetic battery | battery | 0 | 0 | 0 | 0 | 0 | 0
505 | Synthetic pumped | pumped | 0 | 0 | 0 | 0 | 0 | 0
505 | Synthetic battery | battery | 0 | 0 | 0 | 0 | 0 | 0
506 | Synthetic pumped | pumped | 0 | 0 | 0 | 0 | 0 | 0
506 | Synthetic battery | battery | 0 | 0 | 0 | 0 | 0 | 0
507 | Synthetic pumped | pumped | 0 | 0 | 0 | 0 | 0 | 0
507 | Synthetic battery | battery | 0 | 0 | 0 | 0 | 0 | 0
508 | Synthetic pumped | pumped | 0 | 0 | 0 | 0 | 0 | 0
508 | Synthetic battery | battery | 0 | 0 | 0 | 0 | 0 | 0
509 | Synthetic pumped | pumped | 0 | 0 | 0 | 0 | 0 | 0
509 | Synthetic battery | battery | 0 | 0 | 0 | 0 | 0 | 0
510 | Synthetic pumped | pumped | 0 | 0 | 0 | 0 | 0 | 0
510 | Synthetic battery | battery | 0 | 0 | 0 | 0 | 0 | 0
511 | Synthetic pumped | pumped | 1.853 | 0 | 0 | 1.6677 | 0.034745 | 0
511 | Synthetic battery | battery | 0 | 0 | 0 | 0 | 0 | 0
512 | Synthetic pumped | pumped | 12 | 0 | 1.6677 | 12.4677 | 0.25974 | 0
512 | Synthetic battery | battery | 3.8042 | 0 | 0 | 3.5073 | 0.17536 | 0
513 | Synthetic pumped | pumped | 12 | 0 | 12.4677 | 23.2677 | 0.48474 | 0
513 | Synthetic battery | battery | 10 | 0 | 3.5073 | 12.7268 | 0.63634 | 0
514 | Synthetic pumped | pumped | 12 | 0 | 23.2677 | 34.0677 | 0.70974 | -3.5527e-15
514 | Synthetic battery | battery | 7.8889 | 0 | 12.7268 | 20 | 1 | 0
515 | Synthetic pumped | pumped | 12 | 0 | 34.0677 | 44.8677 | 0.93474 | -3.5527e-15
515 | Synthetic battery | battery | 0 | 0 | 20 | 20 | 1 | 0
516 | Synthetic pumped | pumped | 3.4803 | 0 | 44.8677 | 48 | 1 | 0
516 | Synthetic battery | battery | 0 | 0 | 20 | 20 | 1 | 0
517 | Synthetic pumped | pumped | 0 | 0 | 48 | 48 | 1 | 0
517 | Synthetic battery | battery | 0 | 0 | 20 | 20 | 1 | 0
518 | Synthetic pumped | pumped | 0 | 7.1054e-15 | 48 | 48 | 1 | 7.8949e-16
518 | Synthetic battery | battery | 0 | 0 | 20 | 20 | 1 | 0
519 | Synthetic pumped | pumped | 7.8949e-15 | 0 | 48 | 48 | 1 | 0
519 | Synthetic battery | battery | 0 | 0 | 20 | 20 | 1 | 0
520 | Synthetic pumped | pumped | 0 | 1.4211e-14 | 48 | 48 | 1 | 1.579e-15
520 | Synthetic battery | battery | 0 | 0 | 20 | 20 | 1 | 0
521 | Synthetic pumped | pumped | 0 | 4.7251 | 48 | 42.7499 | 0.89062 | 2.6645e-15
521 | Synthetic battery | battery | 0 | 0 | 20 | 20 | 1 | 0
522 | Synthetic pumped | pumped | 0 | 12 | 42.7499 | 29.4166 | 0.61285 | 0
522 | Synthetic battery | battery | 0 | 7.0544 | 20 | 12.3485 | 0.61742 | -8.8818e-16
523 | Synthetic pumped | pumped | 0 | 12 | 29.4166 | 16.0832 | 0.33507 | 0
523 | Synthetic battery | battery | 0 | 10 | 12.3485 | 1.5019 | 0.075097 | 0
524 | Synthetic pumped | pumped | 0 | 12 | 16.0832 | 2.7499 | 0.05729 | 0
524 | Synthetic battery | battery | 0 | 1.3847 | 1.5019 | 0 | 0 | 0
525 | Synthetic pumped | pumped | 0 | 2.4749 | 2.7499 | 0 | 0 | 0
525 | Synthetic battery | battery | 0 | 0 | 0 | 0 | 0 | 0
526 | Synthetic pumped | pumped | 0 | 0 | 0 | 0 | 0 | 0
526 | Synthetic battery | battery | 0 | 0 | 0 | 0 | 0 | 0
527 | Synthetic pumped | pumped | 0 | 0 | 0 | 0 | 0 | 0
527 | Synthetic battery | battery | 0 | 0 | 0 | 0 | 0 | 0
528 | Synthetic pumped | pumped | 0 | 0 | 0 | 0 | 0 | 0
528 | Synthetic battery | battery | 0 | 0 | 0 | 0 | 0 | 0
529 | Synthetic pumped | pumped | 0 | 0 | 0 | 0 | 0 | 0
529 | Synthetic battery | battery | 0 | 0 | 0 | 0 | 0 | 0
530 | Synthetic pumped | pumped | 0 | 0 | 0 | 0 | 0 | 0
530 | Synthetic battery | battery | 0 | 0 | 0 | 0 | 0 | 0
531 | Synthetic pumped | pumped | 0 | 0 | 0 | 0 | 0 | 0
531 | Synthetic battery | battery | 0 | 0 | 0 | 0 | 0 | 0
532 | Synthetic pumped | pumped | 0 | 0 | 0 | 0 | 0 | 0
532 | Synthetic battery | battery | 0 | 0 | 0 | 0 | 0 | 0
533 | Synthetic pumped | pumped | 0 | 0 | 0 | 0 | 0 | 0
533 | Synthetic battery | battery | 0 | 0 | 0 | 0 | 0 | 0
534 | Synthetic pumped | pumped | 0 | 0 | 0 | 0 | 0 | 0
534 | Synthetic battery | battery | 0 | 0 | 0 | 0 | 0 | 0
535 | Synthetic pumped | pumped | 0 | 0 | 0 | 0 | 0 | 0
535 | Synthetic battery | battery | 0 | 0 | 0 | 0 | 0 | 0
536 | Synthetic pumped | pumped | 12 | 0 | 0 | 10.8 | 0.225 | 0
536 | Synthetic battery | battery | 5.4106 | 0 | 0 | 4.9883 | 0.24942 | 0
537 | Synthetic pumped | pumped | 12 | 0 | 10.8 | 21.6 | 0.45 | 0
537 | Synthetic battery | battery | 10 | 0 | 4.9883 | 14.2079 | 0.71039 | 0
538 | Synthetic pumped | pumped | 12 | 0 | 21.6 | 32.4 | 0.675 | 3.5527e-15
538 | Synthetic battery | battery | 6.2824 | 0 | 14.2079 | 20 | 1 | 0
539 | Synthetic pumped | pumped | 12 | 0 | 32.4 | 43.2 | 0.9 | -3.5527e-15
539 | Synthetic battery | battery | 0 | 0 | 20 | 20 | 1 | 0
540 | Synthetic pumped | pumped | 5.3333 | 0 | 43.2 | 48 | 1 | 0
540 | Synthetic battery | battery | 0 | 0 | 20 | 20 | 1 | 0
541 | Synthetic pumped | pumped | 0 | 7.1054e-15 | 48 | 48 | 1 | 7.8949e-16
541 | Synthetic battery | battery | 0 | 0 | 20 | 20 | 1 | 0
542 | Synthetic pumped | pumped | 7.8949e-15 | 1.4211e-14 | 48 | 48 | 1 | 1.579e-15
542 | Synthetic battery | battery | 0 | 0 | 20 | 20 | 1 | 0
543 | Synthetic pumped | pumped | 1.579e-14 | 0 | 48 | 48 | 1 | 0
543 | Synthetic battery | battery | 0 | 0 | 20 | 20 | 1 | 0
544 | Synthetic pumped | pumped | 0 | 0 | 48 | 48 | 1 | 0
544 | Synthetic battery | battery | 0 | 0 | 20 | 20 | 1 | 0
545 | Synthetic pumped | pumped | 0 | 0 | 48 | 48 | 1 | 0
545 | Synthetic battery | battery | 0 | 0 | 20 | 20 | 1 | 0
546 | Synthetic pumped | pumped | 0 | 12 | 48 | 34.6667 | 0.72222 | 3.5527e-15
546 | Synthetic battery | battery | 0 | 8.8625 | 20 | 10.3873 | 0.51936 | 0
547 | Synthetic pumped | pumped | 0 | 12 | 34.6667 | 21.3333 | 0.44444 | 0
547 | Synthetic battery | battery | 0 | 9.5766 | 10.3873 | 0 | 0 | 0
548 | Synthetic pumped | pumped | 0 | 12 | 21.3333 | 8 | 0.16667 | 0
548 | Synthetic battery | battery | 0 | 0 | 0 | 0 | 0 | 0
549 | Synthetic pumped | pumped | 0 | 7.2 | 8 | 0 | 0 | 0
549 | Synthetic battery | battery | 0 | 0 | 0 | 0 | 0 | 0
550 | Synthetic pumped | pumped | 0 | 0 | 0 | 0 | 0 | 0
550 | Synthetic battery | battery | 0 | 0 | 0 | 0 | 0 | 0
551 | Synthetic pumped | pumped | 0 | 0 | 0 | 0 | 0 | 0
551 | Synthetic battery | battery | 0 | 0 | 0 | 0 | 0 | 0
552 | Synthetic pumped | pumped | 0 | 0 | 0 | 0 | 0 | 0
552 | Synthetic battery | battery | 0 | 0 | 0 | 0 | 0 | 0
553 | Synthetic pumped | pumped | 0 | 0 | 0 | 0 | 0 | 0
553 | Synthetic battery | battery | 0 | 0 | 0 | 0 | 0 | 0
554 | Synthetic pumped | pumped | 0 | 0 | 0 | 0 | 0 | 0
554 | Synthetic battery | battery | 0 | 0 | 0 | 0 | 0 | 0
555 | Synthetic pumped | pumped | 0 | 0 | 0 | 0 | 0 | 0
555 | Synthetic battery | battery | 0 | 0 | 0 | 0 | 0 | 0
556 | Synthetic pumped | pumped | 0 | 0 | 0 | 0 | 0 | 0
556 | Synthetic battery | battery | 0 | 0 | 0 | 0 | 0 | 0
557 | Synthetic pumped | pumped | 0 | 0 | 0 | 0 | 0 | 0
557 | Synthetic battery | battery | 0 | 0 | 0 | 0 | 0 | 0
558 | Synthetic pumped | pumped | 0 | 0 | 0 | 0 | 0 | 0
558 | Synthetic battery | battery | 0 | 0 | 0 | 0 | 0 | 0
559 | Synthetic pumped | pumped | 0 | 0 | 0 | 0 | 0 | 0
559 | Synthetic battery | battery | 0 | 0 | 0 | 0 | 0 | 0
560 | Synthetic pumped | pumped | 11.0623 | 0 | 0 | 9.9561 | 0.20742 | 0
560 | Synthetic battery | battery | 0 | 0 | 0 | 0 | 0 | 0
561 | Synthetic pumped | pumped | 12 | 0 | 9.9561 | 20.7561 | 0.43242 | -1.7764e-15
561 | Synthetic battery | battery | 5.7426 | 0 | 0 | 5.2945 | 0.26472 | 0
562 | Synthetic pumped | pumped | 12 | 0 | 20.7561 | 31.5561 | 0.65742 | 0
562 | Synthetic battery | battery | 10 | 0 | 5.2945 | 14.514 | 0.7257 | 0
563 | Synthetic pumped | pumped | 12 | 0 | 31.5561 | 42.3561 | 0.88242 | 0
563 | Synthetic battery | battery | 5.9504 | 0 | 14.514 | 20 | 1 | 0
564 | Synthetic pumped | pumped | 6.271 | 0 | 42.3561 | 48 | 1 | 0
564 | Synthetic battery | battery | 0 | 0 | 20 | 20 | 1 | 0
565 | Synthetic pumped | pumped | 0 | 0 | 48 | 48 | 1 | 0
565 | Synthetic battery | battery | 0 | 0 | 20 | 20 | 1 | 0
566 | Synthetic pumped | pumped | 0 | 0 | 48 | 48 | 1 | 0
566 | Synthetic battery | battery | 0 | 0 | 20 | 20 | 1 | 0
567 | Synthetic pumped | pumped | 0 | 0 | 48 | 48 | 1 | 0
567 | Synthetic battery | battery | 0 | 0 | 20 | 20 | 1 | 0
568 | Synthetic pumped | pumped | 0 | 0 | 48 | 48 | 1 | 0
568 | Synthetic battery | battery | 0 | 0 | 20 | 20 | 1 | 0
569 | Synthetic pumped | pumped | 0 | 8.3078 | 48 | 38.7691 | 0.80769 | -1.7764e-15
569 | Synthetic battery | battery | 0 | 0 | 20 | 20 | 1 | 0
570 | Synthetic pumped | pumped | 0 | 12 | 38.7691 | 25.4358 | 0.52991 | 0
570 | Synthetic battery | battery | 0 | 10 | 20 | 9.1535 | 0.45767 | 0
571 | Synthetic pumped | pumped | 0 | 12 | 25.4358 | 12.1024 | 0.25213 | 0
571 | Synthetic battery | battery | 0 | 8.4391 | 9.1535 | 0 | 0 | 0
572 | Synthetic pumped | pumped | 0 | 10.8922 | 12.1024 | 0 | 0 | 0
572 | Synthetic battery | battery | 0 | 0 | 0 | 0 | 0 | 0
573 | Synthetic pumped | pumped | 0 | 0 | 0 | 0 | 0 | 0
573 | Synthetic battery | battery | 0 | 0 | 0 | 0 | 0 | 0
574 | Synthetic pumped | pumped | 0 | 0 | 0 | 0 | 0 | 0
574 | Synthetic battery | battery | 0 | 0 | 0 | 0 | 0 | 0
575 | Synthetic pumped | pumped | 0 | 0 | 0 | 0 | 0 | 0
575 | Synthetic battery | battery | 0 | 0 | 0 | 0 | 0 | 0
576 | Synthetic pumped | pumped | 0 | 0 | 0 | 0 | 0 | 0
576 | Synthetic battery | battery | 0 | 0 | 0 | 0 | 0 | 0
577 | Synthetic pumped | pumped | 0 | 0 | 0 | 0 | 0 | 0
577 | Synthetic battery | battery | 0 | 0 | 0 | 0 | 0 | 0
578 | Synthetic pumped | pumped | 0 | 0 | 0 | 0 | 0 | 0
578 | Synthetic battery | battery | 0 | 0 | 0 | 0 | 0 | 0
579 | Synthetic pumped | pumped | 0 | 0 | 0 | 0 | 0 | 0
579 | Synthetic battery | battery | 0 | 0 | 0 | 0 | 0 | 0
580 | Synthetic pumped | pumped | 0 | 0 | 0 | 0 | 0 | 0
580 | Synthetic battery | battery | 0 | 0 | 0 | 0 | 0 | 0
581 | Synthetic pumped | pumped | 0 | 0 | 0 | 0 | 0 | 0
581 | Synthetic battery | battery | 0 | 0 | 0 | 0 | 0 | 0
582 | Synthetic pumped | pumped | 0 | 0 | 0 | 0 | 0 | 0
582 | Synthetic battery | battery | 0 | 0 | 0 | 0 | 0 | 0
583 | Synthetic pumped | pumped | 0 | 0 | 0 | 0 | 0 | 0
583 | Synthetic battery | battery | 0 | 0 | 0 | 0 | 0 | 0
584 | Synthetic pumped | pumped | 10.4058 | 0 | 0 | 9.3652 | 0.19511 | 0
584 | Synthetic battery | battery | 0 | 0 | 0 | 0 | 0 | 0
585 | Synthetic pumped | pumped | 12 | 0 | 9.3652 | 20.1652 | 0.42011 | -1.7764e-15
585 | Synthetic battery | battery | 10 | 0 | 0 | 9.2195 | 0.46098 | 0
586 | Synthetic pumped | pumped | 12 | 0 | 20.1652 | 30.9652 | 0.64511 | 0
586 | Synthetic battery | battery | 10 | 0 | 9.2195 | 18.4391 | 0.92195 | 0
587 | Synthetic pumped | pumped | 12 | 0 | 30.9652 | 41.7652 | 0.87011 | 0
587 | Synthetic battery | battery | 1.693 | 0 | 18.4391 | 20 | 1 | 0
588 | Synthetic pumped | pumped | 6.9275 | 0 | 41.7652 | 48 | 1 | 0
588 | Synthetic battery | battery | 0 | 0 | 20 | 20 | 1 | 0
589 | Synthetic pumped | pumped | 0 | 0 | 48 | 48 | 1 | 0
589 | Synthetic battery | battery | 0 | 0 | 20 | 20 | 1 | 0
590 | Synthetic pumped | pumped | 0 | 0 | 48 | 48 | 1 | 0
590 | Synthetic battery | battery | 0 | 0 | 20 | 20 | 1 | 0
591 | Synthetic pumped | pumped | 0 | 0 | 48 | 48 | 1 | 0
591 | Synthetic battery | battery | 0 | 0 | 20 | 20 | 1 | 0
592 | Synthetic pumped | pumped | 0 | 0 | 48 | 48 | 1 | 0
592 | Synthetic battery | battery | 0 | 0 | 20 | 20 | 1 | 0
593 | Synthetic pumped | pumped | 0 | 4.0231 | 48 | 43.5299 | 0.90687 | -8.8818e-16
593 | Synthetic battery | battery | 0 | 0 | 20 | 20 | 1 | 0
594 | Synthetic pumped | pumped | 0 | 12 | 43.5299 | 30.1966 | 0.62909 | 0
594 | Synthetic battery | battery | 0 | 8.0325 | 20 | 11.2875 | 0.56438 | 0
595 | Synthetic pumped | pumped | 0 | 12 | 30.1966 | 16.8632 | 0.35132 | 0
595 | Synthetic battery | battery | 0 | 10 | 11.2875 | 0.441 | 0.02205 | 0
596 | Synthetic pumped | pumped | 0 | 12 | 16.8632 | 3.5299 | 0.073539 | 0
596 | Synthetic battery | battery | 0 | 0.40658 | 0.441 | 0 | 0 | 0
597 | Synthetic pumped | pumped | 0 | 3.1769 | 3.5299 | 0 | 0 | 0
597 | Synthetic battery | battery | 0 | 0 | 0 | 0 | 0 | 0
598 | Synthetic pumped | pumped | 0 | 0 | 0 | 0 | 0 | 0
598 | Synthetic battery | battery | 0 | 0 | 0 | 0 | 0 | 0
599 | Synthetic pumped | pumped | 0 | 0 | 0 | 0 | 0 | 0
599 | Synthetic battery | battery | 0 | 0 | 0 | 0 | 0 | 0
600 | Synthetic pumped | pumped | 0 | 0 | 0 | 0 | 0 | 0
600 | Synthetic battery | battery | 0 | 0 | 0 | 0 | 0 | 0
601 | Synthetic pumped | pumped | 0 | 0 | 0 | 0 | 0 | 0
601 | Synthetic battery | battery | 0 | 0 | 0 | 0 | 0 | 0
602 | Synthetic pumped | pumped | 0 | 0 | 0 | 0 | 0 | 0
602 | Synthetic battery | battery | 0 | 0 | 0 | 0 | 0 | 0
603 | Synthetic pumped | pumped | 0 | 0 | 0 | 0 | 0 | 0
603 | Synthetic battery | battery | 0 | 0 | 0 | 0 | 0 | 0
604 | Synthetic pumped | pumped | 0 | 0 | 0 | 0 | 0 | 0
604 | Synthetic battery | battery | 0 | 0 | 0 | 0 | 0 | 0
605 | Synthetic pumped | pumped | 0 | 0 | 0 | 0 | 0 | 0
605 | Synthetic battery | battery | 0 | 0 | 0 | 0 | 0 | 0
606 | Synthetic pumped | pumped | 0 | 0 | 0 | 0 | 0 | 0
606 | Synthetic battery | battery | 0 | 0 | 0 | 0 | 0 | 0
607 | Synthetic pumped | pumped | 0 | 0 | 0 | 0 | 0 | 0
607 | Synthetic battery | battery | 0 | 0 | 0 | 0 | 0 | 0
608 | Synthetic pumped | pumped | 7.4438 | 0 | 0 | 6.6994 | 0.13957 | 0
608 | Synthetic battery | battery | 0 | 0 | 0 | 0 | 0 | 0
609 | Synthetic pumped | pumped | 12 | 0 | 6.6994 | 17.4994 | 0.36457 | 1.7764e-15
609 | Synthetic battery | battery | 5.1482 | 0 | 0 | 4.7465 | 0.23732 | 0
610 | Synthetic pumped | pumped | 12 | 0 | 17.4994 | 28.2994 | 0.58957 | 0
610 | Synthetic battery | battery | 10 | 0 | 4.7465 | 13.966 | 0.6983 | 0
611 | Synthetic pumped | pumped | 12 | 0 | 28.2994 | 39.0994 | 0.81457 | 0
611 | Synthetic battery | battery | 6.5448 | 0 | 13.966 | 20 | 1 | 0
612 | Synthetic pumped | pumped | 9.8896 | 0 | 39.0994 | 48 | 1 | 0
612 | Synthetic battery | battery | 0 | 0 | 20 | 20 | 1 | 0
613 | Synthetic pumped | pumped | 0 | 0 | 48 | 48 | 1 | 0
613 | Synthetic battery | battery | 0 | 0 | 20 | 20 | 1 | 0
614 | Synthetic pumped | pumped | 0 | 0 | 48 | 48 | 1 | 0
614 | Synthetic battery | battery | 0 | 0 | 20 | 20 | 1 | 0
615 | Synthetic pumped | pumped | 0 | 0 | 48 | 48 | 1 | 0
615 | Synthetic battery | battery | 0 | 0 | 20 | 20 | 1 | 0
616 | Synthetic pumped | pumped | 0 | 0 | 48 | 48 | 1 | 0
616 | Synthetic battery | battery | 0 | 0 | 20 | 20 | 1 | 0
617 | Synthetic pumped | pumped | 0 | 5.6373 | 48 | 41.7364 | 0.86951 | -1.7764e-15
617 | Synthetic battery | battery | 0 | 0 | 20 | 20 | 1 | 0
618 | Synthetic pumped | pumped | 0 | 12 | 41.7364 | 28.403 | 0.59173 | 0
618 | Synthetic battery | battery | 0 | 6.721 | 20 | 12.7101 | 0.6355 | 0
619 | Synthetic pumped | pumped | 0 | 12 | 28.403 | 15.0697 | 0.31395 | 0
619 | Synthetic battery | battery | 0 | 9.6583 | 12.7101 | 2.2341 | 0.11171 | 0
620 | Synthetic pumped | pumped | 0 | 12 | 15.0697 | 1.7364 | 0.036174 | 0
620 | Synthetic battery | battery | 0 | 2.0598 | 2.2341 | 0 | 0 | 0
621 | Synthetic pumped | pumped | 0 | 1.5627 | 1.7364 | 0 | 0 | 0
621 | Synthetic battery | battery | 0 | 0 | 0 | 0 | 0 | 0
622 | Synthetic pumped | pumped | 0 | 0 | 0 | 0 | 0 | 0
622 | Synthetic battery | battery | 0 | 0 | 0 | 0 | 0 | 0
623 | Synthetic pumped | pumped | 0 | 0 | 0 | 0 | 0 | 0
623 | Synthetic battery | battery | 0 | 0 | 0 | 0 | 0 | 0
624 | Synthetic pumped | pumped | 0 | 0 | 0 | 0 | 0 | 0
624 | Synthetic battery | battery | 0 | 0 | 0 | 0 | 0 | 0
625 | Synthetic pumped | pumped | 0 | 0 | 0 | 0 | 0 | 0
625 | Synthetic battery | battery | 0 | 0 | 0 | 0 | 0 | 0
626 | Synthetic pumped | pumped | 0 | 0 | 0 | 0 | 0 | 0
626 | Synthetic battery | battery | 0 | 0 | 0 | 0 | 0 | 0
627 | Synthetic pumped | pumped | 0 | 0 | 0 | 0 | 0 | 0
627 | Synthetic battery | battery | 0 | 0 | 0 | 0 | 0 | 0
628 | Synthetic pumped | pumped | 0 | 0 | 0 | 0 | 0 | 0
628 | Synthetic battery | battery | 0 | 0 | 0 | 0 | 0 | 0
629 | Synthetic pumped | pumped | 0 | 0 | 0 | 0 | 0 | 0
629 | Synthetic battery | battery | 0 | 0 | 0 | 0 | 0 | 0
630 | Synthetic pumped | pumped | 0 | 0 | 0 | 0 | 0 | 0
630 | Synthetic battery | battery | 0 | 0 | 0 | 0 | 0 | 0
631 | Synthetic pumped | pumped | 0 | 0 | 0 | 0 | 0 | 0
631 | Synthetic battery | battery | 0 | 0 | 0 | 0 | 0 | 0
632 | Synthetic pumped | pumped | 7.1862 | 0 | 0 | 6.4676 | 0.13474 | 0
632 | Synthetic battery | battery | 0 | 0 | 0 | 0 | 0 | 0
633 | Synthetic pumped | pumped | 12 | 0 | 6.4676 | 17.2676 | 0.35974 | 0
633 | Synthetic battery | battery | 3.7252 | 0 | 0 | 3.4345 | 0.17172 | 0
634 | Synthetic pumped | pumped | 12 | 0 | 17.2676 | 28.0676 | 0.58474 | 0
634 | Synthetic battery | battery | 10 | 0 | 3.4345 | 12.654 | 0.6327 | 0
635 | Synthetic pumped | pumped | 12 | 0 | 28.0676 | 38.8676 | 0.80974 | 3.5527e-15
635 | Synthetic battery | battery | 7.9678 | 0 | 12.654 | 20 | 1 | 0
636 | Synthetic pumped | pumped | 10.1471 | 0 | 38.8676 | 48 | 1 | 0
636 | Synthetic battery | battery | 0 | 0 | 20 | 20 | 1 | 0
637 | Synthetic pumped | pumped | 0 | 0 | 48 | 48 | 1 | 0
637 | Synthetic battery | battery | 0 | 0 | 20 | 20 | 1 | 0
638 | Synthetic pumped | pumped | 0 | 0 | 48 | 48 | 1 | 0
638 | Synthetic battery | battery | 0 | 0 | 20 | 20 | 1 | 0
639 | Synthetic pumped | pumped | 0 | 0 | 48 | 48 | 1 | 0
639 | Synthetic battery | battery | 0 | 0 | 20 | 20 | 1 | 0
640 | Synthetic pumped | pumped | 0 | 0 | 48 | 48 | 1 | 0
640 | Synthetic battery | battery | 0 | 0 | 20 | 20 | 1 | 0
641 | Synthetic pumped | pumped | 0 | 6.9473 | 48 | 40.2808 | 0.83918 | -2.6645e-15
641 | Synthetic battery | battery | 0 | 0 | 20 | 20 | 1 | 0
642 | Synthetic pumped | pumped | 0 | 12 | 40.2808 | 26.9474 | 0.5614 | 0
642 | Synthetic battery | battery | 0 | 10 | 20 | 9.1535 | 0.45767 | 0
643 | Synthetic pumped | pumped | 0 | 12 | 26.9474 | 13.6141 | 0.28363 | 0
643 | Synthetic battery | battery | 0 | 8.4391 | 9.1535 | 0 | 0 | 0
644 | Synthetic pumped | pumped | 0 | 12 | 13.6141 | 0.28077 | 0.0058493 | 0
644 | Synthetic battery | battery | 0 | 0 | 0 | 0 | 0 | 0
645 | Synthetic pumped | pumped | 0 | 0.25269 | 0.28077 | 0 | 0 | 0
645 | Synthetic battery | battery | 0 | 0 | 0 | 0 | 0 | 0
646 | Synthetic pumped | pumped | 0 | 0 | 0 | 0 | 0 | 0
646 | Synthetic battery | battery | 0 | 0 | 0 | 0 | 0 | 0
647 | Synthetic pumped | pumped | 0 | 0 | 0 | 0 | 0 | 0
647 | Synthetic battery | battery | 0 | 0 | 0 | 0 | 0 | 0
648 | Synthetic pumped | pumped | 0 | 0 | 0 | 0 | 0 | 0
648 | Synthetic battery | battery | 0 | 0 | 0 | 0 | 0 | 0
649 | Synthetic pumped | pumped | 0 | 0 | 0 | 0 | 0 | 0
649 | Synthetic battery | battery | 0 | 0 | 0 | 0 | 0 | 0
650 | Synthetic pumped | pumped | 0 | 0 | 0 | 0 | 0 | 0
650 | Synthetic battery | battery | 0 | 0 | 0 | 0 | 0 | 0
651 | Synthetic pumped | pumped | 0 | 0 | 0 | 0 | 0 | 0
651 | Synthetic battery | battery | 0 | 0 | 0 | 0 | 0 | 0
652 | Synthetic pumped | pumped | 0 | 0 | 0 | 0 | 0 | 0
652 | Synthetic battery | battery | 0 | 0 | 0 | 0 | 0 | 0
653 | Synthetic pumped | pumped | 0 | 0 | 0 | 0 | 0 | 0
653 | Synthetic battery | battery | 0 | 0 | 0 | 0 | 0 | 0
654 | Synthetic pumped | pumped | 0 | 0 | 0 | 0 | 0 | 0
654 | Synthetic battery | battery | 0 | 0 | 0 | 0 | 0 | 0
655 | Synthetic pumped | pumped | 0 | 0 | 0 | 0 | 0 | 0
655 | Synthetic battery | battery | 0 | 0 | 0 | 0 | 0 | 0
656 | Synthetic pumped | pumped | 11.8496 | 0 | 0 | 10.6646 | 0.22218 | 0
656 | Synthetic battery | battery | 0 | 0 | 0 | 0 | 0 | 0
657 | Synthetic pumped | pumped | 12 | 0 | 10.6646 | 21.4646 | 0.44718 | -1.7764e-15
657 | Synthetic battery | battery | 10 | 0 | 0 | 9.2195 | 0.46098 | 0
658 | Synthetic pumped | pumped | 12 | 0 | 21.4646 | 32.2646 | 0.67218 | -3.5527e-15
658 | Synthetic battery | battery | 10 | 0 | 9.2195 | 18.4391 | 0.92195 | 0
659 | Synthetic pumped | pumped | 12 | 0 | 32.2646 | 43.0646 | 0.89718 | -3.5527e-15
659 | Synthetic battery | battery | 1.693 | 0 | 18.4391 | 20 | 1 | 0
660 | Synthetic pumped | pumped | 5.4838 | 0 | 43.0646 | 48 | 1 | 0
660 | Synthetic battery | battery | 0 | 0 | 20 | 20 | 1 | 0
661 | Synthetic pumped | pumped | 0 | 0 | 48 | 48 | 1 | 0
661 | Synthetic battery | battery | 0 | 0 | 20 | 20 | 1 | 0
662 | Synthetic pumped | pumped | 0 | 0 | 48 | 48 | 1 | 0
662 | Synthetic battery | battery | 0 | 0 | 20 | 20 | 1 | 0
663 | Synthetic pumped | pumped | 0 | 0 | 48 | 48 | 1 | 0
663 | Synthetic battery | battery | 0 | 0 | 20 | 20 | 1 | 0
664 | Synthetic pumped | pumped | 0 | 7.1054e-15 | 48 | 48 | 1 | 7.8949e-16
664 | Synthetic battery | battery | 0 | 0 | 20 | 20 | 1 | 0
665 | Synthetic pumped | pumped | 0 | 4.3954 | 48 | 43.1162 | 0.89825 | -1.7764e-15
665 | Synthetic battery | battery | 0 | 0 | 20 | 20 | 1 | 0
666 | Synthetic pumped | pumped | 0 | 12 | 43.1162 | 29.7829 | 0.62048 | 0
666 | Synthetic battery | battery | 0 | 8.7697 | 20 | 10.4879 | 0.52439 | 0
667 | Synthetic pumped | pumped | 0 | 12 | 29.7829 | 16.4496 | 0.3427 | 0
667 | Synthetic battery | battery | 0 | 9.6694 | 10.4879 | 0 | 0 | 0
668 | Synthetic pumped | pumped | 0 | 12 | 16.4496 | 3.1162 | 0.064921 | 0
668 | Synthetic battery | battery | 0 | 0 | 0 | 0 | 0 | 0
669 | Synthetic pumped | pumped | 0 | 2.8046 | 3.1162 | 0 | 0 | 0
669 | Synthetic battery | battery | 0 | 0 | 0 | 0 | 0 | 0
670 | Synthetic pumped | pumped | 0 | 0 | 0 | 0 | 0 | 0
670 | Synthetic battery | battery | 0 | 0 | 0 | 0 | 0 | 0
671 | Synthetic pumped | pumped | 0 | 0 | 0 | 0 | 0 | 0
671 | Synthetic battery | battery | 0 | 0 | 0 | 0 | 0 | 0
672 | Synthetic pumped | pumped | 0 | 0 | 0 | 0 | 0 | 0
672 | Synthetic battery | battery | 0 | 0 | 0 | 0 | 0 | 0
673 | Synthetic pumped | pumped | 0 | 0 | 0 | 0 | 0 | 0
673 | Synthetic battery | battery | 0 | 0 | 0 | 0 | 0 | 0
674 | Synthetic pumped | pumped | 0 | 0 | 0 | 0 | 0 | 0
674 | Synthetic battery | battery | 0 | 0 | 0 | 0 | 0 | 0
675 | Synthetic pumped | pumped | 0 | 0 | 0 | 0 | 0 | 0
675 | Synthetic battery | battery | 0 | 0 | 0 | 0 | 0 | 0
676 | Synthetic pumped | pumped | 0 | 0 | 0 | 0 | 0 | 0
676 | Synthetic battery | battery | 0 | 0 | 0 | 0 | 0 | 0
677 | Synthetic pumped | pumped | 0 | 0 | 0 | 0 | 0 | 0
677 | Synthetic battery | battery | 0 | 0 | 0 | 0 | 0 | 0
678 | Synthetic pumped | pumped | 0 | 0 | 0 | 0 | 0 | 0
678 | Synthetic battery | battery | 0 | 0 | 0 | 0 | 0 | 0
679 | Synthetic pumped | pumped | 0 | 0 | 0 | 0 | 0 | 0
679 | Synthetic battery | battery | 0 | 0 | 0 | 0 | 0 | 0
680 | Synthetic pumped | pumped | 9.1671 | 0 | 0 | 8.2504 | 0.17188 | 0
680 | Synthetic battery | battery | 0 | 0 | 0 | 0 | 0 | 0
681 | Synthetic pumped | pumped | 12 | 0 | 8.2504 | 19.0504 | 0.39688 | -1.7764e-15
681 | Synthetic battery | battery | 9.7881 | 0 | 0 | 9.0242 | 0.45121 | 0
682 | Synthetic pumped | pumped | 12 | 0 | 19.0504 | 29.8504 | 0.62188 | 0
682 | Synthetic battery | battery | 10 | 0 | 9.0242 | 18.2438 | 0.91219 | -1.7764e-15
683 | Synthetic pumped | pumped | 12 | 0 | 29.8504 | 40.6504 | 0.84688 | 0
683 | Synthetic battery | battery | 1.9049 | 0 | 18.2438 | 20 | 1 | 0
684 | Synthetic pumped | pumped | 8.1663 | 0 | 40.6504 | 48 | 1 | -8.8818e-16
684 | Synthetic battery | battery | 0 | 0 | 20 | 20 | 1 | 0
685 | Synthetic pumped | pumped | 0 | 0 | 48 | 48 | 1 | 0
685 | Synthetic battery | battery | 0 | 0 | 20 | 20 | 1 | 0
686 | Synthetic pumped | pumped | 0 | 0 | 48 | 48 | 1 | 0
686 | Synthetic battery | battery | 0 | 0 | 20 | 20 | 1 | 0
687 | Synthetic pumped | pumped | 0 | 0 | 48 | 48 | 1 | 0
687 | Synthetic battery | battery | 0 | 0 | 20 | 20 | 1 | 0
688 | Synthetic pumped | pumped | 0 | 0 | 48 | 48 | 1 | 0
688 | Synthetic battery | battery | 0 | 0 | 20 | 20 | 1 | 0
689 | Synthetic pumped | pumped | 0 | 2.9471 | 48 | 44.7255 | 0.93178 | -2.6645e-15
689 | Synthetic battery | battery | 0 | 0 | 20 | 20 | 1 | 0
690 | Synthetic pumped | pumped | 0 | 12 | 44.7255 | 31.3922 | 0.654 | 0
690 | Synthetic battery | battery | 0 | 5.7722 | 20 | 13.7392 | 0.68696 | 8.8818e-16
691 | Synthetic pumped | pumped | 0 | 12 | 31.3922 | 18.0588 | 0.37623 | 0
691 | Synthetic battery | battery | 0 | 7.0071 | 13.7392 | 6.1389 | 0.30695 | 0
692 | Synthetic pumped | pumped | 0 | 12 | 18.0588 | 4.7255 | 0.098448 | 0
692 | Synthetic battery | battery | 0 | 5.6598 | 6.1389 | 8.8818e-16 | 4.4409e-17 | 0
693 | Synthetic pumped | pumped | 0 | 4.2529 | 4.7255 | 0 | 0 | 0
693 | Synthetic battery | battery | 0 | 8.1886e-16 | 8.8818e-16 | 0 | 0 | 0
694 | Synthetic pumped | pumped | 0 | 0 | 0 | 0 | 0 | 0
694 | Synthetic battery | battery | 0 | 0 | 0 | 0 | 0 | 0
695 | Synthetic pumped | pumped | 0 | 0 | 0 | 0 | 0 | 0
695 | Synthetic battery | battery | 0 | 0 | 0 | 0 | 0 | 0
696 | Synthetic pumped | pumped | 0 | 0 | 0 | 0 | 0 | 0
696 | Synthetic battery | battery | 0 | 0 | 0 | 0 | 0 | 0
697 | Synthetic pumped | pumped | 0 | 0 | 0 | 0 | 0 | 0
697 | Synthetic battery | battery | 0 | 0 | 0 | 0 | 0 | 0
698 | Synthetic pumped | pumped | 0 | 0 | 0 | 0 | 0 | 0
698 | Synthetic battery | battery | 0 | 0 | 0 | 0 | 0 | 0
699 | Synthetic pumped | pumped | 0 | 0 | 0 | 0 | 0 | 0
699 | Synthetic battery | battery | 0 | 0 | 0 | 0 | 0 | 0
700 | Synthetic pumped | pumped | 0 | 0 | 0 | 0 | 0 | 0
700 | Synthetic battery | battery | 0 | 0 | 0 | 0 | 0 | 0
701 | Synthetic pumped | pumped | 0 | 0 | 0 | 0 | 0 | 0
701 | Synthetic battery | battery | 0 | 0 | 0 | 0 | 0 | 0
702 | Synthetic pumped | pumped | 0 | 0 | 0 | 0 | 0 | 0
702 | Synthetic battery | battery | 0 | 0 | 0 | 0 | 0 | 0
703 | Synthetic pumped | pumped | 0 | 0 | 0 | 0 | 0 | 0
703 | Synthetic battery | battery | 0 | 0 | 0 | 0 | 0 | 0
704 | Synthetic pumped | pumped | 7.4128 | 0 | 0 | 6.6715 | 0.13899 | 0
704 | Synthetic battery | battery | 0 | 0 | 0 | 0 | 0 | 0
705 | Synthetic pumped | pumped | 12 | 0 | 6.6715 | 17.4715 | 0.36399 | 0
705 | Synthetic battery | battery | 1.04 | 0 | 0 | 0.95887 | 0.047943 | 0
706 | Synthetic pumped | pumped | 12 | 0 | 17.4715 | 28.2715 | 0.58899 | 0
706 | Synthetic battery | battery | 10 | 0 | 0.95887 | 10.1784 | 0.50892 | 0
707 | Synthetic pumped | pumped | 12 | 0 | 28.2715 | 39.0715 | 0.81399 | 0
707 | Synthetic battery | battery | 10 | 0 | 10.1784 | 19.398 | 0.9699 | 0
708 | Synthetic pumped | pumped | 9.9205 | 0 | 39.0715 | 48 | 1 | 0
708 | Synthetic battery | battery | 0.65301 | 0 | 19.398 | 20 | 1 | 0
709 | Synthetic pumped | pumped | 0 | 0 | 48 | 48 | 1 | 0
709 | Synthetic battery | battery | 0 | 0 | 20 | 20 | 1 | 0
710 | Synthetic pumped | pumped | 0 | 0 | 48 | 48 | 1 | 0
710 | Synthetic battery | battery | 0 | 0 | 20 | 20 | 1 | 0
711 | Synthetic pumped | pumped | 0 | 7.1054e-15 | 48 | 48 | 1 | 7.8949e-16
711 | Synthetic battery | battery | 0 | 0 | 20 | 20 | 1 | 0
712 | Synthetic pumped | pumped | 7.8949e-15 | 2.1316e-14 | 48 | 48 | 1 | 2.3685e-15
712 | Synthetic battery | battery | 0 | 0 | 20 | 20 | 1 | 0
713 | Synthetic pumped | pumped | 0 | 8.494 | 48 | 38.5622 | 0.80338 | -3.5527e-15
713 | Synthetic battery | battery | 0 | 0 | 20 | 20 | 1 | 0
714 | Synthetic pumped | pumped | 0 | 12 | 38.5622 | 25.2288 | 0.5256 | 0
714 | Synthetic battery | battery | 0 | 10 | 20 | 9.1535 | 0.45767 | 0
715 | Synthetic pumped | pumped | 0 | 12 | 25.2288 | 11.8955 | 0.24782 | 0
715 | Synthetic battery | battery | 0 | 8.4391 | 9.1535 | 0 | 0 | 0
716 | Synthetic pumped | pumped | 0 | 10.706 | 11.8955 | 0 | 0 | 0
716 | Synthetic battery | battery | 0 | 0 | 0 | 0 | 0 | 0
717 | Synthetic pumped | pumped | 0 | 0 | 0 | 0 | 0 | 0
717 | Synthetic battery | battery | 0 | 0 | 0 | 0 | 0 | 0
718 | Synthetic pumped | pumped | 0 | 0 | 0 | 0 | 0 | 0
718 | Synthetic battery | battery | 0 | 0 | 0 | 0 | 0 | 0
719 | Synthetic pumped | pumped | 0 | 0 | 0 | 0 | 0 | 0
719 | Synthetic battery | battery | 0 | 0 | 0 | 0 | 0 | 0
720 | Synthetic pumped | pumped | 0 | 0 | 0 | 0 | 0 | 0
720 | Synthetic battery | battery | 0 | 0 | 0 | 0 | 0 | 0
721 | Synthetic pumped | pumped | 0 | 0 | 0 | 0 | 0 | 0
721 | Synthetic battery | battery | 0 | 0 | 0 | 0 | 0 | 0
722 | Synthetic pumped | pumped | 0 | 0 | 0 | 0 | 0 | 0
722 | Synthetic battery | battery | 0 | 0 | 0 | 0 | 0 | 0
723 | Synthetic pumped | pumped | 0 | 0 | 0 | 0 | 0 | 0
723 | Synthetic battery | battery | 0 | 0 | 0 | 0 | 0 | 0
724 | Synthetic pumped | pumped | 0 | 0 | 0 | 0 | 0 | 0
724 | Synthetic battery | battery | 0 | 0 | 0 | 0 | 0 | 0
725 | Synthetic pumped | pumped | 0 | 0 | 0 | 0 | 0 | 0
725 | Synthetic battery | battery | 0 | 0 | 0 | 0 | 0 | 0
726 | Synthetic pumped | pumped | 0 | 0 | 0 | 0 | 0 | 0
726 | Synthetic battery | battery | 0 | 0 | 0 | 0 | 0 | 0
727 | Synthetic pumped | pumped | 1.1076 | 0 | 0 | 0.99681 | 0.020767 | 0
727 | Synthetic battery | battery | 0 | 0 | 0 | 0 | 0 | 0
728 | Synthetic pumped | pumped | 12 | 0 | 0.99681 | 11.7968 | 0.24577 | 0
728 | Synthetic battery | battery | 3.1857 | 0 | 0 | 2.9371 | 0.14685 | 0
729 | Synthetic pumped | pumped | 12 | 0 | 11.7968 | 22.5968 | 0.47077 | 0
729 | Synthetic battery | battery | 10 | 0 | 2.9371 | 12.1566 | 0.60783 | 0
730 | Synthetic pumped | pumped | 12 | 0 | 22.5968 | 33.3968 | 0.69577 | 0
730 | Synthetic battery | battery | 8.5073 | 0 | 12.1566 | 20 | 1 | 0
731 | Synthetic pumped | pumped | 12 | 0 | 33.3968 | 44.1968 | 0.92077 | 3.5527e-15
731 | Synthetic battery | battery | 0 | 0 | 20 | 20 | 1 | 0
732 | Synthetic pumped | pumped | 4.2258 | 0 | 44.1968 | 48 | 1 | 0
732 | Synthetic battery | battery | 0 | 0 | 20 | 20 | 1 | 0
733 | Synthetic pumped | pumped | 0 | 0 | 48 | 48 | 1 | 0
733 | Synthetic battery | battery | 0 | 0 | 20 | 20 | 1 | 0
734 | Synthetic pumped | pumped | 0 | 0 | 48 | 48 | 1 | 0
734 | Synthetic battery | battery | 0 | 0 | 20 | 20 | 1 | 0
735 | Synthetic pumped | pumped | 0 | 7.1054e-15 | 48 | 48 | 1 | 7.8949e-16
735 | Synthetic battery | battery | 0 | 0 | 20 | 20 | 1 | 0
736 | Synthetic pumped | pumped | 7.8949e-15 | 0 | 48 | 48 | 1 | 0
736 | Synthetic battery | battery | 0 | 0 | 20 | 20 | 1 | 0
737 | Synthetic pumped | pumped | 0 | 1.9068 | 48 | 45.8813 | 0.95586 | -8.8818e-16
737 | Synthetic battery | battery | 0 | 0 | 20 | 20 | 1 | 0
738 | Synthetic pumped | pumped | 0 | 12 | 45.8813 | 32.548 | 0.67808 | -3.5527e-15
738 | Synthetic battery | battery | 0 | 6.6394 | 20 | 12.7986 | 0.63993 | 0
739 | Synthetic pumped | pumped | 0 | 12 | 32.548 | 19.2147 | 0.40031 | 0
739 | Synthetic battery | battery | 0 | 6.9221 | 12.7986 | 5.2906 | 0.26453 | 0
740 | Synthetic pumped | pumped | 0 | 12 | 19.2147 | 5.8813 | 0.12253 | 0
740 | Synthetic battery | battery | 0 | 4.8777 | 5.2906 | 0 | 0 | 0
741 | Synthetic pumped | pumped | 0 | 5.2932 | 5.8813 | 0 | 0 | 0
741 | Synthetic battery | battery | 0 | 0 | 0 | 0 | 0 | 0
742 | Synthetic pumped | pumped | 0 | 0 | 0 | 0 | 0 | 0
742 | Synthetic battery | battery | 0 | 0 | 0 | 0 | 0 | 0
743 | Synthetic pumped | pumped | 0 | 0 | 0 | 0 | 0 | 0
743 | Synthetic battery | battery | 0 | 0 | 0 | 0 | 0 | 0
744 | Synthetic pumped | pumped | 0 | 0 | 0 | 0 | 0 | 0
744 | Synthetic battery | battery | 0 | 0 | 0 | 0 | 0 | 0
745 | Synthetic pumped | pumped | 0 | 0 | 0 | 0 | 0 | 0
745 | Synthetic battery | battery | 0 | 0 | 0 | 0 | 0 | 0
746 | Synthetic pumped | pumped | 0 | 0 | 0 | 0 | 0 | 0
746 | Synthetic battery | battery | 0 | 0 | 0 | 0 | 0 | 0
747 | Synthetic pumped | pumped | 0 | 0 | 0 | 0 | 0 | 0
747 | Synthetic battery | battery | 0 | 0 | 0 | 0 | 0 | 0
748 | Synthetic pumped | pumped | 0 | 0 | 0 | 0 | 0 | 0
748 | Synthetic battery | battery | 0 | 0 | 0 | 0 | 0 | 0
749 | Synthetic pumped | pumped | 0 | 0 | 0 | 0 | 0 | 0
749 | Synthetic battery | battery | 0 | 0 | 0 | 0 | 0 | 0
750 | Synthetic pumped | pumped | 0 | 0 | 0 | 0 | 0 | 0
750 | Synthetic battery | battery | 0 | 0 | 0 | 0 | 0 | 0
751 | Synthetic pumped | pumped | 0 | 0 | 0 | 0 | 0 | 0
751 | Synthetic battery | battery | 0 | 0 | 0 | 0 | 0 | 0
752 | Synthetic pumped | pumped | 8.0007 | 0 | 0 | 7.2006 | 0.15001 | 0
752 | Synthetic battery | battery | 0 | 0 | 0 | 0 | 0 | 0
753 | Synthetic pumped | pumped | 12 | 0 | 7.2006 | 18.0006 | 0.37501 | 0
753 | Synthetic battery | battery | 5.1805 | 0 | 0 | 4.7762 | 0.23881 | 0
754 | Synthetic pumped | pumped | 12 | 0 | 18.0006 | 28.8006 | 0.60001 | 0
754 | Synthetic battery | battery | 10 | 0 | 4.7762 | 13.9957 | 0.69979 | 0
755 | Synthetic pumped | pumped | 12 | 0 | 28.8006 | 39.6006 | 0.82501 | 0
755 | Synthetic battery | battery | 6.5126 | 0 | 13.9957 | 20 | 1 | 0
756 | Synthetic pumped | pumped | 9.3327 | 0 | 39.6006 | 48 | 1 | 0
756 | Synthetic battery | battery | 0 | 0 | 20 | 20 | 1 | 0
757 | Synthetic pumped | pumped | 0 | 0 | 48 | 48 | 1 | 0
757 | Synthetic battery | battery | 0 | 0 | 20 | 20 | 1 | 0
758 | Synthetic pumped | pumped | 0 | 0 | 48 | 48 | 1 | 0
758 | Synthetic battery | battery | 0 | 0 | 20 | 20 | 1 | 0
759 | Synthetic pumped | pumped | 0 | 0 | 48 | 48 | 1 | 0
759 | Synthetic battery | battery | 0 | 0 | 20 | 20 | 1 | 0
760 | Synthetic pumped | pumped | 0 | 0 | 48 | 48 | 1 | 0
760 | Synthetic battery | battery | 0 | 0 | 20 | 20 | 1 | 0
761 | Synthetic pumped | pumped | 0 | 0 | 48 | 48 | 1 | 0
761 | Synthetic battery | battery | 0 | 0 | 20 | 20 | 1 | 0
762 | Synthetic pumped | pumped | 0 | 12 | 48 | 34.6667 | 0.72222 | 3.5527e-15
762 | Synthetic battery | battery | 0 | 4.4633 | 20 | 15.1589 | 0.75794 | 8.8818e-16
763 | Synthetic pumped | pumped | 0 | 12 | 34.6667 | 21.3333 | 0.44444 | 0
763 | Synthetic battery | battery | 0 | 10 | 15.1589 | 4.3124 | 0.21562 | 0
764 | Synthetic pumped | pumped | 0 | 12 | 21.3333 | 8 | 0.16667 | 0
764 | Synthetic battery | battery | 0 | 3.9758 | 4.3124 | 0 | 0 | 0
765 | Synthetic pumped | pumped | 0 | 7.2 | 8 | 0 | 0 | 0
765 | Synthetic battery | battery | 0 | 0 | 0 | 0 | 0 | 0
766 | Synthetic pumped | pumped | 0 | 0 | 0 | 0 | 0 | 0
766 | Synthetic battery | battery | 0 | 0 | 0 | 0 | 0 | 0
767 | Synthetic pumped | pumped | 0 | 0 | 0 | 0 | 0 | 0
767 | Synthetic battery | battery | 0 | 0 | 0 | 0 | 0 | 0
768 | Synthetic pumped | pumped | 0 | 0 | 0 | 0 | 0 | 0
768 | Synthetic battery | battery | 0 | 0 | 0 | 0 | 0 | 0
769 | Synthetic pumped | pumped | 0 | 0 | 0 | 0 | 0 | 0
769 | Synthetic battery | battery | 0 | 0 | 0 | 0 | 0 | 0
770 | Synthetic pumped | pumped | 0 | 0 | 0 | 0 | 0 | 0
770 | Synthetic battery | battery | 0 | 0 | 0 | 0 | 0 | 0
771 | Synthetic pumped | pumped | 0 | 0 | 0 | 0 | 0 | 0
771 | Synthetic battery | battery | 0 | 0 | 0 | 0 | 0 | 0
772 | Synthetic pumped | pumped | 0 | 0 | 0 | 0 | 0 | 0
772 | Synthetic battery | battery | 0 | 0 | 0 | 0 | 0 | 0
773 | Synthetic pumped | pumped | 0 | 0 | 0 | 0 | 0 | 0
773 | Synthetic battery | battery | 0 | 0 | 0 | 0 | 0 | 0
774 | Synthetic pumped | pumped | 0 | 0 | 0 | 0 | 0 | 0
774 | Synthetic battery | battery | 0 | 0 | 0 | 0 | 0 | 0
775 | Synthetic pumped | pumped | 0 | 0 | 0 | 0 | 0 | 0
775 | Synthetic battery | battery | 0 | 0 | 0 | 0 | 0 | 0
776 | Synthetic pumped | pumped | 2.0102 | 0 | 0 | 1.8091 | 0.03769 | 0
776 | Synthetic battery | battery | 0 | 0 | 0 | 0 | 0 | 0
777 | Synthetic pumped | pumped | 12 | 0 | 1.8091 | 12.6091 | 0.26269 | 0
777 | Synthetic battery | battery | 0.91122 | 0 | 0 | 0.8401 | 0.042005 | 0
778 | Synthetic pumped | pumped | 12 | 0 | 12.6091 | 23.4091 | 0.48769 | 0
778 | Synthetic battery | battery | 8.4972 | 0 | 0.8401 | 8.6741 | 0.43371 | -8.8818e-16
779 | Synthetic pumped | pumped | 12 | 0 | 23.4091 | 34.2091 | 0.71269 | 0
779 | Synthetic battery | battery | 10 | 0 | 8.6741 | 17.8937 | 0.89468 | 0
780 | Synthetic pumped | pumped | 12 | 0 | 34.2091 | 45.0091 | 0.93769 | -3.5527e-15
780 | Synthetic battery | battery | 2.2846 | 0 | 17.8937 | 20 | 1 | 0
781 | Synthetic pumped | pumped | 3.3232 | 0 | 45.0091 | 48 | 1 | 0
781 | Synthetic battery | battery | 0 | 0 | 20 | 20 | 1 | 0
782 | Synthetic pumped | pumped | 0 | 0 | 48 | 48 | 1 | 0
782 | Synthetic battery | battery | 0 | 0 | 20 | 20 | 1 | 0
783 | Synthetic pumped | pumped | 0 | 0 | 48 | 48 | 1 | 0
783 | Synthetic battery | battery | 0 | 0 | 20 | 20 | 1 | 0
784 | Synthetic pumped | pumped | 0 | 0 | 48 | 48 | 1 | 0
784 | Synthetic battery | battery | 0 | 0 | 20 | 20 | 1 | 0
785 | Synthetic pumped | pumped | 0 | 4.3235 | 48 | 43.1961 | 0.89992 | -8.8818e-16
785 | Synthetic battery | battery | 0 | 0 | 20 | 20 | 1 | 0
786 | Synthetic pumped | pumped | 0 | 12 | 43.1961 | 29.8628 | 0.62214 | 0
786 | Synthetic battery | battery | 0 | 7.9462 | 20 | 11.3811 | 0.56905 | 0
787 | Synthetic pumped | pumped | 0 | 12 | 29.8628 | 16.5295 | 0.34436 | 0
787 | Synthetic battery | battery | 0 | 10 | 11.3811 | 0.53457 | 0.026729 | 0
788 | Synthetic pumped | pumped | 0 | 12 | 16.5295 | 3.1961 | 0.066586 | 0
788 | Synthetic battery | battery | 0 | 0.49285 | 0.53457 | 0 | 0 | 0
789 | Synthetic pumped | pumped | 0 | 2.8765 | 3.1961 | 0 | 0 | 0
789 | Synthetic battery | battery | 0 | 0 | 0 | 0 | 0 | 0
790 | Synthetic pumped | pumped | 0 | 0 | 0 | 0 | 0 | 0
790 | Synthetic battery | battery | 0 | 0 | 0 | 0 | 0 | 0
791 | Synthetic pumped | pumped | 0 | 0 | 0 | 0 | 0 | 0
791 | Synthetic battery | battery | 0 | 0 | 0 | 0 | 0 | 0
792 | Synthetic pumped | pumped | 0 | 0 | 0 | 0 | 0 | 0
792 | Synthetic battery | battery | 0 | 0 | 0 | 0 | 0 | 0
793 | Synthetic pumped | pumped | 0 | 0 | 0 | 0 | 0 | 0
793 | Synthetic battery | battery | 0 | 0 | 0 | 0 | 0 | 0
794 | Synthetic pumped | pumped | 0 | 0 | 0 | 0 | 0 | 0
794 | Synthetic battery | battery | 0 | 0 | 0 | 0 | 0 | 0
795 | Synthetic pumped | pumped | 0 | 0 | 0 | 0 | 0 | 0
795 | Synthetic battery | battery | 0 | 0 | 0 | 0 | 0 | 0
796 | Synthetic pumped | pumped | 0 | 0 | 0 | 0 | 0 | 0
796 | Synthetic battery | battery | 0 | 0 | 0 | 0 | 0 | 0
797 | Synthetic pumped | pumped | 0 | 0 | 0 | 0 | 0 | 0
797 | Synthetic battery | battery | 0 | 0 | 0 | 0 | 0 | 0
798 | Synthetic pumped | pumped | 0 | 0 | 0 | 0 | 0 | 0
798 | Synthetic battery | battery | 0 | 0 | 0 | 0 | 0 | 0
799 | Synthetic pumped | pumped | 0 | 0 | 0 | 0 | 0 | 0
799 | Synthetic battery | battery | 0 | 0 | 0 | 0 | 0 | 0
800 | Synthetic pumped | pumped | 0 | 0 | 0 | 0 | 0 | 0
800 | Synthetic battery | battery | 0 | 0 | 0 | 0 | 0 | 0
801 | Synthetic pumped | pumped | 7.6972 | 0 | 0 | 6.9275 | 0.14432 | 0
801 | Synthetic battery | battery | 0 | 0 | 0 | 0 | 0 | 0
802 | Synthetic pumped | pumped | 12 | 0 | 6.9275 | 17.7275 | 0.36932 | 1.7764e-15
802 | Synthetic battery | battery | 5.9595 | 0 | 0 | 5.4944 | 0.27472 | 0
803 | Synthetic pumped | pumped | 12 | 0 | 17.7275 | 28.5275 | 0.59432 | 0
803 | Synthetic battery | battery | 7.428 | 0 | 5.4944 | 12.3427 | 0.61714 | 0
804 | Synthetic pumped | pumped | 12 | 0 | 28.5275 | 39.3275 | 0.81932 | 0
804 | Synthetic battery | battery | 8.3055 | 0 | 12.3427 | 20 | 1 | 8.8818e-16
805 | Synthetic pumped | pumped | 9.6361 | 0 | 39.3275 | 48 | 1 | 0
805 | Synthetic battery | battery | 0 | 0 | 20 | 20 | 1 | 0
806 | Synthetic pumped | pumped | 0 | 0 | 48 | 48 | 1 | 0
806 | Synthetic battery | battery | 0 | 0 | 20 | 20 | 1 | 0
807 | Synthetic pumped | pumped | 0 | 0 | 48 | 48 | 1 | 0
807 | Synthetic battery | battery | 0 | 0 | 20 | 20 | 1 | 0
808 | Synthetic pumped | pumped | 0 | 0 | 48 | 48 | 1 | 0
808 | Synthetic battery | battery | 0 | 0 | 20 | 20 | 1 | 0
809 | Synthetic pumped | pumped | 0 | 7.8336 | 48 | 39.296 | 0.81867 | 3.5527e-15
809 | Synthetic battery | battery | 0 | 0 | 20 | 20 | 1 | 0
810 | Synthetic pumped | pumped | 0 | 12 | 39.296 | 25.9627 | 0.54089 | 0
810 | Synthetic battery | battery | 0 | 10 | 20 | 9.1535 | 0.45767 | 0
811 | Synthetic pumped | pumped | 0 | 12 | 25.9627 | 12.6294 | 0.26311 | 0
811 | Synthetic battery | battery | 0 | 8.4391 | 9.1535 | 0 | 0 | 0
812 | Synthetic pumped | pumped | 0 | 11.3664 | 12.6294 | 0 | 0 | 0
812 | Synthetic battery | battery | 0 | 0 | 0 | 0 | 0 | 0
813 | Synthetic pumped | pumped | 0 | 0 | 0 | 0 | 0 | 0
813 | Synthetic battery | battery | 0 | 0 | 0 | 0 | 0 | 0
814 | Synthetic pumped | pumped | 0 | 0 | 0 | 0 | 0 | 0
814 | Synthetic battery | battery | 0 | 0 | 0 | 0 | 0 | 0
815 | Synthetic pumped | pumped | 0 | 0 | 0 | 0 | 0 | 0
815 | Synthetic battery | battery | 0 | 0 | 0 | 0 | 0 | 0
816 | Synthetic pumped | pumped | 0 | 0 | 0 | 0 | 0 | 0
816 | Synthetic battery | battery | 0 | 0 | 0 | 0 | 0 | 0
817 | Synthetic pumped | pumped | 0 | 0 | 0 | 0 | 0 | 0
817 | Synthetic battery | battery | 0 | 0 | 0 | 0 | 0 | 0
818 | Synthetic pumped | pumped | 0 | 0 | 0 | 0 | 0 | 0
818 | Synthetic battery | battery | 0 | 0 | 0 | 0 | 0 | 0
819 | Synthetic pumped | pumped | 0 | 0 | 0 | 0 | 0 | 0
819 | Synthetic battery | battery | 0 | 0 | 0 | 0 | 0 | 0
820 | Synthetic pumped | pumped | 0 | 0 | 0 | 0 | 0 | 0
820 | Synthetic battery | battery | 0 | 0 | 0 | 0 | 0 | 0
821 | Synthetic pumped | pumped | 0 | 0 | 0 | 0 | 0 | 0
821 | Synthetic battery | battery | 0 | 0 | 0 | 0 | 0 | 0
822 | Synthetic pumped | pumped | 0 | 0 | 0 | 0 | 0 | 0
822 | Synthetic battery | battery | 0 | 0 | 0 | 0 | 0 | 0
823 | Synthetic pumped | pumped | 0 | 0 | 0 | 0 | 0 | 0
823 | Synthetic battery | battery | 0 | 0 | 0 | 0 | 0 | 0
824 | Synthetic pumped | pumped | 4.5423 | 0 | 0 | 4.0881 | 0.085169 | 0
824 | Synthetic battery | battery | 0 | 0 | 0 | 0 | 0 | 0
825 | Synthetic pumped | pumped | 12 | 0 | 4.0881 | 14.8881 | 0.31017 | 0
825 | Synthetic battery | battery | 9.3523 | 0 | 0 | 8.6224 | 0.43112 | 0
826 | Synthetic pumped | pumped | 12 | 0 | 14.8881 | 25.6881 | 0.53517 | -1.7764e-15
826 | Synthetic battery | battery | 10 | 0 | 8.6224 | 17.8419 | 0.8921 | 0
827 | Synthetic pumped | pumped | 12 | 0 | 25.6881 | 36.4881 | 0.76017 | 3.5527e-15
827 | Synthetic battery | battery | 2.3408 | 0 | 17.8419 | 20 | 1 | 0
828 | Synthetic pumped | pumped | 12 | 0 | 36.4881 | 47.2881 | 0.98517 | -3.5527e-15
828 | Synthetic battery | battery | 0 | 0 | 20 | 20 | 1 | 0
829 | Synthetic pumped | pumped | 0.791 | 0 | 47.2881 | 48 | 1 | 0
829 | Synthetic battery | battery | 0 | 0 | 20 | 20 | 1 | 0
830 | Synthetic pumped | pumped | 0 | 0 | 48 | 48 | 1 | 0
830 | Synthetic battery | battery | 0 | 0 | 20 | 20 | 1 | 0
831 | Synthetic pumped | pumped | 0 | 0 | 48 | 48 | 1 | 0
831 | Synthetic battery | battery | 0 | 0 | 20 | 20 | 1 | 0
832 | Synthetic pumped | pumped | 0 | 0 | 48 | 48 | 1 | 0
832 | Synthetic battery | battery | 0 | 0 | 20 | 20 | 1 | 0
833 | Synthetic pumped | pumped | 0 | 5.3745 | 48 | 42.0283 | 0.87559 | -3.5527e-15
833 | Synthetic battery | battery | 0 | 0 | 20 | 20 | 1 | 0
834 | Synthetic pumped | pumped | 0 | 12 | 42.0283 | 28.695 | 0.59781 | 0
834 | Synthetic battery | battery | 0 | 10 | 20 | 9.1535 | 0.45767 | 0
835 | Synthetic pumped | pumped | 0 | 12 | 28.695 | 15.3617 | 0.32003 | 0
835 | Synthetic battery | battery | 0 | 8.4391 | 9.1535 | 0 | 0 | 0
836 | Synthetic pumped | pumped | 0 | 12 | 15.3617 | 2.0283 | 0.042257 | 0
836 | Synthetic battery | battery | 0 | 0 | 0 | 0 | 0 | 0
837 | Synthetic pumped | pumped | 0 | 1.8255 | 2.0283 | 0 | 0 | 0
837 | Synthetic battery | battery | 0 | 0 | 0 | 0 | 0 | 0
838 | Synthetic pumped | pumped | 0 | 0 | 0 | 0 | 0 | 0
838 | Synthetic battery | battery | 0 | 0 | 0 | 0 | 0 | 0
839 | Synthetic pumped | pumped | 0 | 0 | 0 | 0 | 0 | 0
839 | Synthetic battery | battery | 0 | 0 | 0 | 0 | 0 | 0
840 | Synthetic pumped | pumped | 0 | 0 | 0 | 0 | 0 | 0
840 | Synthetic battery | battery | 0 | 0 | 0 | 0 | 0 | 0
841 | Synthetic pumped | pumped | 0 | 0 | 0 | 0 | 0 | 0
841 | Synthetic battery | battery | 0 | 0 | 0 | 0 | 0 | 0
842 | Synthetic pumped | pumped | 0 | 0 | 0 | 0 | 0 | 0
842 | Synthetic battery | battery | 0 | 0 | 0 | 0 | 0 | 0
843 | Synthetic pumped | pumped | 0 | 0 | 0 | 0 | 0 | 0
843 | Synthetic battery | battery | 0 | 0 | 0 | 0 | 0 | 0
844 | Synthetic pumped | pumped | 0 | 0 | 0 | 0 | 0 | 0
844 | Synthetic battery | battery | 0 | 0 | 0 | 0 | 0 | 0
845 | Synthetic pumped | pumped | 0 | 0 | 0 | 0 | 0 | 0
845 | Synthetic battery | battery | 0 | 0 | 0 | 0 | 0 | 0
846 | Synthetic pumped | pumped | 0 | 0 | 0 | 0 | 0 | 0
846 | Synthetic battery | battery | 0 | 0 | 0 | 0 | 0 | 0
847 | Synthetic pumped | pumped | 0 | 0 | 0 | 0 | 0 | 0
847 | Synthetic battery | battery | 0 | 0 | 0 | 0 | 0 | 0
848 | Synthetic pumped | pumped | 6.0447 | 0 | 0 | 5.4403 | 0.11334 | 0
848 | Synthetic battery | battery | 0 | 0 | 0 | 0 | 0 | 0
849 | Synthetic pumped | pumped | 12 | 0 | 5.4403 | 16.2403 | 0.33834 | 0
849 | Synthetic battery | battery | 4.595 | 0 | 0 | 4.2363 | 0.21182 | 0
850 | Synthetic pumped | pumped | 12 | 0 | 16.2403 | 27.0403 | 0.56334 | 0
850 | Synthetic battery | battery | 10 | 0 | 4.2363 | 13.4559 | 0.67279 | 0
851 | Synthetic pumped | pumped | 12 | 0 | 27.0403 | 37.8403 | 0.78834 | 3.5527e-15
851 | Synthetic battery | battery | 7.0981 | 0 | 13.4559 | 20 | 1 | 0
852 | Synthetic pumped | pumped | 11.2886 | 0 | 37.8403 | 48 | 1 | 0
852 | Synthetic battery | battery | 0 | 0 | 20 | 20 | 1 | 0
853 | Synthetic pumped | pumped | 0 | 0 | 48 | 48 | 1 | 0
853 | Synthetic battery | battery | 0 | 0 | 20 | 20 | 1 | 0
854 | Synthetic pumped | pumped | 0 | 0 | 48 | 48 | 1 | 0
854 | Synthetic battery | battery | 0 | 0 | 20 | 20 | 1 | 0
855 | Synthetic pumped | pumped | 0 | 0 | 48 | 48 | 1 | 0
855 | Synthetic battery | battery | 0 | 0 | 20 | 20 | 1 | 0
856 | Synthetic pumped | pumped | 0 | 0 | 48 | 48 | 1 | 0
856 | Synthetic battery | battery | 0 | 0 | 20 | 20 | 1 | 0
857 | Synthetic pumped | pumped | 0 | 0 | 48 | 48 | 1 | 0
857 | Synthetic battery | battery | 0 | 0 | 20 | 20 | 1 | 0
858 | Synthetic pumped | pumped | 0 | 12 | 48 | 34.6667 | 0.72222 | 3.5527e-15
858 | Synthetic battery | battery | 0 | 3.0416 | 20 | 16.7009 | 0.83505 | 4.4409e-16
859 | Synthetic pumped | pumped | 0 | 12 | 34.6667 | 21.3333 | 0.44444 | 0
859 | Synthetic battery | battery | 0 | 6.1088 | 16.7009 | 10.075 | 0.50375 | 8.8818e-16
860 | Synthetic pumped | pumped | 0 | 12 | 21.3333 | 8 | 0.16667 | 0
860 | Synthetic battery | battery | 0 | 7.7338 | 10.075 | 1.6865 | 0.084326 | 0
861 | Synthetic pumped | pumped | 0 | 7.2 | 8 | 0 | 0 | 0
861 | Synthetic battery | battery | 0 | 1.5549 | 1.6865 | 0 | 0 | 0
862 | Synthetic pumped | pumped | 0 | 0 | 0 | 0 | 0 | 0
862 | Synthetic battery | battery | 0 | 0 | 0 | 0 | 0 | 0
863 | Synthetic pumped | pumped | 0 | 0 | 0 | 0 | 0 | 0
863 | Synthetic battery | battery | 0 | 0 | 0 | 0 | 0 | 0
864 | Synthetic pumped | pumped | 0 | 0 | 0 | 0 | 0 | 0
864 | Synthetic battery | battery | 0 | 0 | 0 | 0 | 0 | 0
865 | Synthetic pumped | pumped | 0 | 0 | 0 | 0 | 0 | 0
865 | Synthetic battery | battery | 0 | 0 | 0 | 0 | 0 | 0
866 | Synthetic pumped | pumped | 0 | 0 | 0 | 0 | 0 | 0
866 | Synthetic battery | battery | 0 | 0 | 0 | 0 | 0 | 0
867 | Synthetic pumped | pumped | 0 | 0 | 0 | 0 | 0 | 0
867 | Synthetic battery | battery | 0 | 0 | 0 | 0 | 0 | 0
868 | Synthetic pumped | pumped | 0 | 0 | 0 | 0 | 0 | 0
868 | Synthetic battery | battery | 0 | 0 | 0 | 0 | 0 | 0
869 | Synthetic pumped | pumped | 0 | 0 | 0 | 0 | 0 | 0
869 | Synthetic battery | battery | 0 | 0 | 0 | 0 | 0 | 0
870 | Synthetic pumped | pumped | 0 | 0 | 0 | 0 | 0 | 0
870 | Synthetic battery | battery | 0 | 0 | 0 | 0 | 0 | 0
871 | Synthetic pumped | pumped | 0 | 0 | 0 | 0 | 0 | 0
871 | Synthetic battery | battery | 0 | 0 | 0 | 0 | 0 | 0
872 | Synthetic pumped | pumped | 0 | 0 | 0 | 0 | 0 | 0
872 | Synthetic battery | battery | 0 | 0 | 0 | 0 | 0 | 0
873 | Synthetic pumped | pumped | 8.9674 | 0 | 0 | 8.0707 | 0.16814 | 0
873 | Synthetic battery | battery | 0 | 0 | 0 | 0 | 0 | 0
874 | Synthetic pumped | pumped | 12 | 0 | 8.0707 | 18.8707 | 0.39314 | 1.7764e-15
874 | Synthetic battery | battery | 1.5315 | 0 | 0 | 1.412 | 0.070599 | 0
875 | Synthetic pumped | pumped | 12 | 0 | 18.8707 | 29.6707 | 0.61814 | 0
875 | Synthetic battery | battery | 4.6709 | 0 | 1.412 | 5.7184 | 0.28592 | 0
876 | Synthetic pumped | pumped | 12 | 0 | 29.6707 | 40.4707 | 0.84314 | 0
876 | Synthetic battery | battery | 5.037 | 0 | 5.7184 | 10.3622 | 0.51811 | -8.8818e-16
877 | Synthetic pumped | pumped | 8.3659 | 0 | 40.4707 | 48 | 1 | 0
877 | Synthetic battery | battery | 10 | 0 | 10.3622 | 19.5818 | 0.97909 | 0
878 | Synthetic pumped | pumped | 0 | 0 | 48 | 48 | 1 | 0
878 | Synthetic battery | battery | 0.45362 | 0 | 19.5818 | 20 | 1 | 0
879 | Synthetic pumped | pumped | 0 | 0 | 48 | 48 | 1 | 0
879 | Synthetic battery | battery | 0 | 0 | 20 | 20 | 1 | 0
880 | Synthetic pumped | pumped | 0 | 0 | 48 | 48 | 1 | 0
880 | Synthetic battery | battery | 0 | 0 | 20 | 20 | 1 | 0
881 | Synthetic pumped | pumped | 0 | 10.0092 | 48 | 36.8787 | 0.76831 | 0
881 | Synthetic battery | battery | 0 | 0 | 20 | 20 | 1 | 0
882 | Synthetic pumped | pumped | 0 | 12 | 36.8787 | 23.5454 | 0.49053 | 0
882 | Synthetic battery | battery | 0 | 10 | 20 | 9.1535 | 0.45767 | 0
883 | Synthetic pumped | pumped | 0 | 12 | 23.5454 | 10.2121 | 0.21275 | 0
883 | Synthetic battery | battery | 0 | 8.4391 | 9.1535 | 0 | 0 | 0
884 | Synthetic pumped | pumped | 0 | 9.1908 | 10.2121 | 0 | 0 | 0
884 | Synthetic battery | battery | 0 | 0 | 0 | 0 | 0 | 0
885 | Synthetic pumped | pumped | 0 | 0 | 0 | 0 | 0 | 0
885 | Synthetic battery | battery | 0 | 0 | 0 | 0 | 0 | 0
886 | Synthetic pumped | pumped | 0 | 0 | 0 | 0 | 0 | 0
886 | Synthetic battery | battery | 0 | 0 | 0 | 0 | 0 | 0
887 | Synthetic pumped | pumped | 0 | 0 | 0 | 0 | 0 | 0
887 | Synthetic battery | battery | 0 | 0 | 0 | 0 | 0 | 0
888 | Synthetic pumped | pumped | 0 | 0 | 0 | 0 | 0 | 0
888 | Synthetic battery | battery | 0 | 0 | 0 | 0 | 0 | 0
889 | Synthetic pumped | pumped | 0 | 0 | 0 | 0 | 0 | 0
889 | Synthetic battery | battery | 0 | 0 | 0 | 0 | 0 | 0
890 | Synthetic pumped | pumped | 0 | 0 | 0 | 0 | 0 | 0
890 | Synthetic battery | battery | 0 | 0 | 0 | 0 | 0 | 0
891 | Synthetic pumped | pumped | 0 | 0 | 0 | 0 | 0 | 0
891 | Synthetic battery | battery | 0 | 0 | 0 | 0 | 0 | 0
892 | Synthetic pumped | pumped | 0 | 0 | 0 | 0 | 0 | 0
892 | Synthetic battery | battery | 0 | 0 | 0 | 0 | 0 | 0
893 | Synthetic pumped | pumped | 0 | 0 | 0 | 0 | 0 | 0
893 | Synthetic battery | battery | 0 | 0 | 0 | 0 | 0 | 0
894 | Synthetic pumped | pumped | 0 | 0 | 0 | 0 | 0 | 0
894 | Synthetic battery | battery | 0 | 0 | 0 | 0 | 0 | 0
895 | Synthetic pumped | pumped | 0 | 0 | 0 | 0 | 0 | 0
895 | Synthetic battery | battery | 0 | 0 | 0 | 0 | 0 | 0
896 | Synthetic pumped | pumped | 5.5133 | 0 | 0 | 4.962 | 0.10337 | 0
896 | Synthetic battery | battery | 0 | 0 | 0 | 0 | 0 | 0
897 | Synthetic pumped | pumped | 12 | 0 | 4.962 | 15.762 | 0.32837 | 0
897 | Synthetic battery | battery | 1.2929 | 0 | 0 | 1.1919 | 0.059597 | 0
898 | Synthetic pumped | pumped | 12 | 0 | 15.762 | 26.562 | 0.55337 | 0
898 | Synthetic battery | battery | 10 | 0 | 1.1919 | 10.4115 | 0.52057 | 0
899 | Synthetic pumped | pumped | 12 | 0 | 26.562 | 37.362 | 0.77837 | 3.5527e-15
899 | Synthetic battery | battery | 10 | 0 | 10.4115 | 19.631 | 0.98155 | 0
900 | Synthetic pumped | pumped | 11.82 | 0 | 37.362 | 48 | 1 | 0
900 | Synthetic battery | battery | 0.40019 | 0 | 19.631 | 20 | 1 | 0
901 | Synthetic pumped | pumped | 0 | 0 | 48 | 48 | 1 | 0
901 | Synthetic battery | battery | 0 | 0 | 20 | 20 | 1 | 0
902 | Synthetic pumped | pumped | 0 | 0 | 48 | 48 | 1 | 0
902 | Synthetic battery | battery | 0 | 0 | 20 | 20 | 1 | 0
903 | Synthetic pumped | pumped | 0 | 0 | 48 | 48 | 1 | 0
903 | Synthetic battery | battery | 0 | 0 | 20 | 20 | 1 | 0
904 | Synthetic pumped | pumped | 0 | 0 | 48 | 48 | 1 | 0
904 | Synthetic battery | battery | 0 | 0 | 20 | 20 | 1 | 0
905 | Synthetic pumped | pumped | 0 | 0 | 48 | 48 | 1 | 0
905 | Synthetic battery | battery | 0 | 0 | 20 | 20 | 1 | 0
906 | Synthetic pumped | pumped | 0 | 12 | 48 | 34.6667 | 0.72222 | 3.5527e-15
906 | Synthetic battery | battery | 0 | 6.2965 | 20 | 13.1705 | 0.65852 | -8.8818e-16
907 | Synthetic pumped | pumped | 0 | 12 | 34.6667 | 21.3333 | 0.44444 | 0
907 | Synthetic battery | battery | 0 | 10 | 13.1705 | 2.3239 | 0.1162 | 0
908 | Synthetic pumped | pumped | 0 | 12 | 21.3333 | 8 | 0.16667 | 0
908 | Synthetic battery | battery | 0 | 2.1426 | 2.3239 | 4.4409e-16 | 2.2204e-17 | 0
909 | Synthetic pumped | pumped | 0 | 7.2 | 8 | 0 | 0 | 0
909 | Synthetic battery | battery | 0 | 4.0943e-16 | 4.4409e-16 | 0 | 0 | 0
910 | Synthetic pumped | pumped | 0 | 0 | 0 | 0 | 0 | 0
910 | Synthetic battery | battery | 0 | 0 | 0 | 0 | 0 | 0
911 | Synthetic pumped | pumped | 0 | 0 | 0 | 0 | 0 | 0
911 | Synthetic battery | battery | 0 | 0 | 0 | 0 | 0 | 0
912 | Synthetic pumped | pumped | 0 | 0 | 0 | 0 | 0 | 0
912 | Synthetic battery | battery | 0 | 0 | 0 | 0 | 0 | 0
913 | Synthetic pumped | pumped | 0 | 0 | 0 | 0 | 0 | 0
913 | Synthetic battery | battery | 0 | 0 | 0 | 0 | 0 | 0
914 | Synthetic pumped | pumped | 0 | 0 | 0 | 0 | 0 | 0
914 | Synthetic battery | battery | 0 | 0 | 0 | 0 | 0 | 0
915 | Synthetic pumped | pumped | 0 | 0 | 0 | 0 | 0 | 0
915 | Synthetic battery | battery | 0 | 0 | 0 | 0 | 0 | 0
916 | Synthetic pumped | pumped | 0 | 0 | 0 | 0 | 0 | 0
916 | Synthetic battery | battery | 0 | 0 | 0 | 0 | 0 | 0
917 | Synthetic pumped | pumped | 0 | 0 | 0 | 0 | 0 | 0
917 | Synthetic battery | battery | 0 | 0 | 0 | 0 | 0 | 0
918 | Synthetic pumped | pumped | 0 | 0 | 0 | 0 | 0 | 0
918 | Synthetic battery | battery | 0 | 0 | 0 | 0 | 0 | 0
919 | Synthetic pumped | pumped | 0 | 0 | 0 | 0 | 0 | 0
919 | Synthetic battery | battery | 0 | 0 | 0 | 0 | 0 | 0
920 | Synthetic pumped | pumped | 0 | 0 | 0 | 0 | 0 | 0
920 | Synthetic battery | battery | 0 | 0 | 0 | 0 | 0 | 0
921 | Synthetic pumped | pumped | 5.9264 | 0 | 0 | 5.3337 | 0.11112 | 0
921 | Synthetic battery | battery | 0 | 0 | 0 | 0 | 0 | 0
922 | Synthetic pumped | pumped | 12 | 0 | 5.3337 | 16.1337 | 0.33612 | 1.7764e-15
922 | Synthetic battery | battery | 3.1439 | 0 | 0 | 2.8986 | 0.14493 | 0
923 | Synthetic pumped | pumped | 12 | 0 | 16.1337 | 26.9337 | 0.56112 | 0
923 | Synthetic battery | battery | 8.4723 | 0 | 2.8986 | 10.7096 | 0.53548 | 0
924 | Synthetic pumped | pumped | 12 | 0 | 26.9337 | 37.7337 | 0.78612 | 0
924 | Synthetic battery | battery | 10 | 0 | 10.7096 | 19.9292 | 0.99646 | 0
925 | Synthetic pumped | pumped | 11.407 | 0 | 37.7337 | 48 | 1 | 0
925 | Synthetic battery | battery | 0.076813 | 0 | 19.9292 | 20 | 1 | 0
926 | Synthetic pumped | pumped | 0 | 0 | 48 | 48 | 1 | 0
926 | Synthetic battery | battery | 0 | 0 | 20 | 20 | 1 | 0
927 | Synthetic pumped | pumped | 0 | 0 | 48 | 48 | 1 | 0
927 | Synthetic battery | battery | 0 | 0 | 20 | 20 | 1 | 0
928 | Synthetic pumped | pumped | 0 | 0 | 48 | 48 | 1 | 0
928 | Synthetic battery | battery | 0 | 0 | 20 | 20 | 1 | 0
929 | Synthetic pumped | pumped | 0 | 3.7133 | 48 | 43.8741 | 0.91404 | 8.8818e-16
929 | Synthetic battery | battery | 0 | 0 | 20 | 20 | 1 | 0
930 | Synthetic pumped | pumped | 0 | 12 | 43.8741 | 30.5407 | 0.63627 | 0
930 | Synthetic battery | battery | 0 | 7.1419 | 20 | 12.2535 | 0.61268 | 0
931 | Synthetic pumped | pumped | 0 | 12 | 30.5407 | 17.2074 | 0.35849 | 0
931 | Synthetic battery | battery | 0 | 10 | 12.2535 | 1.407 | 0.07035 | 0
932 | Synthetic pumped | pumped | 0 | 12 | 17.2074 | 3.8741 | 0.08071 | 0
932 | Synthetic battery | battery | 0 | 1.2972 | 1.407 | 0 | 0 | 0
933 | Synthetic pumped | pumped | 0 | 3.4867 | 3.8741 | 0 | 0 | 0
933 | Synthetic battery | battery | 0 | 0 | 0 | 0 | 0 | 0
934 | Synthetic pumped | pumped | 0 | 0 | 0 | 0 | 0 | 0
934 | Synthetic battery | battery | 0 | 0 | 0 | 0 | 0 | 0
935 | Synthetic pumped | pumped | 0 | 0 | 0 | 0 | 0 | 0
935 | Synthetic battery | battery | 0 | 0 | 0 | 0 | 0 | 0
936 | Synthetic pumped | pumped | 0 | 0 | 0 | 0 | 0 | 0
936 | Synthetic battery | battery | 0 | 0 | 0 | 0 | 0 | 0
937 | Synthetic pumped | pumped | 0 | 0 | 0 | 0 | 0 | 0
937 | Synthetic battery | battery | 0 | 0 | 0 | 0 | 0 | 0
938 | Synthetic pumped | pumped | 0 | 0 | 0 | 0 | 0 | 0
938 | Synthetic battery | battery | 0 | 0 | 0 | 0 | 0 | 0
939 | Synthetic pumped | pumped | 0 | 0 | 0 | 0 | 0 | 0
939 | Synthetic battery | battery | 0 | 0 | 0 | 0 | 0 | 0
940 | Synthetic pumped | pumped | 0 | 0 | 0 | 0 | 0 | 0
940 | Synthetic battery | battery | 0 | 0 | 0 | 0 | 0 | 0
941 | Synthetic pumped | pumped | 0 | 0 | 0 | 0 | 0 | 0
941 | Synthetic battery | battery | 0 | 0 | 0 | 0 | 0 | 0
942 | Synthetic pumped | pumped | 0 | 0 | 0 | 0 | 0 | 0
942 | Synthetic battery | battery | 0 | 0 | 0 | 0 | 0 | 0
943 | Synthetic pumped | pumped | 0 | 0 | 0 | 0 | 0 | 0
943 | Synthetic battery | battery | 0 | 0 | 0 | 0 | 0 | 0
944 | Synthetic pumped | pumped | 0.34705 | 0 | 0 | 0.31234 | 0.0065072 | 0
944 | Synthetic battery | battery | 0 | 0 | 0 | 0 | 0 | 0
945 | Synthetic pumped | pumped | 12 | 0 | 0.31234 | 11.1123 | 0.23151 | 0
945 | Synthetic battery | battery | 0.61403 | 0 | 0 | 0.56611 | 0.028305 | 0
946 | Synthetic pumped | pumped | 12 | 0 | 11.1123 | 21.9123 | 0.45651 | 0
946 | Synthetic battery | battery | 7.904 | 0 | 0.56611 | 7.8533 | 0.39266 | 0
947 | Synthetic pumped | pumped | 12 | 0 | 21.9123 | 32.7123 | 0.68151 | 3.5527e-15
947 | Synthetic battery | battery | 10 | 0 | 7.8533 | 17.0728 | 0.85364 | 0
948 | Synthetic pumped | pumped | 12 | 0 | 32.7123 | 43.5123 | 0.90651 | -3.5527e-15
948 | Synthetic battery | battery | 3.175 | 0 | 17.0728 | 20 | 1 | 0
949 | Synthetic pumped | pumped | 4.9863 | 0 | 43.5123 | 48 | 1 | 0
949 | Synthetic battery | battery | 0 | 0 | 20 | 20 | 1 | 0
950 | Synthetic pumped | pumped | 0 | 0 | 48 | 48 | 1 | 0
950 | Synthetic battery | battery | 0 | 0 | 20 | 20 | 1 | 0
951 | Synthetic pumped | pumped | 0 | 0 | 48 | 48 | 1 | 0
951 | Synthetic battery | battery | 0 | 0 | 20 | 20 | 1 | 0
952 | Synthetic pumped | pumped | 0 | 0 | 48 | 48 | 1 | 0
952 | Synthetic battery | battery | 0 | 0 | 20 | 20 | 1 | 0
953 | Synthetic pumped | pumped | 0 | 11.8719 | 48 | 34.809 | 0.72519 | 0
953 | Synthetic battery | battery | 0 | 0 | 20 | 20 | 1 | 0
954 | Synthetic pumped | pumped | 0 | 12 | 34.809 | 21.4756 | 0.44741 | 0
954 | Synthetic battery | battery | 0 | 10 | 20 | 9.1535 | 0.45767 | 0
955 | Synthetic pumped | pumped | 0 | 12 | 21.4756 | 8.1423 | 0.16963 | 0
955 | Synthetic battery | battery | 0 | 8.4391 | 9.1535 | 0 | 0 | 0
956 | Synthetic pumped | pumped | 0 | 7.3281 | 8.1423 | 0 | 0 | 0
956 | Synthetic battery | battery | 0 | 0 | 0 | 0 | 0 | 0
957 | Synthetic pumped | pumped | 0 | 0 | 0 | 0 | 0 | 0
957 | Synthetic battery | battery | 0 | 0 | 0 | 0 | 0 | 0
958 | Synthetic pumped | pumped | 0 | 0 | 0 | 0 | 0 | 0
958 | Synthetic battery | battery | 0 | 0 | 0 | 0 | 0 | 0
959 | Synthetic pumped | pumped | 0 | 0 | 0 | 0 | 0 | 0
959 | Synthetic battery | battery | 0 | 0 | 0 | 0 | 0 | 0
960 | Synthetic pumped | pumped | 0 | 0 | 0 | 0 | 0 | 0
960 | Synthetic battery | battery | 0 | 0 | 0 | 0 | 0 | 0
961 | Synthetic pumped | pumped | 0 | 0 | 0 | 0 | 0 | 0
961 | Synthetic battery | battery | 0 | 0 | 0 | 0 | 0 | 0
962 | Synthetic pumped | pumped | 0 | 0 | 0 | 0 | 0 | 0
962 | Synthetic battery | battery | 0 | 0 | 0 | 0 | 0 | 0
963 | Synthetic pumped | pumped | 0 | 0 | 0 | 0 | 0 | 0
963 | Synthetic battery | battery | 0 | 0 | 0 | 0 | 0 | 0
964 | Synthetic pumped | pumped | 0 | 0 | 0 | 0 | 0 | 0
964 | Synthetic battery | battery | 0 | 0 | 0 | 0 | 0 | 0
965 | Synthetic pumped | pumped | 0 | 0 | 0 | 0 | 0 | 0
965 | Synthetic battery | battery | 0 | 0 | 0 | 0 | 0 | 0
966 | Synthetic pumped | pumped | 0 | 0 | 0 | 0 | 0 | 0
966 | Synthetic battery | battery | 0 | 0 | 0 | 0 | 0 | 0
967 | Synthetic pumped | pumped | 0 | 0 | 0 | 0 | 0 | 0
967 | Synthetic battery | battery | 0 | 0 | 0 | 0 | 0 | 0
968 | Synthetic pumped | pumped | 8.7221 | 0 | 0 | 7.8499 | 0.16354 | 0
968 | Synthetic battery | battery | 0 | 0 | 0 | 0 | 0 | 0
969 | Synthetic pumped | pumped | 12 | 0 | 7.8499 | 18.6499 | 0.38854 | 0
969 | Synthetic battery | battery | 8.9432 | 0 | 0 | 8.2452 | 0.41226 | 0
970 | Synthetic pumped | pumped | 12 | 0 | 18.6499 | 29.4499 | 0.61354 | 0
970 | Synthetic battery | battery | 10 | 0 | 8.2452 | 17.4647 | 0.87324 | 0
971 | Synthetic pumped | pumped | 12 | 0 | 29.4499 | 40.2499 | 0.83854 | 0
971 | Synthetic battery | battery | 2.7499 | 0 | 17.4647 | 20 | 1 | 0
972 | Synthetic pumped | pumped | 8.6113 | 0 | 40.2499 | 48 | 1 | -8.8818e-16
972 | Synthetic battery | battery | 0 | 0 | 20 | 20 | 1 | 0
973 | Synthetic pumped | pumped | 0 | 0 | 48 | 48 | 1 | 0
973 | Synthetic battery | battery | 0 | 0 | 20 | 20 | 1 | 0
974 | Synthetic pumped | pumped | 0 | 0 | 48 | 48 | 1 | 0
974 | Synthetic battery | battery | 0 | 0 | 20 | 20 | 1 | 0
975 | Synthetic pumped | pumped | 0 | 0 | 48 | 48 | 1 | 0
975 | Synthetic battery | battery | 0 | 0 | 20 | 20 | 1 | 0
976 | Synthetic pumped | pumped | 0 | 0 | 48 | 48 | 1 | 0
976 | Synthetic battery | battery | 0 | 0 | 20 | 20 | 1 | 0
977 | Synthetic pumped | pumped | 0 | 5.8538 | 48 | 41.4957 | 0.86449 | 8.8818e-16
977 | Synthetic battery | battery | 0 | 0 | 20 | 20 | 1 | 0
978 | Synthetic pumped | pumped | 0 | 12 | 41.4957 | 28.1624 | 0.58672 | 0
978 | Synthetic battery | battery | 0 | 10 | 20 | 9.1535 | 0.45767 | 0
979 | Synthetic pumped | pumped | 0 | 12 | 28.1624 | 14.8291 | 0.30894 | 0
979 | Synthetic battery | battery | 0 | 8.4391 | 9.1535 | 0 | 0 | 0
980 | Synthetic pumped | pumped | 0 | 12 | 14.8291 | 1.4957 | 0.031161 | 0
980 | Synthetic battery | battery | 0 | 0 | 0 | 0 | 0 | 0
981 | Synthetic pumped | pumped | 0 | 1.3462 | 1.4957 | 0 | 0 | 0
981 | Synthetic battery | battery | 0 | 0 | 0 | 0 | 0 | 0
982 | Synthetic pumped | pumped | 0 | 0 | 0 | 0 | 0 | 0
982 | Synthetic battery | battery | 0 | 0 | 0 | 0 | 0 | 0
983 | Synthetic pumped | pumped | 0 | 0 | 0 | 0 | 0 | 0
983 | Synthetic battery | battery | 0 | 0 | 0 | 0 | 0 | 0
984 | Synthetic pumped | pumped | 0 | 0 | 0 | 0 | 0 | 0
984 | Synthetic battery | battery | 0 | 0 | 0 | 0 | 0 | 0
985 | Synthetic pumped | pumped | 0 | 0 | 0 | 0 | 0 | 0
985 | Synthetic battery | battery | 0 | 0 | 0 | 0 | 0 | 0
986 | Synthetic pumped | pumped | 0 | 0 | 0 | 0 | 0 | 0
986 | Synthetic battery | battery | 0 | 0 | 0 | 0 | 0 | 0
987 | Synthetic pumped | pumped | 0 | 0 | 0 | 0 | 0 | 0
987 | Synthetic battery | battery | 0 | 0 | 0 | 0 | 0 | 0
988 | Synthetic pumped | pumped | 0 | 0 | 0 | 0 | 0 | 0
988 | Synthetic battery | battery | 0 | 0 | 0 | 0 | 0 | 0
989 | Synthetic pumped | pumped | 0 | 0 | 0 | 0 | 0 | 0
989 | Synthetic battery | battery | 0 | 0 | 0 | 0 | 0 | 0
990 | Synthetic pumped | pumped | 0 | 0 | 0 | 0 | 0 | 0
990 | Synthetic battery | battery | 0 | 0 | 0 | 0 | 0 | 0
991 | Synthetic pumped | pumped | 0 | 0 | 0 | 0 | 0 | 0
991 | Synthetic battery | battery | 0 | 0 | 0 | 0 | 0 | 0
992 | Synthetic pumped | pumped | 7.3513 | 0 | 0 | 6.6162 | 0.13784 | 0
992 | Synthetic battery | battery | 0 | 0 | 0 | 0 | 0 | 0
993 | Synthetic pumped | pumped | 12 | 0 | 6.6162 | 17.4162 | 0.36284 | 0
993 | Synthetic battery | battery | 5.9137 | 0 | 0 | 5.4522 | 0.27261 | 0
994 | Synthetic pumped | pumped | 12 | 0 | 17.4162 | 28.2162 | 0.58784 | 0
994 | Synthetic battery | battery | 10 | 0 | 5.4522 | 14.6717 | 0.73359 | 0
995 | Synthetic pumped | pumped | 12 | 0 | 28.2162 | 39.0162 | 0.81284 | 0
995 | Synthetic battery | battery | 5.7793 | 0 | 14.6717 | 20 | 1 | 0
996 | Synthetic pumped | pumped | 9.982 | 0 | 39.0162 | 48 | 1 | 0
996 | Synthetic battery | battery | 0 | 0 | 20 | 20 | 1 | 0
997 | Synthetic pumped | pumped | 0 | 0 | 48 | 48 | 1 | 0
997 | Synthetic battery | battery | 0 | 0 | 20 | 20 | 1 | 0
998 | Synthetic pumped | pumped | 0 | 0 | 48 | 48 | 1 | 0
998 | Synthetic battery | battery | 0 | 0 | 20 | 20 | 1 | 0
999 | Synthetic pumped | pumped | 0 | 0 | 48 | 48 | 1 | 0
999 | Synthetic battery | battery | 0 | 0 | 20 | 20 | 1 | 0
1000 | Synthetic pumped | pumped | 0 | 0 | 48 | 48 | 1 | 0
1000 | Synthetic battery | battery | 0 | 0 | 20 | 20 | 1 | 0
1001 | Synthetic pumped | pumped | 0 | 2.7737 | 48 | 44.9182 | 0.9358 | -8.8818e-16
1001 | Synthetic battery | battery | 0 | 0 | 20 | 20 | 1 | 0
1002 | Synthetic pumped | pumped | 0 | 12 | 44.9182 | 31.5848 | 0.65802 | 0
1002 | Synthetic battery | battery | 0 | 9.2177 | 20 | 10.002 | 0.5001 | 0
1003 | Synthetic pumped | pumped | 0 | 12 | 31.5848 | 18.2515 | 0.38024 | 0
1003 | Synthetic battery | battery | 0 | 9.2214 | 10.002 | 0 | 0 | 0
1004 | Synthetic pumped | pumped | 0 | 12 | 18.2515 | 4.9182 | 0.10246 | 0
1004 | Synthetic battery | battery | 0 | 0 | 0 | 0 | 0 | 0
1005 | Synthetic pumped | pumped | 0 | 4.4263 | 4.9182 | 0 | 0 | 0
1005 | Synthetic battery | battery | 0 | 0 | 0 | 0 | 0 | 0
1006 | Synthetic pumped | pumped | 0 | 0 | 0 | 0 | 0 | 0
1006 | Synthetic battery | battery | 0 | 0 | 0 | 0 | 0 | 0
1007 | Synthetic pumped | pumped | 0 | 0 | 0 | 0 | 0 | 0
1007 | Synthetic battery | battery | 0 | 0 | 0 | 0 | 0 | 0
1008 | Synthetic pumped | pumped | 0 | 0 | 0 | 0 | 0 | 0
1008 | Synthetic battery | battery | 0 | 0 | 0 | 0 | 0 | 0
1009 | Synthetic pumped | pumped | 0 | 0 | 0 | 0 | 0 | 0
1009 | Synthetic battery | battery | 0 | 0 | 0 | 0 | 0 | 0
1010 | Synthetic pumped | pumped | 0 | 0 | 0 | 0 | 0 | 0
1010 | Synthetic battery | battery | 0 | 0 | 0 | 0 | 0 | 0
1011 | Synthetic pumped | pumped | 0 | 0 | 0 | 0 | 0 | 0
1011 | Synthetic battery | battery | 0 | 0 | 0 | 0 | 0 | 0
1012 | Synthetic pumped | pumped | 0 | 0 | 0 | 0 | 0 | 0
1012 | Synthetic battery | battery | 0 | 0 | 0 | 0 | 0 | 0
1013 | Synthetic pumped | pumped | 0 | 0 | 0 | 0 | 0 | 0
1013 | Synthetic battery | battery | 0 | 0 | 0 | 0 | 0 | 0
1014 | Synthetic pumped | pumped | 0 | 0 | 0 | 0 | 0 | 0
1014 | Synthetic battery | battery | 0 | 0 | 0 | 0 | 0 | 0
1015 | Synthetic pumped | pumped | 0 | 0 | 0 | 0 | 0 | 0
1015 | Synthetic battery | battery | 0 | 0 | 0 | 0 | 0 | 0
1016 | Synthetic pumped | pumped | 1.4677 | 0 | 0 | 1.321 | 0.02752 | 0
1016 | Synthetic battery | battery | 0 | 0 | 0 | 0 | 0 | 0
1017 | Synthetic pumped | pumped | 11.6006 | 0 | 1.321 | 11.7615 | 0.24503 | 0
1017 | Synthetic battery | battery | 0 | 0 | 0 | 0 | 0 | 0
1018 | Synthetic pumped | pumped | 12 | 0 | 11.7615 | 22.5615 | 0.47003 | 1.7764e-15
1018 | Synthetic battery | battery | 0.059131 | 0 | 0 | 0.054516 | 0.0027258 | 0
1019 | Synthetic pumped | pumped | 12 | 0 | 22.5615 | 33.3615 | 0.69503 | 3.5527e-15
1019 | Synthetic battery | battery | 10 | 0 | 0.054516 | 9.2741 | 0.4637 | 0
1020 | Synthetic pumped | pumped | 12 | 0 | 33.3615 | 44.1615 | 0.92003 | -3.5527e-15
1020 | Synthetic battery | battery | 10 | 0 | 9.2741 | 18.4936 | 0.92468 | -1.7764e-15
1021 | Synthetic pumped | pumped | 4.265 | 0 | 44.1615 | 48 | 1 | 0
1021 | Synthetic battery | battery | 1.6339 | 0 | 18.4936 | 20 | 1 | 0
1022 | Synthetic pumped | pumped | 0 | 0 | 48 | 48 | 1 | 0
1022 | Synthetic battery | battery | 0 | 0 | 20 | 20 | 1 | 0
1023 | Synthetic pumped | pumped | 0 | 0 | 48 | 48 | 1 | 0
1023 | Synthetic battery | battery | 0 | 0 | 20 | 20 | 1 | 0
1024 | Synthetic pumped | pumped | 0 | 0 | 48 | 48 | 1 | 0
1024 | Synthetic battery | battery | 0 | 0 | 20 | 20 | 1 | 0
1025 | Synthetic pumped | pumped | 0 | 7.2129 | 48 | 39.9857 | 0.83304 | 1.7764e-15
1025 | Synthetic battery | battery | 0 | 0 | 20 | 20 | 1 | 0
1026 | Synthetic pumped | pumped | 0 | 12 | 39.9857 | 26.6524 | 0.55526 | 0
1026 | Synthetic battery | battery | 0 | 10 | 20 | 9.1535 | 0.45767 | 0
1027 | Synthetic pumped | pumped | 0 | 12 | 26.6524 | 13.319 | 0.27748 | 0
1027 | Synthetic battery | battery | 0 | 8.4391 | 9.1535 | 0 | 0 | 0
1028 | Synthetic pumped | pumped | 0 | 11.9871 | 13.319 | 0 | 0 | 0
1028 | Synthetic battery | battery | 0 | 0 | 0 | 0 | 0 | 0
1029 | Synthetic pumped | pumped | 0 | 0 | 0 | 0 | 0 | 0
1029 | Synthetic battery | battery | 0 | 0 | 0 | 0 | 0 | 0
1030 | Synthetic pumped | pumped | 0 | 0 | 0 | 0 | 0 | 0
1030 | Synthetic battery | battery | 0 | 0 | 0 | 0 | 0 | 0
1031 | Synthetic pumped | pumped | 0 | 0 | 0 | 0 | 0 | 0
1031 | Synthetic battery | battery | 0 | 0 | 0 | 0 | 0 | 0
1032 | Synthetic pumped | pumped | 0 | 0 | 0 | 0 | 0 | 0
1032 | Synthetic battery | battery | 0 | 0 | 0 | 0 | 0 | 0
1033 | Synthetic pumped | pumped | 0 | 0 | 0 | 0 | 0 | 0
1033 | Synthetic battery | battery | 0 | 0 | 0 | 0 | 0 | 0
1034 | Synthetic pumped | pumped | 0 | 0 | 0 | 0 | 0 | 0
1034 | Synthetic battery | battery | 0 | 0 | 0 | 0 | 0 | 0
1035 | Synthetic pumped | pumped | 0 | 0 | 0 | 0 | 0 | 0
1035 | Synthetic battery | battery | 0 | 0 | 0 | 0 | 0 | 0
1036 | Synthetic pumped | pumped | 0 | 0 | 0 | 0 | 0 | 0
1036 | Synthetic battery | battery | 0 | 0 | 0 | 0 | 0 | 0
1037 | Synthetic pumped | pumped | 0 | 0 | 0 | 0 | 0 | 0
1037 | Synthetic battery | battery | 0 | 0 | 0 | 0 | 0 | 0
1038 | Synthetic pumped | pumped | 0 | 0 | 0 | 0 | 0 | 0
1038 | Synthetic battery | battery | 0 | 0 | 0 | 0 | 0 | 0
1039 | Synthetic pumped | pumped | 0 | 0 | 0 | 0 | 0 | 0
1039 | Synthetic battery | battery | 0 | 0 | 0 | 0 | 0 | 0
1040 | Synthetic pumped | pumped | 0 | 0 | 0 | 0 | 0 | 0
1040 | Synthetic battery | battery | 0 | 0 | 0 | 0 | 0 | 0
1041 | Synthetic pumped | pumped | 9.3253 | 0 | 0 | 8.3928 | 0.17485 | 0
1041 | Synthetic battery | battery | 0 | 0 | 0 | 0 | 0 | 0
1042 | Synthetic pumped | pumped | 12 | 0 | 8.3928 | 19.1928 | 0.39985 | -1.7764e-15
1042 | Synthetic battery | battery | 0.59692 | 0 | 0 | 0.55033 | 0.027517 | 0
1043 | Synthetic pumped | pumped | 12 | 0 | 19.1928 | 29.9928 | 0.62485 | 0
1043 | Synthetic battery | battery | 10 | 0 | 0.55033 | 9.7699 | 0.48849 | 0
1044 | Synthetic pumped | pumped | 12 | 0 | 29.9928 | 40.7928 | 0.84985 | 0
1044 | Synthetic battery | battery | 10 | 0 | 9.7699 | 18.9894 | 0.94947 | 0
1045 | Synthetic pumped | pumped | 8.008 | 0 | 40.7928 | 48 | 1 | -8.8818e-16
1045 | Synthetic battery | battery | 1.0961 | 0 | 18.9894 | 20 | 1 | 0
1046 | Synthetic pumped | pumped | 0 | 0 | 48 | 48 | 1 | 0
1046 | Synthetic battery | battery | 0 | 0 | 20 | 20 | 1 | 0
1047 | Synthetic pumped | pumped | 0 | 0 | 48 | 48 | 1 | 0
1047 | Synthetic battery | battery | 0 | 0 | 20 | 20 | 1 | 0
1048 | Synthetic pumped | pumped | 0 | 0 | 48 | 48 | 1 | 0
1048 | Synthetic battery | battery | 0 | 0 | 20 | 20 | 1 | 0
1049 | Synthetic pumped | pumped | 0 | 3.875 | 48 | 43.6945 | 0.9103 | -1.7764e-15
1049 | Synthetic battery | battery | 0 | 0 | 20 | 20 | 1 | 0
1050 | Synthetic pumped | pumped | 0 | 12 | 43.6945 | 30.3611 | 0.63252 | 0
1050 | Synthetic battery | battery | 0 | 6.3174 | 20 | 13.1478 | 0.65739 | 0
1051 | Synthetic pumped | pumped | 0 | 12 | 30.3611 | 17.0278 | 0.35475 | 0
1051 | Synthetic battery | battery | 0 | 10 | 13.1478 | 2.3013 | 0.11506 | 0
1052 | Synthetic pumped | pumped | 0 | 12 | 17.0278 | 3.6945 | 0.076968 | 0
1052 | Synthetic battery | battery | 0 | 2.1217 | 2.3013 | 0 | 0 | 0
1053 | Synthetic pumped | pumped | 0 | 3.325 | 3.6945 | 0 | 0 | 0
1053 | Synthetic battery | battery | 0 | 0 | 0 | 0 | 0 | 0
1054 | Synthetic pumped | pumped | 0 | 0 | 0 | 0 | 0 | 0
1054 | Synthetic battery | battery | 0 | 0 | 0 | 0 | 0 | 0
1055 | Synthetic pumped | pumped | 0 | 0 | 0 | 0 | 0 | 0
1055 | Synthetic battery | battery | 0 | 0 | 0 | 0 | 0 | 0
1056 | Synthetic pumped | pumped | 0 | 0 | 0 | 0 | 0 | 0
1056 | Synthetic battery | battery | 0 | 0 | 0 | 0 | 0 | 0
1057 | Synthetic pumped | pumped | 0 | 0 | 0 | 0 | 0 | 0
1057 | Synthetic battery | battery | 0 | 0 | 0 | 0 | 0 | 0
1058 | Synthetic pumped | pumped | 0 | 0 | 0 | 0 | 0 | 0
1058 | Synthetic battery | battery | 0 | 0 | 0 | 0 | 0 | 0
1059 | Synthetic pumped | pumped | 0 | 0 | 0 | 0 | 0 | 0
1059 | Synthetic battery | battery | 0 | 0 | 0 | 0 | 0 | 0
1060 | Synthetic pumped | pumped | 0 | 0 | 0 | 0 | 0 | 0
1060 | Synthetic battery | battery | 0 | 0 | 0 | 0 | 0 | 0
1061 | Synthetic pumped | pumped | 0 | 0 | 0 | 0 | 0 | 0
1061 | Synthetic battery | battery | 0 | 0 | 0 | 0 | 0 | 0
1062 | Synthetic pumped | pumped | 0 | 0 | 0 | 0 | 0 | 0
1062 | Synthetic battery | battery | 0 | 0 | 0 | 0 | 0 | 0
1063 | Synthetic pumped | pumped | 0 | 0 | 0 | 0 | 0 | 0
1063 | Synthetic battery | battery | 0 | 0 | 0 | 0 | 0 | 0
1064 | Synthetic pumped | pumped | 0 | 0 | 0 | 0 | 0 | 0
1064 | Synthetic battery | battery | 0 | 0 | 0 | 0 | 0 | 0
1065 | Synthetic pumped | pumped | 6.0903 | 0 | 0 | 5.4813 | 0.11419 | 0
1065 | Synthetic battery | battery | 0 | 0 | 0 | 0 | 0 | 0
1066 | Synthetic pumped | pumped | 12 | 0 | 5.4813 | 16.2813 | 0.33919 | 0
1066 | Synthetic battery | battery | 4.3977 | 0 | 0 | 4.0545 | 0.20272 | 0
1067 | Synthetic pumped | pumped | 12 | 0 | 16.2813 | 27.0813 | 0.56419 | 0
1067 | Synthetic battery | battery | 4.8473 | 0 | 4.0545 | 8.5234 | 0.42617 | -8.8818e-16
1068 | Synthetic pumped | pumped | 12 | 0 | 27.0813 | 37.8813 | 0.78919 | 3.5527e-15
1068 | Synthetic battery | battery | 10 | 0 | 8.5234 | 17.7429 | 0.88715 | 0
1069 | Synthetic pumped | pumped | 11.243 | 0 | 37.8813 | 48 | 1 | 0
1069 | Synthetic battery | battery | 2.4481 | 0 | 17.7429 | 20 | 1 | 0
1070 | Synthetic pumped | pumped | 0 | 0 | 48 | 48 | 1 | 0
1070 | Synthetic battery | battery | 0 | 0 | 20 | 20 | 1 | 0
1071 | Synthetic pumped | pumped | 0 | 0 | 48 | 48 | 1 | 0
1071 | Synthetic battery | battery | 0 | 0 | 20 | 20 | 1 | 0
1072 | Synthetic pumped | pumped | 0 | 0 | 48 | 48 | 1 | 0
1072 | Synthetic battery | battery | 0 | 0 | 20 | 20 | 1 | 0
1073 | Synthetic pumped | pumped | 0 | 8.9425 | 48 | 38.0639 | 0.793 | -1.7764e-15
1073 | Synthetic battery | battery | 0 | 0 | 20 | 20 | 1 | 0
1074 | Synthetic pumped | pumped | 0 | 12 | 38.0639 | 24.7306 | 0.51522 | 0
1074 | Synthetic battery | battery | 0 | 10 | 20 | 9.1535 | 0.45767 | 0
1075 | Synthetic pumped | pumped | 0 | 12 | 24.7306 | 11.3972 | 0.23744 | 0
1075 | Synthetic battery | battery | 0 | 8.4391 | 9.1535 | 0 | 0 | 0
1076 | Synthetic pumped | pumped | 0 | 10.2575 | 11.3972 | 0 | 0 | 0
1076 | Synthetic battery | battery | 0 | 0 | 0 | 0 | 0 | 0
1077 | Synthetic pumped | pumped | 0 | 0 | 0 | 0 | 0 | 0
1077 | Synthetic battery | battery | 0 | 0 | 0 | 0 | 0 | 0
1078 | Synthetic pumped | pumped | 0 | 0 | 0 | 0 | 0 | 0
1078 | Synthetic battery | battery | 0 | 0 | 0 | 0 | 0 | 0
1079 | Synthetic pumped | pumped | 0 | 0 | 0 | 0 | 0 | 0
1079 | Synthetic battery | battery | 0 | 0 | 0 | 0 | 0 | 0
1080 | Synthetic pumped | pumped | 0 | 0 | 0 | 0 | 0 | 0
1080 | Synthetic battery | battery | 0 | 0 | 0 | 0 | 0 | 0
1081 | Synthetic pumped | pumped | 0 | 0 | 0 | 0 | 0 | 0
1081 | Synthetic battery | battery | 0 | 0 | 0 | 0 | 0 | 0
1082 | Synthetic pumped | pumped | 0 | 0 | 0 | 0 | 0 | 0
1082 | Synthetic battery | battery | 0 | 0 | 0 | 0 | 0 | 0
1083 | Synthetic pumped | pumped | 0 | 0 | 0 | 0 | 0 | 0
1083 | Synthetic battery | battery | 0 | 0 | 0 | 0 | 0 | 0
1084 | Synthetic pumped | pumped | 0 | 0 | 0 | 0 | 0 | 0
1084 | Synthetic battery | battery | 0 | 0 | 0 | 0 | 0 | 0
1085 | Synthetic pumped | pumped | 0 | 0 | 0 | 0 | 0 | 0
1085 | Synthetic battery | battery | 0 | 0 | 0 | 0 | 0 | 0
1086 | Synthetic pumped | pumped | 0 | 0 | 0 | 0 | 0 | 0
1086 | Synthetic battery | battery | 0 | 0 | 0 | 0 | 0 | 0
1087 | Synthetic pumped | pumped | 0 | 0 | 0 | 0 | 0 | 0
1087 | Synthetic battery | battery | 0 | 0 | 0 | 0 | 0 | 0
1088 | Synthetic pumped | pumped | 0.54092 | 0 | 0 | 0.48683 | 0.010142 | 0
1088 | Synthetic battery | battery | 0 | 0 | 0 | 0 | 0 | 0
1089 | Synthetic pumped | pumped | 12 | 0 | 0.48683 | 11.2868 | 0.23514 | 0
1089 | Synthetic battery | battery | 0.18071 | 0 | 0 | 0.1666 | 0.0083301 | 0
1090 | Synthetic pumped | pumped | 12 | 0 | 11.2868 | 22.0868 | 0.46014 | 1.7764e-15
1090 | Synthetic battery | battery | 6.6374 | 0 | 0.1666 | 6.286 | 0.3143 | 0
1091 | Synthetic pumped | pumped | 12 | 0 | 22.0868 | 32.8868 | 0.68514 | -3.5527e-15
1091 | Synthetic battery | battery | 4.9288 | 0 | 6.286 | 10.8301 | 0.54151 | 8.8818e-16
1092 | Synthetic pumped | pumped | 12 | 0 | 32.8868 | 43.6868 | 0.91014 | -3.5527e-15
1092 | Synthetic battery | battery | 9.9461 | 0 | 10.8301 | 20 | 1 | 0
1093 | Synthetic pumped | pumped | 4.7924 | 0 | 43.6868 | 48 | 1 | 0
1093 | Synthetic battery | battery | 0 | 0 | 20 | 20 | 1 | 0
1094 | Synthetic pumped | pumped | 0 | 0 | 48 | 48 | 1 | 0
1094 | Synthetic battery | battery | 0 | 0 | 20 | 20 | 1 | 0
1095 | Synthetic pumped | pumped | 0 | 0 | 48 | 48 | 1 | 0
1095 | Synthetic battery | battery | 0 | 0 | 20 | 20 | 1 | 0
1096 | Synthetic pumped | pumped | 0 | 0 | 48 | 48 | 1 | 0
1096 | Synthetic battery | battery | 0 | 0 | 20 | 20 | 1 | 0
1097 | Synthetic pumped | pumped | 0 | 4.3742 | 48 | 43.1398 | 0.89875 | 2.6645e-15
1097 | Synthetic battery | battery | 0 | 0 | 20 | 20 | 1 | 0
1098 | Synthetic pumped | pumped | 0 | 12 | 43.1398 | 29.8064 | 0.62097 | 0
1098 | Synthetic battery | battery | 0 | 7.3792 | 20 | 11.9961 | 0.59981 | 0
1099 | Synthetic pumped | pumped | 0 | 12 | 29.8064 | 16.4731 | 0.34319 | 0
1099 | Synthetic battery | battery | 0 | 10 | 11.9961 | 1.1496 | 0.05748 | 0
1100 | Synthetic pumped | pumped | 0 | 12 | 16.4731 | 3.1398 | 0.065412 | 0
1100 | Synthetic battery | battery | 0 | 1.0599 | 1.1496 | 0 | 0 | 0
1101 | Synthetic pumped | pumped | 0 | 2.8258 | 3.1398 | 0 | 0 | 0
1101 | Synthetic battery | battery | 0 | 0 | 0 | 0 | 0 | 0
1102 | Synthetic pumped | pumped | 0 | 0 | 0 | 0 | 0 | 0
1102 | Synthetic battery | battery | 0 | 0 | 0 | 0 | 0 | 0
1103 | Synthetic pumped | pumped | 0 | 0 | 0 | 0 | 0 | 0
1103 | Synthetic battery | battery | 0 | 0 | 0 | 0 | 0 | 0
1104 | Synthetic pumped | pumped | 0 | 0 | 0 | 0 | 0 | 0
1104 | Synthetic battery | battery | 0 | 0 | 0 | 0 | 0 | 0
1105 | Synthetic pumped | pumped | 0 | 0 | 0 | 0 | 0 | 0
1105 | Synthetic battery | battery | 0 | 0 | 0 | 0 | 0 | 0
1106 | Synthetic pumped | pumped | 0 | 0 | 0 | 0 | 0 | 0
1106 | Synthetic battery | battery | 0 | 0 | 0 | 0 | 0 | 0
1107 | Synthetic pumped | pumped | 0 | 0 | 0 | 0 | 0 | 0
1107 | Synthetic battery | battery | 0 | 0 | 0 | 0 | 0 | 0
1108 | Synthetic pumped | pumped | 0 | 0 | 0 | 0 | 0 | 0
1108 | Synthetic battery | battery | 0 | 0 | 0 | 0 | 0 | 0
1109 | Synthetic pumped | pumped | 0 | 0 | 0 | 0 | 0 | 0
1109 | Synthetic battery | battery | 0 | 0 | 0 | 0 | 0 | 0
1110 | Synthetic pumped | pumped | 0 | 0 | 0 | 0 | 0 | 0
1110 | Synthetic battery | battery | 0 | 0 | 0 | 0 | 0 | 0
1111 | Synthetic pumped | pumped | 0 | 0 | 0 | 0 | 0 | 0
1111 | Synthetic battery | battery | 0 | 0 | 0 | 0 | 0 | 0
1112 | Synthetic pumped | pumped | 5.9663 | 0 | 0 | 5.3696 | 0.11187 | 0
1112 | Synthetic battery | battery | 0 | 0 | 0 | 0 | 0 | 0
1113 | Synthetic pumped | pumped | 10.4554 | 0 | 5.3696 | 14.7794 | 0.30791 | 0
1113 | Synthetic battery | battery | 0 | 0 | 0 | 0 | 0 | 0
1114 | Synthetic pumped | pumped | 12 | 0 | 14.7794 | 25.5794 | 0.53291 | -1.7764e-15
1114 | Synthetic battery | battery | 6.2501 | 0 | 0 | 5.7623 | 0.28812 | 0
1115 | Synthetic pumped | pumped | 12 | 0 | 25.5794 | 36.3794 | 0.75791 | -3.5527e-15
1115 | Synthetic battery | battery | 10 | 0 | 5.7623 | 14.9819 | 0.74909 | 0
1116 | Synthetic pumped | pumped | 12 | 0 | 36.3794 | 47.1794 | 0.98291 | -3.5527e-15
1116 | Synthetic battery | battery | 5.4429 | 0 | 14.9819 | 20 | 1 | 0
1117 | Synthetic pumped | pumped | 0.91173 | 0 | 47.1794 | 48 | 1 | 0
1117 | Synthetic battery | battery | 0 | 0 | 20 | 20 | 1 | 0
1118 | Synthetic pumped | pumped | 0 | 0 | 48 | 48 | 1 | 0
1118 | Synthetic battery | battery | 0 | 0 | 20 | 20 | 1 | 0
1119 | Synthetic pumped | pumped | 0 | 0 | 48 | 48 | 1 | 0
1119 | Synthetic battery | battery | 0 | 0 | 20 | 20 | 1 | 0
1120 | Synthetic pumped | pumped | 0 | 0 | 48 | 48 | 1 | 0
1120 | Synthetic battery | battery | 0 | 0 | 20 | 20 | 1 | 0
1121 | Synthetic pumped | pumped | 0 | 6.553 | 48 | 40.7189 | 0.84831 | 0
1121 | Synthetic battery | battery | 0 | 0 | 20 | 20 | 1 | 0
1122 | Synthetic pumped | pumped | 0 | 12 | 40.7189 | 27.3855 | 0.57053 | 0
1122 | Synthetic battery | battery | 0 | 9.6889 | 20 | 9.491 | 0.47455 | 0
1123 | Synthetic pumped | pumped | 0 | 12 | 27.3855 | 14.0522 | 0.29275 | 0
1123 | Synthetic battery | battery | 0 | 8.7502 | 9.491 | 0 | 0 | 0
1124 | Synthetic pumped | pumped | 0 | 12 | 14.0522 | 0.71888 | 0.014977 | 0
1124 | Synthetic battery | battery | 0 | 0 | 0 | 0 | 0 | 0
1125 | Synthetic pumped | pumped | 0 | 0.64699 | 0.71888 | 0 | 0 | 0
1125 | Synthetic battery | battery | 0 | 0 | 0 | 0 | 0 | 0
1126 | Synthetic pumped | pumped | 0 | 0 | 0 | 0 | 0 | 0
1126 | Synthetic battery | battery | 0 | 0 | 0 | 0 | 0 | 0
1127 | Synthetic pumped | pumped | 0 | 0 | 0 | 0 | 0 | 0
1127 | Synthetic battery | battery | 0 | 0 | 0 | 0 | 0 | 0
1128 | Synthetic pumped | pumped | 0 | 0 | 0 | 0 | 0 | 0
1128 | Synthetic battery | battery | 0 | 0 | 0 | 0 | 0 | 0
1129 | Synthetic pumped | pumped | 0 | 0 | 0 | 0 | 0 | 0
1129 | Synthetic battery | battery | 0 | 0 | 0 | 0 | 0 | 0
1130 | Synthetic pumped | pumped | 0 | 0 | 0 | 0 | 0 | 0
1130 | Synthetic battery | battery | 0 | 0 | 0 | 0 | 0 | 0
1131 | Synthetic pumped | pumped | 0 | 0 | 0 | 0 | 0 | 0
1131 | Synthetic battery | battery | 0 | 0 | 0 | 0 | 0 | 0
1132 | Synthetic pumped | pumped | 0 | 0 | 0 | 0 | 0 | 0
1132 | Synthetic battery | battery | 0 | 0 | 0 | 0 | 0 | 0
1133 | Synthetic pumped | pumped | 0 | 0 | 0 | 0 | 0 | 0
1133 | Synthetic battery | battery | 0 | 0 | 0 | 0 | 0 | 0
1134 | Synthetic pumped | pumped | 0 | 0 | 0 | 0 | 0 | 0
1134 | Synthetic battery | battery | 0 | 0 | 0 | 0 | 0 | 0
1135 | Synthetic pumped | pumped | 0 | 0 | 0 | 0 | 0 | 0
1135 | Synthetic battery | battery | 0 | 0 | 0 | 0 | 0 | 0
1136 | Synthetic pumped | pumped | 6.7585 | 0 | 0 | 6.0826 | 0.12672 | 0
1136 | Synthetic battery | battery | 0 | 0 | 0 | 0 | 0 | 0
1137 | Synthetic pumped | pumped | 12 | 0 | 6.0826 | 16.8826 | 0.35172 | 0
1137 | Synthetic battery | battery | 1.2573 | 0 | 0 | 1.1592 | 0.05796 | 0
1138 | Synthetic pumped | pumped | 12 | 0 | 16.8826 | 27.6826 | 0.57672 | 0
1138 | Synthetic battery | battery | 8.6203 | 0 | 1.1592 | 9.1067 | 0.45533 | 0
1139 | Synthetic pumped | pumped | 12 | 0 | 27.6826 | 38.4826 | 0.80172 | -3.5527e-15
1139 | Synthetic battery | battery | 10 | 0 | 9.1067 | 18.3262 | 0.91631 | 1.7764e-15
1140 | Synthetic pumped | pumped | 10.5749 | 0 | 38.4826 | 48 | 1 | 0
1140 | Synthetic battery | battery | 1.8155 | 0 | 18.3262 | 20 | 1 | 0
1141 | Synthetic pumped | pumped | 0 | 0 | 48 | 48 | 1 | 0
1141 | Synthetic battery | battery | 0 | 0 | 20 | 20 | 1 | 0
1142 | Synthetic pumped | pumped | 0 | 0 | 48 | 48 | 1 | 0
1142 | Synthetic battery | battery | 0 | 0 | 20 | 20 | 1 | 0
1143 | Synthetic pumped | pumped | 0 | 0 | 48 | 48 | 1 | 0
1143 | Synthetic battery | battery | 0 | 0 | 20 | 20 | 1 | 0
1144 | Synthetic pumped | pumped | 0 | 0 | 48 | 48 | 1 | 0
1144 | Synthetic battery | battery | 0 | 0 | 20 | 20 | 1 | 0
1145 | Synthetic pumped | pumped | 0 | 5.4628 | 48 | 41.9303 | 0.87355 | 1.7764e-15
1145 | Synthetic battery | battery | 0 | 0 | 20 | 20 | 1 | 0
1146 | Synthetic pumped | pumped | 0 | 12 | 41.9303 | 28.5969 | 0.59577 | 0
1146 | Synthetic battery | battery | 0 | 10 | 20 | 9.1535 | 0.45767 | 0
1147 | Synthetic pumped | pumped | 0 | 12 | 28.5969 | 15.2636 | 0.31799 | 0
1147 | Synthetic battery | battery | 0 | 8.4391 | 9.1535 | 0 | 0 | 0
1148 | Synthetic pumped | pumped | 0 | 12 | 15.2636 | 1.9303 | 0.040214 | 0
1148 | Synthetic battery | battery | 0 | 0 | 0 | 0 | 0 | 0
1149 | Synthetic pumped | pumped | 0 | 1.7372 | 1.9303 | 0 | 0 | 0
1149 | Synthetic battery | battery | 0 | 0 | 0 | 0 | 0 | 0
1150 | Synthetic pumped | pumped | 0 | 0 | 0 | 0 | 0 | 0
1150 | Synthetic battery | battery | 0 | 0 | 0 | 0 | 0 | 0
1151 | Synthetic pumped | pumped | 0 | 0 | 0 | 0 | 0 | 0
1151 | Synthetic battery | battery | 0 | 0 | 0 | 0 | 0 | 0
1152 | Synthetic pumped | pumped | 0 | 0 | 0 | 0 | 0 | 0
1152 | Synthetic battery | battery | 0 | 0 | 0 | 0 | 0 | 0
1153 | Synthetic pumped | pumped | 0 | 0 | 0 | 0 | 0 | 0
1153 | Synthetic battery | battery | 0 | 0 | 0 | 0 | 0 | 0
1154 | Synthetic pumped | pumped | 0 | 0 | 0 | 0 | 0 | 0
1154 | Synthetic battery | battery | 0 | 0 | 0 | 0 | 0 | 0
1155 | Synthetic pumped | pumped | 0 | 0 | 0 | 0 | 0 | 0
1155 | Synthetic battery | battery | 0 | 0 | 0 | 0 | 0 | 0
1156 | Synthetic pumped | pumped | 0 | 0 | 0 | 0 | 0 | 0
1156 | Synthetic battery | battery | 0 | 0 | 0 | 0 | 0 | 0
1157 | Synthetic pumped | pumped | 0 | 0 | 0 | 0 | 0 | 0
1157 | Synthetic battery | battery | 0 | 0 | 0 | 0 | 0 | 0
1158 | Synthetic pumped | pumped | 0 | 0 | 0 | 0 | 0 | 0
1158 | Synthetic battery | battery | 0 | 0 | 0 | 0 | 0 | 0
1159 | Synthetic pumped | pumped | 0 | 0 | 0 | 0 | 0 | 0
1159 | Synthetic battery | battery | 0 | 0 | 0 | 0 | 0 | 0
1160 | Synthetic pumped | pumped | 0.50486 | 0 | 0 | 0.45437 | 0.0094661 | 0
1160 | Synthetic battery | battery | 0 | 0 | 0 | 0 | 0 | 0
1161 | Synthetic pumped | pumped | 12 | 0 | 0.45437 | 11.2544 | 0.23447 | 0
1161 | Synthetic battery | battery | 4.888 | 0 | 0 | 4.5065 | 0.22533 | 0
1162 | Synthetic pumped | pumped | 12 | 0 | 11.2544 | 22.0544 | 0.45947 | 0
1162 | Synthetic battery | battery | 8.555 | 0 | 4.5065 | 12.3938 | 0.61969 | -8.8818e-16
1163 | Synthetic pumped | pumped | 12 | 0 | 22.0544 | 32.8544 | 0.68447 | -3.5527e-15
1163 | Synthetic battery | battery | 8.2501 | 0 | 12.3938 | 20 | 1 | 8.8818e-16
1164 | Synthetic pumped | pumped | 12 | 0 | 32.8544 | 43.6544 | 0.90947 | -3.5527e-15
1164 | Synthetic battery | battery | 0 | 0 | 20 | 20 | 1 | 0
1165 | Synthetic pumped | pumped | 4.8285 | 0 | 43.6544 | 48 | 1 | 0
1165 | Synthetic battery | battery | 0 | 0 | 20 | 20 | 1 | 0
1166 | Synthetic pumped | pumped | 0 | 0 | 48 | 48 | 1 | 0
1166 | Synthetic battery | battery | 0 | 0 | 20 | 20 | 1 | 0
1167 | Synthetic pumped | pumped | 0 | 0 | 48 | 48 | 1 | 0
1167 | Synthetic battery | battery | 0 | 0 | 20 | 20 | 1 | 0
1168 | Synthetic pumped | pumped | 0 | 0 | 48 | 48 | 1 | 0
1168 | Synthetic battery | battery | 0 | 0 | 20 | 20 | 1 | 0
1169 | Synthetic pumped | pumped | 0 | 3.3856 | 48 | 44.2382 | 0.92163 | -8.8818e-16
1169 | Synthetic battery | battery | 0 | 0 | 20 | 20 | 1 | 0
1170 | Synthetic pumped | pumped | 0 | 12 | 44.2382 | 30.9049 | 0.64385 | 0
1170 | Synthetic battery | battery | 0 | 9.8467 | 20 | 9.3198 | 0.46599 | 0
1171 | Synthetic pumped | pumped | 0 | 12 | 30.9049 | 17.5715 | 0.36607 | 0
1171 | Synthetic battery | battery | 0 | 8.5924 | 9.3198 | 0 | 0 | 0
1172 | Synthetic pumped | pumped | 0 | 12 | 17.5715 | 4.2382 | 0.088296 | 0
1172 | Synthetic battery | battery | 0 | 0 | 0 | 0 | 0 | 0
1173 | Synthetic pumped | pumped | 0 | 3.8144 | 4.2382 | 0 | 0 | 0
1173 | Synthetic battery | battery | 0 | 0 | 0 | 0 | 0 | 0
1174 | Synthetic pumped | pumped | 0 | 0 | 0 | 0 | 0 | 0
1174 | Synthetic battery | battery | 0 | 0 | 0 | 0 | 0 | 0
1175 | Synthetic pumped | pumped | 0 | 0 | 0 | 0 | 0 | 0
1175 | Synthetic battery | battery | 0 | 0 | 0 | 0 | 0 | 0
1176 | Synthetic pumped | pumped | 0 | 0 | 0 | 0 | 0 | 0
1176 | Synthetic battery | battery | 0 | 0 | 0 | 0 | 0 | 0
1177 | Synthetic pumped | pumped | 0 | 0 | 0 | 0 | 0 | 0
1177 | Synthetic battery | battery | 0 | 0 | 0 | 0 | 0 | 0
1178 | Synthetic pumped | pumped | 0 | 0 | 0 | 0 | 0 | 0
1178 | Synthetic battery | battery | 0 | 0 | 0 | 0 | 0 | 0
1179 | Synthetic pumped | pumped | 0 | 0 | 0 | 0 | 0 | 0
1179 | Synthetic battery | battery | 0 | 0 | 0 | 0 | 0 | 0
1180 | Synthetic pumped | pumped | 0 | 0 | 0 | 0 | 0 | 0
1180 | Synthetic battery | battery | 0 | 0 | 0 | 0 | 0 | 0
1181 | Synthetic pumped | pumped | 0 | 0 | 0 | 0 | 0 | 0
1181 | Synthetic battery | battery | 0 | 0 | 0 | 0 | 0 | 0
1182 | Synthetic pumped | pumped | 0 | 0 | 0 | 0 | 0 | 0
1182 | Synthetic battery | battery | 0 | 0 | 0 | 0 | 0 | 0
1183 | Synthetic pumped | pumped | 0 | 0 | 0 | 0 | 0 | 0
1183 | Synthetic battery | battery | 0 | 0 | 0 | 0 | 0 | 0
1184 | Synthetic pumped | pumped | 3.1677 | 0 | 0 | 2.851 | 0.059395 | 0
1184 | Synthetic battery | battery | 0 | 0 | 0 | 0 | 0 | 0
1185 | Synthetic pumped | pumped | 12 | 0 | 2.851 | 13.651 | 0.2844 | 0
1185 | Synthetic battery | battery | 3.7896 | 0 | 0 | 3.4938 | 0.17469 | 0
1186 | Synthetic pumped | pumped | 12 | 0 | 13.651 | 24.451 | 0.5094 | 0
1186 | Synthetic battery | battery | 5.8982 | 0 | 3.4938 | 8.9317 | 0.44659 | 0
1187 | Synthetic pumped | pumped | 12 | 0 | 24.451 | 35.251 | 0.7344 | 3.5527e-15
1187 | Synthetic battery | battery | 10 | 0 | 8.9317 | 18.1513 | 0.90756 | 1.7764e-15
1188 | Synthetic pumped | pumped | 12 | 0 | 35.251 | 46.051 | 0.9594 | -3.5527e-15
1188 | Synthetic battery | battery | 2.0052 | 0 | 18.1513 | 20 | 1 | 0
1189 | Synthetic pumped | pumped | 2.1656 | 0 | 46.051 | 48 | 1 | 2.2204e-16
1189 | Synthetic battery | battery | 0 | 0 | 20 | 20 | 1 | 0
1190 | Synthetic pumped | pumped | 0 | 0 | 48 | 48 | 1 | 0
1190 | Synthetic battery | battery | 0 | 0 | 20 | 20 | 1 | 0
1191 | Synthetic pumped | pumped | 0 | 0 | 48 | 48 | 1 | 0
1191 | Synthetic battery | battery | 0 | 0 | 20 | 20 | 1 | 0
1192 | Synthetic pumped | pumped | 0 | 0 | 48 | 48 | 1 | 0
1192 | Synthetic battery | battery | 0 | 0 | 20 | 20 | 1 | 0
1193 | Synthetic pumped | pumped | 0 | 7.0337 | 48 | 40.1848 | 0.83718 | 0
1193 | Synthetic battery | battery | 0 | 0 | 20 | 20 | 1 | 0
1194 | Synthetic pumped | pumped | 0 | 12 | 40.1848 | 26.8515 | 0.55941 | 0
1194 | Synthetic battery | battery | 0 | 5.7065 | 20 | 13.8104 | 0.69052 | 0
1195 | Synthetic pumped | pumped | 0 | 12 | 26.8515 | 13.5181 | 0.28163 | 0
1195 | Synthetic battery | battery | 0 | 10 | 13.8104 | 2.9639 | 0.14819 | 0
1196 | Synthetic pumped | pumped | 0 | 12 | 13.5181 | 0.1848 | 0.00385 | 0
1196 | Synthetic battery | battery | 0 | 2.7326 | 2.9639 | 0 | 0 | 0
1197 | Synthetic pumped | pumped | 0 | 0.16632 | 0.1848 | 0 | 0 | 0
1197 | Synthetic battery | battery | 0 | 0 | 0 | 0 | 0 | 0
1198 | Synthetic pumped | pumped | 0 | 0 | 0 | 0 | 0 | 0
1198 | Synthetic battery | battery | 0 | 0 | 0 | 0 | 0 | 0
1199 | Synthetic pumped | pumped | 0 | 0 | 0 | 0 | 0 | 0
1199 | Synthetic battery | battery | 0 | 0 | 0 | 0 | 0 | 0
1200 | Synthetic pumped | pumped | 0 | 0 | 0 | 0 | 0 | 0
1200 | Synthetic battery | battery | 0 | 0 | 0 | 0 | 0 | 0
1201 | Synthetic pumped | pumped | 0 | 0 | 0 | 0 | 0 | 0
1201 | Synthetic battery | battery | 0 | 0 | 0 | 0 | 0 | 0
1202 | Synthetic pumped | pumped | 0 | 0 | 0 | 0 | 0 | 0
1202 | Synthetic battery | battery | 0 | 0 | 0 | 0 | 0 | 0
1203 | Synthetic pumped | pumped | 0 | 0 | 0 | 0 | 0 | 0
1203 | Synthetic battery | battery | 0 | 0 | 0 | 0 | 0 | 0
1204 | Synthetic pumped | pumped | 0 | 0 | 0 | 0 | 0 | 0
1204 | Synthetic battery | battery | 0 | 0 | 0 | 0 | 0 | 0
1205 | Synthetic pumped | pumped | 0 | 0 | 0 | 0 | 0 | 0
1205 | Synthetic battery | battery | 0 | 0 | 0 | 0 | 0 | 0
1206 | Synthetic pumped | pumped | 0 | 0 | 0 | 0 | 0 | 0
1206 | Synthetic battery | battery | 0 | 0 | 0 | 0 | 0 | 0
1207 | Synthetic pumped | pumped | 0 | 0 | 0 | 0 | 0 | 0
1207 | Synthetic battery | battery | 0 | 0 | 0 | 0 | 0 | 0
1208 | Synthetic pumped | pumped | 0.51788 | 0 | 0 | 0.46609 | 0.0097103 | 0
1208 | Synthetic battery | battery | 0 | 0 | 0 | 0 | 0 | 0
1209 | Synthetic pumped | pumped | 10.5688 | 0 | 0.46609 | 9.978 | 0.20788 | 0
1209 | Synthetic battery | battery | 0 | 0 | 0 | 0 | 0 | 0
1210 | Synthetic pumped | pumped | 12 | 0 | 9.978 | 20.778 | 0.43288 | 0
1210 | Synthetic battery | battery | 3.4584 | 0 | 0 | 3.1885 | 0.15943 | 0
1211 | Synthetic pumped | pumped | 12 | 0 | 20.778 | 31.578 | 0.65788 | 0
1211 | Synthetic battery | battery | 10 | 0 | 3.1885 | 12.4081 | 0.6204 | 0
1212 | Synthetic pumped | pumped | 12 | 0 | 31.578 | 42.378 | 0.88288 | -3.5527e-15
1212 | Synthetic battery | battery | 8.2346 | 0 | 12.4081 | 20 | 1 | 0
1213 | Synthetic pumped | pumped | 6.2466 | 0 | 42.378 | 48 | 1 | 0
1213 | Synthetic battery | battery | 0 | 0 | 20 | 20 | 1 | 0
1214 | Synthetic pumped | pumped | 0 | 0 | 48 | 48 | 1 | 0
1214 | Synthetic battery | battery | 0 | 0 | 20 | 20 | 1 | 0
1215 | Synthetic pumped | pumped | 0 | 0 | 48 | 48 | 1 | 0
1215 | Synthetic battery | battery | 0 | 0 | 20 | 20 | 1 | 0
1216 | Synthetic pumped | pumped | 0 | 0 | 48 | 48 | 1 | 0
1216 | Synthetic battery | battery | 0 | 0 | 20 | 20 | 1 | 0
1217 | Synthetic pumped | pumped | 0 | 7.5108 | 48 | 39.6547 | 0.82614 | -1.7764e-15
1217 | Synthetic battery | battery | 0 | 0 | 20 | 20 | 1 | 0
1218 | Synthetic pumped | pumped | 0 | 12 | 39.6547 | 26.3213 | 0.54836 | 0
1218 | Synthetic battery | battery | 0 | 10 | 20 | 9.1535 | 0.45767 | 0
1219 | Synthetic pumped | pumped | 0 | 12 | 26.3213 | 12.988 | 0.27058 | 0
1219 | Synthetic battery | battery | 0 | 8.4391 | 9.1535 | 0 | 0 | 0
1220 | Synthetic pumped | pumped | 0 | 11.6892 | 12.988 | 0 | 0 | 0
1220 | Synthetic battery | battery | 0 | 0 | 0 | 0 | 0 | 0
1221 | Synthetic pumped | pumped | 0 | 0 | 0 | 0 | 0 | 0
1221 | Synthetic battery | battery | 0 | 0 | 0 | 0 | 0 | 0
1222 | Synthetic pumped | pumped | 0 | 0 | 0 | 0 | 0 | 0
1222 | Synthetic battery | battery | 0 | 0 | 0 | 0 | 0 | 0
1223 | Synthetic pumped | pumped | 0 | 0 | 0 | 0 | 0 | 0
1223 | Synthetic battery | battery | 0 | 0 | 0 | 0 | 0 | 0
1224 | Synthetic pumped | pumped | 0 | 0 | 0 | 0 | 0 | 0
1224 | Synthetic battery | battery | 0 | 0 | 0 | 0 | 0 | 0
1225 | Synthetic pumped | pumped | 0 | 0 | 0 | 0 | 0 | 0
1225 | Synthetic battery | battery | 0 | 0 | 0 | 0 | 0 | 0
1226 | Synthetic pumped | pumped | 0 | 0 | 0 | 0 | 0 | 0
1226 | Synthetic battery | battery | 0 | 0 | 0 | 0 | 0 | 0
1227 | Synthetic pumped | pumped | 0 | 0 | 0 | 0 | 0 | 0
1227 | Synthetic battery | battery | 0 | 0 | 0 | 0 | 0 | 0
1228 | Synthetic pumped | pumped | 0 | 0 | 0 | 0 | 0 | 0
1228 | Synthetic battery | battery | 0 | 0 | 0 | 0 | 0 | 0
1229 | Synthetic pumped | pumped | 0 | 0 | 0 | 0 | 0 | 0
1229 | Synthetic battery | battery | 0 | 0 | 0 | 0 | 0 | 0
1230 | Synthetic pumped | pumped | 0 | 0 | 0 | 0 | 0 | 0
1230 | Synthetic battery | battery | 0 | 0 | 0 | 0 | 0 | 0
1231 | Synthetic pumped | pumped | 0 | 0 | 0 | 0 | 0 | 0
1231 | Synthetic battery | battery | 0 | 0 | 0 | 0 | 0 | 0
1232 | Synthetic pumped | pumped | 8.0799 | 0 | 0 | 7.2719 | 0.1515 | 0
1232 | Synthetic battery | battery | 0 | 0 | 0 | 0 | 0 | 0
1233 | Synthetic pumped | pumped | 12 | 0 | 7.2719 | 18.0719 | 0.3765 | 0
1233 | Synthetic battery | battery | 3.5839 | 0 | 0 | 3.3042 | 0.16521 | 0
1234 | Synthetic pumped | pumped | 12 | 0 | 18.0719 | 28.8719 | 0.6015 | 0
1234 | Synthetic battery | battery | 10 | 0 | 3.3042 | 12.5237 | 0.62619 | 0
1235 | Synthetic pumped | pumped | 12 | 0 | 28.8719 | 39.6719 | 0.8265 | -3.5527e-15
1235 | Synthetic battery | battery | 8.1092 | 0 | 12.5237 | 20 | 1 | 0
1236 | Synthetic pumped | pumped | 9.2535 | 0 | 39.6719 | 48 | 1 | 0
1236 | Synthetic battery | battery | 0 | 0 | 20 | 20 | 1 | 0
1237 | Synthetic pumped | pumped | 0 | 0 | 48 | 48 | 1 | 0
1237 | Synthetic battery | battery | 0 | 0 | 20 | 20 | 1 | 0
1238 | Synthetic pumped | pumped | 0 | 0 | 48 | 48 | 1 | 0
1238 | Synthetic battery | battery | 0 | 0 | 20 | 20 | 1 | 0
1239 | Synthetic pumped | pumped | 0 | 0 | 48 | 48 | 1 | 0
1239 | Synthetic battery | battery | 0 | 0 | 20 | 20 | 1 | 0
1240 | Synthetic pumped | pumped | 0 | 0 | 48 | 48 | 1 | 0
1240 | Synthetic battery | battery | 0 | 0 | 20 | 20 | 1 | 0
1241 | Synthetic pumped | pumped | 0 | 4.35 | 48 | 43.1666 | 0.89931 | 0
1241 | Synthetic battery | battery | 0 | 0 | 20 | 20 | 1 | 0
1242 | Synthetic pumped | pumped | 0 | 12 | 43.1666 | 29.8333 | 0.62153 | 0
1242 | Synthetic battery | battery | 0 | 8.2988 | 20 | 10.9987 | 0.54994 | 0
1243 | Synthetic pumped | pumped | 0 | 12 | 29.8333 | 16.5 | 0.34375 | 0
1243 | Synthetic battery | battery | 0 | 10 | 10.9987 | 0.15219 | 0.0076094 | 0
1244 | Synthetic pumped | pumped | 0 | 12 | 16.5 | 3.1666 | 0.065972 | 0
1244 | Synthetic battery | battery | 0 | 0.14031 | 0.15219 | 0 | 0 | 0
1245 | Synthetic pumped | pumped | 0 | 2.85 | 3.1666 | 0 | 0 | 0
1245 | Synthetic battery | battery | 0 | 0 | 0 | 0 | 0 | 0
1246 | Synthetic pumped | pumped | 0 | 0 | 0 | 0 | 0 | 0
1246 | Synthetic battery | battery | 0 | 0 | 0 | 0 | 0 | 0
1247 | Synthetic pumped | pumped | 0 | 0 | 0 | 0 | 0 | 0
1247 | Synthetic battery | battery | 0 | 0 | 0 | 0 | 0 | 0
1248 | Synthetic pumped | pumped | 0 | 0 | 0 | 0 | 0 | 0
1248 | Synthetic battery | battery | 0 | 0 | 0 | 0 | 0 | 0
1249 | Synthetic pumped | pumped | 0 | 0 | 0 | 0 | 0 | 0
1249 | Synthetic battery | battery | 0 | 0 | 0 | 0 | 0 | 0
1250 | Synthetic pumped | pumped | 0 | 0 | 0 | 0 | 0 | 0
1250 | Synthetic battery | battery | 0 | 0 | 0 | 0 | 0 | 0
1251 | Synthetic pumped | pumped | 0 | 0 | 0 | 0 | 0 | 0
1251 | Synthetic battery | battery | 0 | 0 | 0 | 0 | 0 | 0
1252 | Synthetic pumped | pumped | 0 | 0 | 0 | 0 | 0 | 0
1252 | Synthetic battery | battery | 0 | 0 | 0 | 0 | 0 | 0
1253 | Synthetic pumped | pumped | 0 | 0 | 0 | 0 | 0 | 0
1253 | Synthetic battery | battery | 0 | 0 | 0 | 0 | 0 | 0
1254 | Synthetic pumped | pumped | 0 | 0 | 0 | 0 | 0 | 0
1254 | Synthetic battery | battery | 0 | 0 | 0 | 0 | 0 | 0
1255 | Synthetic pumped | pumped | 0 | 0 | 0 | 0 | 0 | 0
1255 | Synthetic battery | battery | 0 | 0 | 0 | 0 | 0 | 0
1256 | Synthetic pumped | pumped | 4.7892 | 0 | 0 | 4.3103 | 0.089797 | 0
1256 | Synthetic battery | battery | 0 | 0 | 0 | 0 | 0 | 0
1257 | Synthetic pumped | pumped | 12 | 0 | 4.3103 | 15.1103 | 0.3148 | 0
1257 | Synthetic battery | battery | 2.4866 | 0 | 0 | 2.2925 | 0.11463 | 0
1258 | Synthetic pumped | pumped | 12 | 0 | 15.1103 | 25.9103 | 0.5398 | 0
1258 | Synthetic battery | battery | 5.7428 | 0 | 2.2925 | 7.5871 | 0.37936 | 8.8818e-16
1259 | Synthetic pumped | pumped | 12 | 0 | 25.9103 | 36.7103 | 0.7648 | 0
1259 | Synthetic battery | battery | 10 | 0 | 7.5871 | 16.8067 | 0.84033 | 0
1260 | Synthetic pumped | pumped | 12 | 0 | 36.7103 | 47.5103 | 0.9898 | 3.5527e-15
1260 | Synthetic battery | battery | 3.4637 | 0 | 16.8067 | 20 | 1 | 0
1261 | Synthetic pumped | pumped | 0.54415 | 0 | 47.5103 | 48 | 1 | -5.5511e-17
1261 | Synthetic battery | battery | 0 | 0 | 20 | 20 | 1 | 0
1262 | Synthetic pumped | pumped | 0 | 0 | 48 | 48 | 1 | 0
1262 | Synthetic battery | battery | 0 | 0 | 20 | 20 | 1 | 0
1263 | Synthetic pumped | pumped | 0 | 0 | 48 | 48 | 1 | 0
1263 | Synthetic battery | battery | 0 | 0 | 20 | 20 | 1 | 0
1264 | Synthetic pumped | pumped | 0 | 0 | 48 | 48 | 1 | 0
1264 | Synthetic battery | battery | 0 | 0 | 20 | 20 | 1 | 0
1265 | Synthetic pumped | pumped | 0 | 5.6318 | 48 | 41.7425 | 0.86964 | 0
1265 | Synthetic battery | battery | 0 | 0 | 20 | 20 | 1 | 0
1266 | Synthetic pumped | pumped | 0 | 12 | 41.7425 | 28.4092 | 0.59186 | 0
1266 | Synthetic battery | battery | 0 | 10 | 20 | 9.1535 | 0.45767 | 0
1267 | Synthetic pumped | pumped | 0 | 12 | 28.4092 | 15.0758 | 0.31408 | 0
1267 | Synthetic battery | battery | 0 | 8.4391 | 9.1535 | 0 | 0 | 0
1268 | Synthetic pumped | pumped | 0 | 12 | 15.0758 | 1.7425 | 0.036302 | 0
1268 | Synthetic battery | battery | 0 | 0 | 0 | 0 | 0 | 0
1269 | Synthetic pumped | pumped | 0 | 1.5682 | 1.7425 | 0 | 0 | 0
1269 | Synthetic battery | battery | 0 | 0 | 0 | 0 | 0 | 0
1270 | Synthetic pumped | pumped | 0 | 0 | 0 | 0 | 0 | 0
1270 | Synthetic battery | battery | 0 | 0 | 0 | 0 | 0 | 0
1271 | Synthetic pumped | pumped | 0 | 0 | 0 | 0 | 0 | 0
1271 | Synthetic battery | battery | 0 | 0 | 0 | 0 | 0 | 0
1272 | Synthetic pumped | pumped | 0 | 0 | 0 | 0 | 0 | 0
1272 | Synthetic battery | battery | 0 | 0 | 0 | 0 | 0 | 0
1273 | Synthetic pumped | pumped | 0 | 0 | 0 | 0 | 0 | 0
1273 | Synthetic battery | battery | 0 | 0 | 0 | 0 | 0 | 0
1274 | Synthetic pumped | pumped | 0 | 0 | 0 | 0 | 0 | 0
1274 | Synthetic battery | battery | 0 | 0 | 0 | 0 | 0 | 0
1275 | Synthetic pumped | pumped | 0 | 0 | 0 | 0 | 0 | 0
1275 | Synthetic battery | battery | 0 | 0 | 0 | 0 | 0 | 0
1276 | Synthetic pumped | pumped | 0 | 0 | 0 | 0 | 0 | 0
1276 | Synthetic battery | battery | 0 | 0 | 0 | 0 | 0 | 0
1277 | Synthetic pumped | pumped | 0 | 0 | 0 | 0 | 0 | 0
1277 | Synthetic battery | battery | 0 | 0 | 0 | 0 | 0 | 0
1278 | Synthetic pumped | pumped | 0 | 0 | 0 | 0 | 0 | 0
1278 | Synthetic battery | battery | 0 | 0 | 0 | 0 | 0 | 0
1279 | Synthetic pumped | pumped | 0 | 0 | 0 | 0 | 0 | 0
1279 | Synthetic battery | battery | 0 | 0 | 0 | 0 | 0 | 0
1280 | Synthetic pumped | pumped | 5.2689 | 0 | 0 | 4.7421 | 0.098793 | 0
1280 | Synthetic battery | battery | 0 | 0 | 0 | 0 | 0 | 0
1281 | Synthetic pumped | pumped | 12 | 0 | 4.7421 | 15.5421 | 0.32379 | 0
1281 | Synthetic battery | battery | 6.3282 | 0 | 0 | 5.8343 | 0.29172 | 0
1282 | Synthetic pumped | pumped | 12 | 0 | 15.5421 | 26.3421 | 0.54879 | 0
1282 | Synthetic battery | battery | 10 | 0 | 5.8343 | 15.0539 | 0.75269 | 0
1283 | Synthetic pumped | pumped | 12 | 0 | 26.3421 | 37.1421 | 0.77379 | -3.5527e-15
1283 | Synthetic battery | battery | 5.3648 | 0 | 15.0539 | 20 | 1 | 0
1284 | Synthetic pumped | pumped | 12 | 0 | 37.1421 | 47.9421 | 0.99879 | -3.5527e-15
1284 | Synthetic battery | battery | 0 | 0 | 20 | 20 | 1 | 0
1285 | Synthetic pumped | pumped | 0.064389 | 0 | 47.9421 | 48 | 1 | -6.9389e-18
1285 | Synthetic battery | battery | 0 | 0 | 20 | 20 | 1 | 0
1286 | Synthetic pumped | pumped | 0 | 0 | 48 | 48 | 1 | 0
1286 | Synthetic battery | battery | 0 | 0 | 20 | 20 | 1 | 0
1287 | Synthetic pumped | pumped | 0 | 0 | 48 | 48 | 1 | 0
1287 | Synthetic battery | battery | 0 | 0 | 20 | 20 | 1 | 0
1288 | Synthetic pumped | pumped | 0 | 0 | 48 | 48 | 1 | 0
1288 | Synthetic battery | battery | 0 | 0 | 20 | 20 | 1 | 0
1289 | Synthetic pumped | pumped | 0 | 1.6774 | 48 | 46.1362 | 0.96117 | 1.5543e-15
1289 | Synthetic battery | battery | 0 | 0 | 20 | 20 | 1 | 0
1290 | Synthetic pumped | pumped | 0 | 12 | 46.1362 | 32.8029 | 0.68339 | 3.5527e-15
1290 | Synthetic battery | battery | 0 | 7.054 | 20 | 12.3489 | 0.61745 | 0
1291 | Synthetic pumped | pumped | 0 | 12 | 32.8029 | 19.4695 | 0.40561 | 0
1291 | Synthetic battery | battery | 0 | 10 | 12.3489 | 1.5024 | 0.075119 | 0
1292 | Synthetic pumped | pumped | 0 | 12 | 19.4695 | 6.1362 | 0.12784 | 0
1292 | Synthetic battery | battery | 0 | 1.3851 | 1.5024 | -2.2204e-16 | -1.1102e-17 | 0
1293 | Synthetic pumped | pumped | 0 | 5.5226 | 6.1362 | 0 | 0 | 0
1293 | Synthetic battery | battery | 0 | -2.0472e-16 | -2.2204e-16 | 0 | 0 | 0
1294 | Synthetic pumped | pumped | 0 | 0 | 0 | 0 | 0 | 0
1294 | Synthetic battery | battery | 0 | 0 | 0 | 0 | 0 | 0
1295 | Synthetic pumped | pumped | 0 | 0 | 0 | 0 | 0 | 0
1295 | Synthetic battery | battery | 0 | 0 | 0 | 0 | 0 | 0
1296 | Synthetic pumped | pumped | 0 | 0 | 0 | 0 | 0 | 0
1296 | Synthetic battery | battery | 0 | 0 | 0 | 0 | 0 | 0
1297 | Synthetic pumped | pumped | 0 | 0 | 0 | 0 | 0 | 0
1297 | Synthetic battery | battery | 0 | 0 | 0 | 0 | 0 | 0
1298 | Synthetic pumped | pumped | 0 | 0 | 0 | 0 | 0 | 0
1298 | Synthetic battery | battery | 0 | 0 | 0 | 0 | 0 | 0
1299 | Synthetic pumped | pumped | 0 | 0 | 0 | 0 | 0 | 0
1299 | Synthetic battery | battery | 0 | 0 | 0 | 0 | 0 | 0
1300 | Synthetic pumped | pumped | 0 | 0 | 0 | 0 | 0 | 0
1300 | Synthetic battery | battery | 0 | 0 | 0 | 0 | 0 | 0
1301 | Synthetic pumped | pumped | 0 | 0 | 0 | 0 | 0 | 0
1301 | Synthetic battery | battery | 0 | 0 | 0 | 0 | 0 | 0
1302 | Synthetic pumped | pumped | 0 | 0 | 0 | 0 | 0 | 0
1302 | Synthetic battery | battery | 0 | 0 | 0 | 0 | 0 | 0
1303 | Synthetic pumped | pumped | 0 | 0 | 0 | 0 | 0 | 0
1303 | Synthetic battery | battery | 0 | 0 | 0 | 0 | 0 | 0
1304 | Synthetic pumped | pumped | 4.5157 | 0 | 0 | 4.0641 | 0.084669 | 0
1304 | Synthetic battery | battery | 0 | 0 | 0 | 0 | 0 | 0
1305 | Synthetic pumped | pumped | 12 | 0 | 4.0641 | 14.8641 | 0.30967 | 0
1305 | Synthetic battery | battery | 5.2862 | 0 | 0 | 4.8736 | 0.24368 | 0
1306 | Synthetic pumped | pumped | 12 | 0 | 14.8641 | 25.6641 | 0.53467 | -1.7764e-15
1306 | Synthetic battery | battery | 4.3625 | 0 | 4.8736 | 8.8957 | 0.44479 | 0
1307 | Synthetic pumped | pumped | 12 | 0 | 25.6641 | 36.4641 | 0.75967 | 3.5527e-15
1307 | Synthetic battery | battery | 10 | 0 | 8.8957 | 18.1153 | 0.90576 | 0
1308 | Synthetic pumped | pumped | 12 | 0 | 36.4641 | 47.2641 | 0.98467 | -3.5527e-15
1308 | Synthetic battery | battery | 2.0443 | 0 | 18.1153 | 20 | 1 | -2.2204e-16
1309 | Synthetic pumped | pumped | 0.81764 | 0 | 47.2641 | 48 | 1 | 0
1309 | Synthetic battery | battery | 0 | 0 | 20 | 20 | 1 | 0
1310 | Synthetic pumped | pumped | 0 | 0 | 48 | 48 | 1 | 0
1310 | Synthetic battery | battery | 0 | 0 | 20 | 20 | 1 | 0
1311 | Synthetic pumped | pumped | 0 | 0 | 48 | 48 | 1 | 0
1311 | Synthetic battery | battery | 0 | 0 | 20 | 20 | 1 | 0
1312 | Synthetic pumped | pumped | 0 | 0 | 48 | 48 | 1 | 0
1312 | Synthetic battery | battery | 0 | 0 | 20 | 20 | 1 | 0
1313 | Synthetic pumped | pumped | 0 | 4.8407 | 48 | 42.6215 | 0.88795 | 8.8818e-16
1313 | Synthetic battery | battery | 0 | 0 | 20 | 20 | 1 | 0
1314 | Synthetic pumped | pumped | 0 | 12 | 42.6215 | 29.2881 | 0.61017 | 0
1314 | Synthetic battery | battery | 0 | 6.812 | 20 | 12.6114 | 0.63057 | -8.8818e-16
1315 | Synthetic pumped | pumped | 0 | 12 | 29.2881 | 15.9548 | 0.33239 | 0
1315 | Synthetic battery | battery | 0 | 10 | 12.6114 | 1.7648 | 0.088242 | 0
1316 | Synthetic pumped | pumped | 0 | 12 | 15.9548 | 2.6215 | 0.054614 | 0
1316 | Synthetic battery | battery | 0 | 1.6271 | 1.7648 | 0 | 0 | 0
1317 | Synthetic pumped | pumped | 0 | 2.3593 | 2.6215 | -4.4409e-16 | -9.2519e-18 | 0
1317 | Synthetic battery | battery | 0 | 0 | 0 | 0 | 0 | 0
1318 | Synthetic pumped | pumped | 0 | -3.9968e-16 | -4.4409e-16 | 0 | 0 | 0
1318 | Synthetic battery | battery | 0 | 0 | 0 | 0 | 0 | 0
1319 | Synthetic pumped | pumped | 0 | 0 | 0 | 0 | 0 | 0
1319 | Synthetic battery | battery | 0 | 0 | 0 | 0 | 0 | 0
1320 | Synthetic pumped | pumped | 0 | 0 | 0 | 0 | 0 | 0
1320 | Synthetic battery | battery | 0 | 0 | 0 | 0 | 0 | 0
1321 | Synthetic pumped | pumped | 0 | 0 | 0 | 0 | 0 | 0
1321 | Synthetic battery | battery | 0 | 0 | 0 | 0 | 0 | 0
1322 | Synthetic pumped | pumped | 0 | 0 | 0 | 0 | 0 | 0
1322 | Synthetic battery | battery | 0 | 0 | 0 | 0 | 0 | 0
1323 | Synthetic pumped | pumped | 0 | 0 | 0 | 0 | 0 | 0
1323 | Synthetic battery | battery | 0 | 0 | 0 | 0 | 0 | 0
1324 | Synthetic pumped | pumped | 0 | 0 | 0 | 0 | 0 | 0
1324 | Synthetic battery | battery | 0 | 0 | 0 | 0 | 0 | 0
1325 | Synthetic pumped | pumped | 0 | 0 | 0 | 0 | 0 | 0
1325 | Synthetic battery | battery | 0 | 0 | 0 | 0 | 0 | 0
1326 | Synthetic pumped | pumped | 0 | 0 | 0 | 0 | 0 | 0
1326 | Synthetic battery | battery | 0 | 0 | 0 | 0 | 0 | 0
1327 | Synthetic pumped | pumped | 0 | 0 | 0 | 0 | 0 | 0
1327 | Synthetic battery | battery | 0 | 0 | 0 | 0 | 0 | 0
1328 | Synthetic pumped | pumped | 0.77743 | 0 | 0 | 0.69968 | 0.014577 | 0
1328 | Synthetic battery | battery | 0 | 0 | 0 | 0 | 0 | 0
1329 | Synthetic pumped | pumped | 9.5185 | 0 | 0.69968 | 9.2663 | 0.19305 | 0
1329 | Synthetic battery | battery | 0 | 0 | 0 | 0 | 0 | 0
1330 | Synthetic pumped | pumped | 12 | 0 | 9.2663 | 20.0663 | 0.41805 | -1.7764e-15
1330 | Synthetic battery | battery | 6.2314 | 0 | 0 | 5.745 | 0.28725 | 0
1331 | Synthetic pumped | pumped | 12 | 0 | 20.0663 | 30.8663 | 0.64305 | 0
1331 | Synthetic battery | battery | 7.8821 | 0 | 5.745 | 13.012 | 0.6506 | 0
1332 | Synthetic pumped | pumped | 12 | 0 | 30.8663 | 41.6663 | 0.86805 | 0
1332 | Synthetic battery | battery | 7.5796 | 0 | 13.012 | 20 | 1 | 0
1333 | Synthetic pumped | pumped | 7.0375 | 0 | 41.6663 | 48 | 1 | 0
1333 | Synthetic battery | battery | 0 | 0 | 20 | 20 | 1 | 0
1334 | Synthetic pumped | pumped | 0 | 0 | 48 | 48 | 1 | 0
1334 | Synthetic battery | battery | 0 | 0 | 20 | 20 | 1 | 0
1335 | Synthetic pumped | pumped | 0 | 0 | 48 | 48 | 1 | 0
1335 | Synthetic battery | battery | 0 | 0 | 20 | 20 | 1 | 0
1336 | Synthetic pumped | pumped | 0 | 0 | 48 | 48 | 1 | 0
1336 | Synthetic battery | battery | 0 | 0 | 20 | 20 | 1 | 0
1337 | Synthetic pumped | pumped | 0 | 3.2372 | 48 | 44.4031 | 0.92506 | -3.1086e-15
1337 | Synthetic battery | battery | 0 | 0 | 20 | 20 | 1 | 0
1338 | Synthetic pumped | pumped | 0 | 12 | 44.4031 | 31.0697 | 0.64729 | 0
1338 | Synthetic battery | battery | 0 | 5.7088 | 20 | 13.8079 | 0.6904 | 0
1339 | Synthetic pumped | pumped | 0 | 12 | 31.0697 | 17.7364 | 0.36951 | 0
1339 | Synthetic battery | battery | 0 | 10 | 13.8079 | 2.9614 | 0.14807 | 0
1340 | Synthetic pumped | pumped | 0 | 12 | 17.7364 | 4.4031 | 0.091731 | 0
1340 | Synthetic battery | battery | 0 | 2.7303 | 2.9614 | 0 | 0 | 0
1341 | Synthetic pumped | pumped | 0 | 3.9628 | 4.4031 | 0 | 0 | 0
1341 | Synthetic battery | battery | 0 | 0 | 0 | 0 | 0 | 0
1342 | Synthetic pumped | pumped | 0 | 0 | 0 | 0 | 0 | 0
1342 | Synthetic battery | battery | 0 | 0 | 0 | 0 | 0 | 0
1343 | Synthetic pumped | pumped | 0 | 0 | 0 | 0 | 0 | 0
1343 | Synthetic battery | battery | 0 | 0 | 0 | 0 | 0 | 0
1344 | Synthetic pumped | pumped | 0 | 0 | 0 | 0 | 0 | 0
1344 | Synthetic battery | battery | 0 | 0 | 0 | 0 | 0 | 0
1345 | Synthetic pumped | pumped | 0 | 0 | 0 | 0 | 0 | 0
1345 | Synthetic battery | battery | 0 | 0 | 0 | 0 | 0 | 0
1346 | Synthetic pumped | pumped | 0 | 0 | 0 | 0 | 0 | 0
1346 | Synthetic battery | battery | 0 | 0 | 0 | 0 | 0 | 0
1347 | Synthetic pumped | pumped | 0 | 0 | 0 | 0 | 0 | 0
1347 | Synthetic battery | battery | 0 | 0 | 0 | 0 | 0 | 0
1348 | Synthetic pumped | pumped | 0 | 0 | 0 | 0 | 0 | 0
1348 | Synthetic battery | battery | 0 | 0 | 0 | 0 | 0 | 0
1349 | Synthetic pumped | pumped | 0 | 0 | 0 | 0 | 0 | 0
1349 | Synthetic battery | battery | 0 | 0 | 0 | 0 | 0 | 0
1350 | Synthetic pumped | pumped | 0 | 0 | 0 | 0 | 0 | 0
1350 | Synthetic battery | battery | 0 | 0 | 0 | 0 | 0 | 0
1351 | Synthetic pumped | pumped | 0 | 0 | 0 | 0 | 0 | 0
1351 | Synthetic battery | battery | 0 | 0 | 0 | 0 | 0 | 0
1352 | Synthetic pumped | pumped | 0 | 0 | 0 | 0 | 0 | 0
1352 | Synthetic battery | battery | 0 | 0 | 0 | 0 | 0 | 0
1353 | Synthetic pumped | pumped | 6.89 | 0 | 0 | 6.201 | 0.12919 | 0
1353 | Synthetic battery | battery | 0 | 0 | 0 | 0 | 0 | 0
1354 | Synthetic pumped | pumped | 12 | 0 | 6.201 | 17.001 | 0.35419 | 0
1354 | Synthetic battery | battery | 7.1001 | 0 | 0 | 6.546 | 0.3273 | 0
1355 | Synthetic pumped | pumped | 12 | 0 | 17.001 | 27.801 | 0.57919 | 0
1355 | Synthetic battery | battery | 10 | 0 | 6.546 | 15.7655 | 0.78827 | 0
1356 | Synthetic pumped | pumped | 12 | 0 | 27.801 | 38.601 | 0.80419 | 0
1356 | Synthetic battery | battery | 4.593 | 0 | 15.7655 | 20 | 1 | 0
1357 | Synthetic pumped | pumped | 10.4433 | 0 | 38.601 | 48 | 1 | 0
1357 | Synthetic battery | battery | 0 | 0 | 20 | 20 | 1 | 0
1358 | Synthetic pumped | pumped | 0 | 0 | 48 | 48 | 1 | 0
1358 | Synthetic battery | battery | 0 | 0 | 20 | 20 | 1 | 0
1359 | Synthetic pumped | pumped | 0 | 0 | 48 | 48 | 1 | 0
1359 | Synthetic battery | battery | 0 | 0 | 20 | 20 | 1 | 0
1360 | Synthetic pumped | pumped | 0 | 0 | 48 | 48 | 1 | 0
1360 | Synthetic battery | battery | 0 | 0 | 20 | 20 | 1 | 0
1361 | Synthetic pumped | pumped | 0 | 7.7021 | 48 | 39.4421 | 0.82171 | 3.5527e-15
1361 | Synthetic battery | battery | 0 | 0 | 20 | 20 | 1 | 0
1362 | Synthetic pumped | pumped | 0 | 12 | 39.4421 | 26.1088 | 0.54393 | 0
1362 | Synthetic battery | battery | 0 | 10 | 20 | 9.1535 | 0.45767 | 0
1363 | Synthetic pumped | pumped | 0 | 12 | 26.1088 | 12.7755 | 0.26616 | 0
1363 | Synthetic battery | battery | 0 | 8.4391 | 9.1535 | 0 | 0 | 0
1364 | Synthetic pumped | pumped | 0 | 11.4979 | 12.7755 | 0 | 0 | 0
1364 | Synthetic battery | battery | 0 | 0 | 0 | 0 | 0 | 0
1365 | Synthetic pumped | pumped | 0 | 0 | 0 | 0 | 0 | 0
1365 | Synthetic battery | battery | 0 | 0 | 0 | 0 | 0 | 0
1366 | Synthetic pumped | pumped | 0 | 0 | 0 | 0 | 0 | 0
1366 | Synthetic battery | battery | 0 | 0 | 0 | 0 | 0 | 0
1367 | Synthetic pumped | pumped | 0 | 0 | 0 | 0 | 0 | 0
1367 | Synthetic battery | battery | 0 | 0 | 0 | 0 | 0 | 0
1368 | Synthetic pumped | pumped | 0 | 0 | 0 | 0 | 0 | 0
1368 | Synthetic battery | battery | 0 | 0 | 0 | 0 | 0 | 0
1369 | Synthetic pumped | pumped | 0 | 0 | 0 | 0 | 0 | 0
1369 | Synthetic battery | battery | 0 | 0 | 0 | 0 | 0 | 0
1370 | Synthetic pumped | pumped | 0 | 0 | 0 | 0 | 0 | 0
1370 | Synthetic battery | battery | 0 | 0 | 0 | 0 | 0 | 0
1371 | Synthetic pumped | pumped | 0 | 0 | 0 | 0 | 0 | 0
1371 | Synthetic battery | battery | 0 | 0 | 0 | 0 | 0 | 0
1372 | Synthetic pumped | pumped | 0 | 0 | 0 | 0 | 0 | 0
1372 | Synthetic battery | battery | 0 | 0 | 0 | 0 | 0 | 0
1373 | Synthetic pumped | pumped | 0 | 0 | 0 | 0 | 0 | 0
1373 | Synthetic battery | battery | 0 | 0 | 0 | 0 | 0 | 0
1374 | Synthetic pumped | pumped | 0 | 0 | 0 | 0 | 0 | 0
1374 | Synthetic battery | battery | 0 | 0 | 0 | 0 | 0 | 0
1375 | Synthetic pumped | pumped | 0 | 0 | 0 | 0 | 0 | 0
1375 | Synthetic battery | battery | 0 | 0 | 0 | 0 | 0 | 0
1376 | Synthetic pumped | pumped | 9.7885 | 0 | 0 | 8.8096 | 0.18353 | 0
1376 | Synthetic battery | battery | 0 | 0 | 0 | 0 | 0 | 0
1377 | Synthetic pumped | pumped | 12 | 0 | 8.8096 | 19.6096 | 0.40853 | 0
1377 | Synthetic battery | battery | 1.8348 | 0 | 0 | 1.6916 | 0.084581 | 0
1378 | Synthetic pumped | pumped | 12 | 0 | 19.6096 | 30.4096 | 0.63353 | 0
1378 | Synthetic battery | battery | 10 | 0 | 1.6916 | 10.9112 | 0.54556 | 0
1379 | Synthetic pumped | pumped | 12 | 0 | 30.4096 | 41.2096 | 0.85853 | 0
1379 | Synthetic battery | battery | 9.8582 | 0 | 10.9112 | 20 | 1 | 0
1380 | Synthetic pumped | pumped | 7.5448 | 0 | 41.2096 | 48 | 1 | 0
1380 | Synthetic battery | battery | 0 | 0 | 20 | 20 | 1 | 0
1381 | Synthetic pumped | pumped | 0 | 0 | 48 | 48 | 1 | 0
1381 | Synthetic battery | battery | 0 | 0 | 20 | 20 | 1 | 0
1382 | Synthetic pumped | pumped | 0 | 0 | 48 | 48 | 1 | 0
1382 | Synthetic battery | battery | 0 | 0 | 20 | 20 | 1 | 0
1383 | Synthetic pumped | pumped | 0 | 0 | 48 | 48 | 1 | 0
1383 | Synthetic battery | battery | 0 | 0 | 20 | 20 | 1 | 0
1384 | Synthetic pumped | pumped | 0 | 0 | 48 | 48 | 1 | 0
1384 | Synthetic battery | battery | 0 | 0 | 20 | 20 | 1 | 0
1385 | Synthetic pumped | pumped | 0 | 4.4948 | 48 | 43.0057 | 0.89595 | 1.7764e-15
1385 | Synthetic battery | battery | 0 | 0 | 20 | 20 | 1 | 0
1386 | Synthetic pumped | pumped | 0 | 12 | 43.0057 | 29.6724 | 0.61818 | 0
1386 | Synthetic battery | battery | 0 | 8.0238 | 20 | 11.297 | 0.56485 | 0
1387 | Synthetic pumped | pumped | 0 | 12 | 29.6724 | 16.3391 | 0.3404 | 0
1387 | Synthetic battery | battery | 0 | 9.0412 | 11.297 | 1.4905 | 0.074524 | 0
1388 | Synthetic pumped | pumped | 0 | 12 | 16.3391 | 3.0057 | 0.06262 | 0
1388 | Synthetic battery | battery | 0 | 1.3742 | 1.4905 | 0 | 0 | 0
1389 | Synthetic pumped | pumped | 0 | 2.7052 | 3.0057 | 0 | 0 | 0
1389 | Synthetic battery | battery | 0 | 0 | 0 | 0 | 0 | 0
1390 | Synthetic pumped | pumped | 0 | 0 | 0 | 0 | 0 | 0
1390 | Synthetic battery | battery | 0 | 0 | 0 | 0 | 0 | 0
1391 | Synthetic pumped | pumped | 0 | 0 | 0 | 0 | 0 | 0
1391 | Synthetic battery | battery | 0 | 0 | 0 | 0 | 0 | 0
1392 | Synthetic pumped | pumped | 0 | 0 | 0 | 0 | 0 | 0
1392 | Synthetic battery | battery | 0 | 0 | 0 | 0 | 0 | 0
1393 | Synthetic pumped | pumped | 0 | 0 | 0 | 0 | 0 | 0
1393 | Synthetic battery | battery | 0 | 0 | 0 | 0 | 0 | 0
1394 | Synthetic pumped | pumped | 0 | 0 | 0 | 0 | 0 | 0
1394 | Synthetic battery | battery | 0 | 0 | 0 | 0 | 0 | 0
1395 | Synthetic pumped | pumped | 0 | 0 | 0 | 0 | 0 | 0
1395 | Synthetic battery | battery | 0 | 0 | 0 | 0 | 0 | 0
1396 | Synthetic pumped | pumped | 0 | 0 | 0 | 0 | 0 | 0
1396 | Synthetic battery | battery | 0 | 0 | 0 | 0 | 0 | 0
1397 | Synthetic pumped | pumped | 0 | 0 | 0 | 0 | 0 | 0
1397 | Synthetic battery | battery | 0 | 0 | 0 | 0 | 0 | 0
1398 | Synthetic pumped | pumped | 0 | 0 | 0 | 0 | 0 | 0
1398 | Synthetic battery | battery | 0 | 0 | 0 | 0 | 0 | 0
1399 | Synthetic pumped | pumped | 0 | 0 | 0 | 0 | 0 | 0
1399 | Synthetic battery | battery | 0 | 0 | 0 | 0 | 0 | 0
1400 | Synthetic pumped | pumped | 0 | 0 | 0 | 0 | 0 | 0
1400 | Synthetic battery | battery | 0 | 0 | 0 | 0 | 0 | 0
1401 | Synthetic pumped | pumped | 5.7126 | 0 | 0 | 5.1414 | 0.10711 | 0
1401 | Synthetic battery | battery | 0 | 0 | 0 | 0 | 0 | 0
1402 | Synthetic pumped | pumped | 11.941 | 0 | 5.1414 | 15.8883 | 0.33101 | 0
1402 | Synthetic battery | battery | 0 | 0 | 0 | 0 | 0 | 0
1403 | Synthetic pumped | pumped | 12 | 0 | 15.8883 | 26.6883 | 0.55601 | 1.7764e-15
1403 | Synthetic battery | battery | 8.3048 | 0 | 0 | 7.6566 | 0.38283 | 0
1404 | Synthetic pumped | pumped | 12 | 0 | 26.6883 | 37.4883 | 0.78101 | -3.5527e-15
1404 | Synthetic battery | battery | 10 | 0 | 7.6566 | 16.8762 | 0.84381 | 0
1405 | Synthetic pumped | pumped | 11.6797 | 0 | 37.4883 | 48 | 1 | 0
1405 | Synthetic battery | battery | 3.3883 | 0 | 16.8762 | 20 | 1 | 0
1406 | Synthetic pumped | pumped | 0 | 0 | 48 | 48 | 1 | 0
1406 | Synthetic battery | battery | 0 | 0 | 20 | 20 | 1 | 0
1407 | Synthetic pumped | pumped | 0 | 0 | 48 | 48 | 1 | 0
1407 | Synthetic battery | battery | 0 | 0 | 20 | 20 | 1 | 0
1408 | Synthetic pumped | pumped | 0 | 0 | 48 | 48 | 1 | 0
1408 | Synthetic battery | battery | 0 | 0 | 20 | 20 | 1 | 0
1409 | Synthetic pumped | pumped | 0 | 8.5787 | 48 | 38.4681 | 0.80142 | 1.7764e-15
1409 | Synthetic battery | battery | 0 | 0 | 20 | 20 | 1 | 0
1410 | Synthetic pumped | pumped | 0 | 12 | 38.4681 | 25.1348 | 0.52364 | 0
1410 | Synthetic battery | battery | 0 | 10 | 20 | 9.1535 | 0.45767 | 0
1411 | Synthetic pumped | pumped | 0 | 12 | 25.1348 | 11.8015 | 0.24586 | 0
1411 | Synthetic battery | battery | 0 | 8.4391 | 9.1535 | 0 | 0 | 0
1412 | Synthetic pumped | pumped | 0 | 10.6213 | 11.8015 | -1.7764e-15 | -3.7007e-17 | 0
1412 | Synthetic battery | battery | 0 | 0 | 0 | 0 | 0 | 0
1413 | Synthetic pumped | pumped | 0 | -1.5987e-15 | -1.7764e-15 | 0 | 0 | 0
1413 | Synthetic battery | battery | 0 | 0 | 0 | 0 | 0 | 0
1414 | Synthetic pumped | pumped | 0 | 0 | 0 | 0 | 0 | 0
1414 | Synthetic battery | battery | 0 | 0 | 0 | 0 | 0 | 0
1415 | Synthetic pumped | pumped | 0 | 0 | 0 | 0 | 0 | 0
1415 | Synthetic battery | battery | 0 | 0 | 0 | 0 | 0 | 0
1416 | Synthetic pumped | pumped | 0 | 0 | 0 | 0 | 0 | 0
1416 | Synthetic battery | battery | 0 | 0 | 0 | 0 | 0 | 0
1417 | Synthetic pumped | pumped | 0 | 0 | 0 | 0 | 0 | 0
1417 | Synthetic battery | battery | 0 | 0 | 0 | 0 | 0 | 0
1418 | Synthetic pumped | pumped | 0 | 0 | 0 | 0 | 0 | 0
1418 | Synthetic battery | battery | 0 | 0 | 0 | 0 | 0 | 0
1419 | Synthetic pumped | pumped | 0 | 0 | 0 | 0 | 0 | 0
1419 | Synthetic battery | battery | 0 | 0 | 0 | 0 | 0 | 0
1420 | Synthetic pumped | pumped | 0 | 0 | 0 | 0 | 0 | 0
1420 | Synthetic battery | battery | 0 | 0 | 0 | 0 | 0 | 0
1421 | Synthetic pumped | pumped | 0 | 0 | 0 | 0 | 0 | 0
1421 | Synthetic battery | battery | 0 | 0 | 0 | 0 | 0 | 0
1422 | Synthetic pumped | pumped | 0 | 0 | 0 | 0 | 0 | 0
1422 | Synthetic battery | battery | 0 | 0 | 0 | 0 | 0 | 0
1423 | Synthetic pumped | pumped | 0 | 0 | 0 | 0 | 0 | 0
1423 | Synthetic battery | battery | 0 | 0 | 0 | 0 | 0 | 0
1424 | Synthetic pumped | pumped | 5.3675 | 0 | 0 | 4.8308 | 0.10064 | 0
1424 | Synthetic battery | battery | 0 | 0 | 0 | 0 | 0 | 0
1425 | Synthetic pumped | pumped | 12 | 0 | 4.8308 | 15.6308 | 0.32564 | 0
1425 | Synthetic battery | battery | 0.77765 | 0 | 0 | 0.71696 | 0.035848 | 0
1426 | Synthetic pumped | pumped | 12 | 0 | 15.6308 | 26.4308 | 0.55064 | 0
1426 | Synthetic battery | battery | 10 | 0 | 0.71696 | 9.9365 | 0.49683 | 0
1427 | Synthetic pumped | pumped | 12 | 0 | 26.4308 | 37.2308 | 0.77564 | 0
1427 | Synthetic battery | battery | 10 | 0 | 9.9365 | 19.156 | 0.9578 | 1.7764e-15
1428 | Synthetic pumped | pumped | 11.9658 | 0 | 37.2308 | 48 | 1 | 0
1428 | Synthetic battery | battery | 0.9154 | 0 | 19.156 | 20 | 1 | 0
1429 | Synthetic pumped | pumped | 0 | 0 | 48 | 48 | 1 | 0
1429 | Synthetic battery | battery | 0 | 0 | 20 | 20 | 1 | 0
1430 | Synthetic pumped | pumped | 0 | 0 | 48 | 48 | 1 | 0
1430 | Synthetic battery | battery | 0 | 0 | 20 | 20 | 1 | 0
1431 | Synthetic pumped | pumped | 0 | 0 | 48 | 48 | 1 | 0
1431 | Synthetic battery | battery | 0 | 0 | 20 | 20 | 1 | 0
1432 | Synthetic pumped | pumped | 0 | 0 | 48 | 48 | 1 | 0
1432 | Synthetic battery | battery | 0 | 0 | 20 | 20 | 1 | 0
1433 | Synthetic pumped | pumped | 0 | 5.9114 | 48 | 41.4317 | 0.86316 | 0
1433 | Synthetic battery | battery | 0 | 0 | 20 | 20 | 1 | 0
1434 | Synthetic pumped | pumped | 0 | 12 | 41.4317 | 28.0984 | 0.58538 | 0
1434 | Synthetic battery | battery | 0 | 10 | 20 | 9.1535 | 0.45767 | 0
1435 | Synthetic pumped | pumped | 0 | 12 | 28.0984 | 14.7651 | 0.30761 | 0
1435 | Synthetic battery | battery | 0 | 8.4391 | 9.1535 | 0 | 0 | 0
1436 | Synthetic pumped | pumped | 0 | 12 | 14.7651 | 1.4317 | 0.029828 | 0
1436 | Synthetic battery | battery | 0 | 0 | 0 | 0 | 0 | 0
1437 | Synthetic pumped | pumped | 0 | 1.2886 | 1.4317 | 0 | 0 | 0
1437 | Synthetic battery | battery | 0 | 0 | 0 | 0 | 0 | 0
1438 | Synthetic pumped | pumped | 0 | 0 | 0 | 0 | 0 | 0
1438 | Synthetic battery | battery | 0 | 0 | 0 | 0 | 0 | 0
1439 | Synthetic pumped | pumped | 0 | 0 | 0 | 0 | 0 | 0
1439 | Synthetic battery | battery | 0 | 0 | 0 | 0 | 0 | 0
1440 | Synthetic pumped | pumped | 0 | 0 | 0 | 0 | 0 | 0
1440 | Synthetic battery | battery | 0 | 0 | 0 | 0 | 0 | 0
1441 | Synthetic pumped | pumped | 0 | 0 | 0 | 0 | 0 | 0
1441 | Synthetic battery | battery | 0 | 0 | 0 | 0 | 0 | 0
1442 | Synthetic pumped | pumped | 0 | 0 | 0 | 0 | 0 | 0
1442 | Synthetic battery | battery | 0 | 0 | 0 | 0 | 0 | 0
1443 | Synthetic pumped | pumped | 0 | 0 | 0 | 0 | 0 | 0
1443 | Synthetic battery | battery | 0 | 0 | 0 | 0 | 0 | 0
1444 | Synthetic pumped | pumped | 0 | 0 | 0 | 0 | 0 | 0
1444 | Synthetic battery | battery | 0 | 0 | 0 | 0 | 0 | 0
1445 | Synthetic pumped | pumped | 0 | 0 | 0 | 0 | 0 | 0
1445 | Synthetic battery | battery | 0 | 0 | 0 | 0 | 0 | 0
1446 | Synthetic pumped | pumped | 0 | 0 | 0 | 0 | 0 | 0
1446 | Synthetic battery | battery | 0 | 0 | 0 | 0 | 0 | 0
1447 | Synthetic pumped | pumped | 0 | 0 | 0 | 0 | 0 | 0
1447 | Synthetic battery | battery | 0 | 0 | 0 | 0 | 0 | 0
1448 | Synthetic pumped | pumped | 1.4815 | 0 | 0 | 1.3333 | 0.027778 | 0
1448 | Synthetic battery | battery | 0 | 0 | 0 | 0 | 0 | 0
1449 | Synthetic pumped | pumped | 10.918 | 0 | 1.3333 | 11.1595 | 0.23249 | 0
1449 | Synthetic battery | battery | 0 | 0 | 0 | 0 | 0 | 0
1450 | Synthetic pumped | pumped | 12 | 0 | 11.1595 | 21.9595 | 0.45749 | 0
1450 | Synthetic battery | battery | 6.3509 | 0 | 0 | 5.8552 | 0.29276 | 0
1451 | Synthetic pumped | pumped | 12 | 0 | 21.9595 | 32.7595 | 0.68249 | 0
1451 | Synthetic battery | battery | 9.4706 | 0 | 5.8552 | 14.5867 | 0.72934 | 0
1452 | Synthetic pumped | pumped | 12 | 0 | 32.7595 | 43.5595 | 0.90749 | -3.5527e-15
1452 | Synthetic battery | battery | 5.8715 | 0 | 14.5867 | 20 | 1 | 0
1453 | Synthetic pumped | pumped | 4.9338 | 0 | 43.5595 | 48 | 1 | 0
1453 | Synthetic battery | battery | 0 | 0 | 20 | 20 | 1 | 0
1454 | Synthetic pumped | pumped | 0 | 0 | 48 | 48 | 1 | 0
1454 | Synthetic battery | battery | 0 | 0 | 20 | 20 | 1 | 0
1455 | Synthetic pumped | pumped | 0 | 0 | 48 | 48 | 1 | 0
1455 | Synthetic battery | battery | 0 | 0 | 20 | 20 | 1 | 0
1456 | Synthetic pumped | pumped | 0 | 0 | 48 | 48 | 1 | 0
1456 | Synthetic battery | battery | 0 | 0 | 20 | 20 | 1 | 0
1457 | Synthetic pumped | pumped | 0 | 10.8757 | 48 | 35.9159 | 0.74825 | 0
1457 | Synthetic battery | battery | 0 | 0 | 20 | 20 | 1 | 0
1458 | Synthetic pumped | pumped | 0 | 12 | 35.9159 | 22.5826 | 0.47047 | 0
1458 | Synthetic battery | battery | 0 | 10 | 20 | 9.1535 | 0.45767 | 0
1459 | Synthetic pumped | pumped | 0 | 12 | 22.5826 | 9.2492 | 0.19269 | 0
1459 | Synthetic battery | battery | 0 | 8.4391 | 9.1535 | 0 | 0 | 0
1460 | Synthetic pumped | pumped | 0 | 8.3243 | 9.2492 | 0 | 0 | 0
1460 | Synthetic battery | battery | 0 | 0 | 0 | 0 | 0 | 0
1461 | Synthetic pumped | pumped | 0 | 0 | 0 | 0 | 0 | 0
1461 | Synthetic battery | battery | 0 | 0 | 0 | 0 | 0 | 0
1462 | Synthetic pumped | pumped | 0 | 0 | 0 | 0 | 0 | 0
1462 | Synthetic battery | battery | 0 | 0 | 0 | 0 | 0 | 0
1463 | Synthetic pumped | pumped | 0 | 0 | 0 | 0 | 0 | 0
1463 | Synthetic battery | battery | 0 | 0 | 0 | 0 | 0 | 0
1464 | Synthetic pumped | pumped | 0 | 0 | 0 | 0 | 0 | 0
1464 | Synthetic battery | battery | 0 | 0 | 0 | 0 | 0 | 0
1465 | Synthetic pumped | pumped | 0 | 0 | 0 | 0 | 0 | 0
1465 | Synthetic battery | battery | 0 | 0 | 0 | 0 | 0 | 0
1466 | Synthetic pumped | pumped | 0 | 0 | 0 | 0 | 0 | 0
1466 | Synthetic battery | battery | 0 | 0 | 0 | 0 | 0 | 0
1467 | Synthetic pumped | pumped | 0 | 0 | 0 | 0 | 0 | 0
1467 | Synthetic battery | battery | 0 | 0 | 0 | 0 | 0 | 0
1468 | Synthetic pumped | pumped | 0 | 0 | 0 | 0 | 0 | 0
1468 | Synthetic battery | battery | 0 | 0 | 0 | 0 | 0 | 0
1469 | Synthetic pumped | pumped | 0 | 0 | 0 | 0 | 0 | 0
1469 | Synthetic battery | battery | 0 | 0 | 0 | 0 | 0 | 0
1470 | Synthetic pumped | pumped | 0 | 0 | 0 | 0 | 0 | 0
1470 | Synthetic battery | battery | 0 | 0 | 0 | 0 | 0 | 0
1471 | Synthetic pumped | pumped | 0 | 0 | 0 | 0 | 0 | 0
1471 | Synthetic battery | battery | 0 | 0 | 0 | 0 | 0 | 0
1472 | Synthetic pumped | pumped | 8.5804 | 0 | 0 | 7.7224 | 0.16088 | 0
1472 | Synthetic battery | battery | 0 | 0 | 0 | 0 | 0 | 0
1473 | Synthetic pumped | pumped | 12 | 0 | 7.7224 | 18.5224 | 0.38588 | 0
1473 | Synthetic battery | battery | 2.4292 | 0 | 0 | 2.2396 | 0.11198 | 0
1474 | Synthetic pumped | pumped | 12 | 0 | 18.5224 | 29.3224 | 0.61088 | 0
1474 | Synthetic battery | battery | 7.0727 | 0 | 2.2396 | 8.7603 | 0.43801 | 8.8818e-16
1475 | Synthetic pumped | pumped | 12 | 0 | 29.3224 | 40.1224 | 0.83588 | 3.5527e-15
1475 | Synthetic battery | battery | 10 | 0 | 8.7603 | 17.9798 | 0.89899 | 0
1476 | Synthetic pumped | pumped | 8.7529 | 0 | 40.1224 | 48 | 1 | 0
1476 | Synthetic battery | battery | 2.1912 | 0 | 17.9798 | 20 | 1 | 0
1477 | Synthetic pumped | pumped | 0 | 0 | 48 | 48 | 1 | 0
1477 | Synthetic battery | battery | 0 | 0 | 20 | 20 | 1 | 0
1478 | Synthetic pumped | pumped | 0 | 0 | 48 | 48 | 1 | 0
1478 | Synthetic battery | battery | 0 | 0 | 20 | 20 | 1 | 0
1479 | Synthetic pumped | pumped | 0 | 0 | 48 | 48 | 1 | 0
1479 | Synthetic battery | battery | 0 | 0 | 20 | 20 | 1 | 0
1480 | Synthetic pumped | pumped | 0 | 0 | 48 | 48 | 1 | 0
1480 | Synthetic battery | battery | 0 | 0 | 20 | 20 | 1 | 0
1481 | Synthetic pumped | pumped | 0 | 7.0958 | 48 | 40.1158 | 0.83575 | -8.8818e-16
1481 | Synthetic battery | battery | 0 | 0 | 20 | 20 | 1 | 0
1482 | Synthetic pumped | pumped | 0 | 12 | 40.1158 | 26.7825 | 0.55797 | 0
1482 | Synthetic battery | battery | 0 | 9.0125 | 20 | 10.2246 | 0.51123 | 0
1483 | Synthetic pumped | pumped | 0 | 12 | 26.7825 | 13.4491 | 0.28019 | 0
1483 | Synthetic battery | battery | 0 | 9.4266 | 10.2246 | 0 | 0 | 0
1484 | Synthetic pumped | pumped | 0 | 12 | 13.4491 | 0.11582 | 0.0024128 | 0
1484 | Synthetic battery | battery | 0 | 0 | 0 | 0 | 0 | 0
1485 | Synthetic pumped | pumped | 0 | 0.10423 | 0.11582 | 0 | 0 | 0
1485 | Synthetic battery | battery | 0 | 0 | 0 | 0 | 0 | 0
1486 | Synthetic pumped | pumped | 0 | 0 | 0 | 0 | 0 | 0
1486 | Synthetic battery | battery | 0 | 0 | 0 | 0 | 0 | 0
1487 | Synthetic pumped | pumped | 0 | 0 | 0 | 0 | 0 | 0
1487 | Synthetic battery | battery | 0 | 0 | 0 | 0 | 0 | 0
1488 | Synthetic pumped | pumped | 0 | 0 | 0 | 0 | 0 | 0
1488 | Synthetic battery | battery | 0 | 0 | 0 | 0 | 0 | 0
1489 | Synthetic pumped | pumped | 0 | 0 | 0 | 0 | 0 | 0
1489 | Synthetic battery | battery | 0 | 0 | 0 | 0 | 0 | 0
1490 | Synthetic pumped | pumped | 0 | 0 | 0 | 0 | 0 | 0
1490 | Synthetic battery | battery | 0 | 0 | 0 | 0 | 0 | 0
1491 | Synthetic pumped | pumped | 0 | 0 | 0 | 0 | 0 | 0
1491 | Synthetic battery | battery | 0 | 0 | 0 | 0 | 0 | 0
1492 | Synthetic pumped | pumped | 0 | 0 | 0 | 0 | 0 | 0
1492 | Synthetic battery | battery | 0 | 0 | 0 | 0 | 0 | 0
1493 | Synthetic pumped | pumped | 0 | 0 | 0 | 0 | 0 | 0
1493 | Synthetic battery | battery | 0 | 0 | 0 | 0 | 0 | 0
1494 | Synthetic pumped | pumped | 0 | 0 | 0 | 0 | 0 | 0
1494 | Synthetic battery | battery | 0 | 0 | 0 | 0 | 0 | 0
1495 | Synthetic pumped | pumped | 0 | 0 | 0 | 0 | 0 | 0
1495 | Synthetic battery | battery | 0 | 0 | 0 | 0 | 0 | 0
1496 | Synthetic pumped | pumped | 3.0443 | 0 | 0 | 2.7398 | 0.05708 | 0
1496 | Synthetic battery | battery | 0 | 0 | 0 | 0 | 0 | 0
1497 | Synthetic pumped | pumped | 8.1007 | 0 | 2.7398 | 10.0305 | 0.20897 | 0
1497 | Synthetic battery | battery | 0 | 0 | 0 | 0 | 0 | 0
1498 | Synthetic pumped | pumped | 12 | 0 | 10.0305 | 20.8305 | 0.43397 | -1.7764e-15
1498 | Synthetic battery | battery | 7.9437 | 0 | 0 | 7.3238 | 0.36619 | 0
1499 | Synthetic pumped | pumped | 12 | 0 | 20.8305 | 31.6305 | 0.65897 | 0
1499 | Synthetic battery | battery | 7.6048 | 0 | 7.3238 | 14.335 | 0.71675 | 0
1500 | Synthetic pumped | pumped | 12 | 0 | 31.6305 | 42.4305 | 0.88397 | 0
1500 | Synthetic battery | battery | 6.1445 | 0 | 14.335 | 20 | 1 | 0
1501 | Synthetic pumped | pumped | 6.1883 | 0 | 42.4305 | 48 | 1 | 0
1501 | Synthetic battery | battery | 0 | 0 | 20 | 20 | 1 | 0
1502 | Synthetic pumped | pumped | 0 | 0 | 48 | 48 | 1 | 0
1502 | Synthetic battery | battery | 0 | 0 | 20 | 20 | 1 | 0
1503 | Synthetic pumped | pumped | 0 | 0 | 48 | 48 | 1 | 0
1503 | Synthetic battery | battery | 0 | 0 | 20 | 20 | 1 | 0
1504 | Synthetic pumped | pumped | 0 | 0 | 48 | 48 | 1 | 0
1504 | Synthetic battery | battery | 0 | 0 | 20 | 20 | 1 | 0
1505 | Synthetic pumped | pumped | 0 | 4.7933 | 48 | 42.6741 | 0.88904 | 2.6645e-15
1505 | Synthetic battery | battery | 0 | 0 | 20 | 20 | 1 | 0
1506 | Synthetic pumped | pumped | 0 | 12 | 42.6741 | 29.3407 | 0.61127 | 0
1506 | Synthetic battery | battery | 0 | 10 | 20 | 9.1535 | 0.45767 | 0
1507 | Synthetic pumped | pumped | 0 | 12 | 29.3407 | 16.0074 | 0.33349 | 0
1507 | Synthetic battery | battery | 0 | 8.4391 | 9.1535 | 0 | 0 | 0
1508 | Synthetic pumped | pumped | 0 | 12 | 16.0074 | 2.6741 | 0.05571 | 0
1508 | Synthetic battery | battery | 0 | 0 | 0 | 0 | 0 | 0
1509 | Synthetic pumped | pumped | 0 | 2.4067 | 2.6741 | 0 | 0 | 0
1509 | Synthetic battery | battery | 0 | 0 | 0 | 0 | 0 | 0
1510 | Synthetic pumped | pumped | 0 | 0 | 0 | 0 | 0 | 0
1510 | Synthetic battery | battery | 0 | 0 | 0 | 0 | 0 | 0
1511 | Synthetic pumped | pumped | 0 | 0 | 0 | 0 | 0 | 0
1511 | Synthetic battery | battery | 0 | 0 | 0 | 0 | 0 | 0
1512 | Synthetic pumped | pumped | 0 | 0 | 0 | 0 | 0 | 0
1512 | Synthetic battery | battery | 0 | 0 | 0 | 0 | 0 | 0
1513 | Synthetic pumped | pumped | 0 | 0 | 0 | 0 | 0 | 0
1513 | Synthetic battery | battery | 0 | 0 | 0 | 0 | 0 | 0
1514 | Synthetic pumped | pumped | 0 | 0 | 0 | 0 | 0 | 0
1514 | Synthetic battery | battery | 0 | 0 | 0 | 0 | 0 | 0
1515 | Synthetic pumped | pumped | 0 | 0 | 0 | 0 | 0 | 0
1515 | Synthetic battery | battery | 0 | 0 | 0 | 0 | 0 | 0
1516 | Synthetic pumped | pumped | 0 | 0 | 0 | 0 | 0 | 0
1516 | Synthetic battery | battery | 0 | 0 | 0 | 0 | 0 | 0
1517 | Synthetic pumped | pumped | 0 | 0 | 0 | 0 | 0 | 0
1517 | Synthetic battery | battery | 0 | 0 | 0 | 0 | 0 | 0
1518 | Synthetic pumped | pumped | 0 | 0 | 0 | 0 | 0 | 0
1518 | Synthetic battery | battery | 0 | 0 | 0 | 0 | 0 | 0
1519 | Synthetic pumped | pumped | 0 | 0 | 0 | 0 | 0 | 0
1519 | Synthetic battery | battery | 0 | 0 | 0 | 0 | 0 | 0
1520 | Synthetic pumped | pumped | 4.4061 | 0 | 0 | 3.9655 | 0.082614 | 0
1520 | Synthetic battery | battery | 0 | 0 | 0 | 0 | 0 | 0
1521 | Synthetic pumped | pumped | 12 | 0 | 3.9655 | 14.7655 | 0.30761 | 0
1521 | Synthetic battery | battery | 7.4554 | 0 | 0 | 6.8736 | 0.34368 | 0
1522 | Synthetic pumped | pumped | 12 | 0 | 14.7655 | 25.5655 | 0.53261 | 0
1522 | Synthetic battery | battery | 10 | 0 | 6.8736 | 16.0931 | 0.80466 | 0
1523 | Synthetic pumped | pumped | 12 | 0 | 25.5655 | 36.3655 | 0.75761 | 0
1523 | Synthetic battery | battery | 4.2376 | 0 | 16.0931 | 20 | 1 | -4.4409e-16
1524 | Synthetic pumped | pumped | 12 | 0 | 36.3655 | 47.1655 | 0.98261 | -3.5527e-15
1524 | Synthetic battery | battery | 0 | 0 | 20 | 20 | 1 | 0
1525 | Synthetic pumped | pumped | 0.92723 | 0 | 47.1655 | 48 | 1 | 0
1525 | Synthetic battery | battery | 0 | 0 | 20 | 20 | 1 | 0
1526 | Synthetic pumped | pumped | 0 | 0 | 48 | 48 | 1 | 0
1526 | Synthetic battery | battery | 0 | 0 | 20 | 20 | 1 | 0
1527 | Synthetic pumped | pumped | 0 | 0 | 48 | 48 | 1 | 0
1527 | Synthetic battery | battery | 0 | 0 | 20 | 20 | 1 | 0
1528 | Synthetic pumped | pumped | 0 | 0 | 48 | 48 | 1 | 0
1528 | Synthetic battery | battery | 0 | 0 | 20 | 20 | 1 | 0
1529 | Synthetic pumped | pumped | 0 | 0 | 48 | 48 | 1 | 0
1529 | Synthetic battery | battery | 0 | 0 | 20 | 20 | 1 | 0
1530 | Synthetic pumped | pumped | 0 | 12 | 48 | 34.6667 | 0.72222 | 3.5527e-15
1530 | Synthetic battery | battery | 0 | 2.233 | 20 | 17.578 | 0.8789 | -8.8818e-16
1531 | Synthetic pumped | pumped | 0 | 12 | 34.6667 | 21.3333 | 0.44444 | 0
1531 | Synthetic battery | battery | 0 | 7.0884 | 17.578 | 9.8896 | 0.49448 | -8.8818e-16
1532 | Synthetic pumped | pumped | 0 | 12 | 21.3333 | 8 | 0.16667 | 0
1532 | Synthetic battery | battery | 0 | 8.8949 | 9.8896 | 0.24173 | 0.012087 | 0
1533 | Synthetic pumped | pumped | 0 | 7.2 | 8 | 0 | 0 | 0
1533 | Synthetic battery | battery | 0 | 0.22287 | 0.24173 | 0 | 0 | 0
1534 | Synthetic pumped | pumped | 0 | 0 | 0 | 0 | 0 | 0
1534 | Synthetic battery | battery | 0 | 0 | 0 | 0 | 0 | 0
1535 | Synthetic pumped | pumped | 0 | 0 | 0 | 0 | 0 | 0
1535 | Synthetic battery | battery | 0 | 0 | 0 | 0 | 0 | 0
1536 | Synthetic pumped | pumped | 0 | 0 | 0 | 0 | 0 | 0
1536 | Synthetic battery | battery | 0 | 0 | 0 | 0 | 0 | 0
1537 | Synthetic pumped | pumped | 0 | 0 | 0 | 0 | 0 | 0
1537 | Synthetic battery | battery | 0 | 0 | 0 | 0 | 0 | 0
1538 | Synthetic pumped | pumped | 0 | 0 | 0 | 0 | 0 | 0
1538 | Synthetic battery | battery | 0 | 0 | 0 | 0 | 0 | 0
1539 | Synthetic pumped | pumped | 0 | 0 | 0 | 0 | 0 | 0
1539 | Synthetic battery | battery | 0 | 0 | 0 | 0 | 0 | 0
1540 | Synthetic pumped | pumped | 0 | 0 | 0 | 0 | 0 | 0
1540 | Synthetic battery | battery | 0 | 0 | 0 | 0 | 0 | 0
1541 | Synthetic pumped | pumped | 0 | 0 | 0 | 0 | 0 | 0
1541 | Synthetic battery | battery | 0 | 0 | 0 | 0 | 0 | 0
1542 | Synthetic pumped | pumped | 0 | 0 | 0 | 0 | 0 | 0
1542 | Synthetic battery | battery | 0 | 0 | 0 | 0 | 0 | 0
1543 | Synthetic pumped | pumped | 0 | 0 | 0 | 0 | 0 | 0
1543 | Synthetic battery | battery | 0 | 0 | 0 | 0 | 0 | 0
1544 | Synthetic pumped | pumped | 0 | 0 | 0 | 0 | 0 | 0
1544 | Synthetic battery | battery | 0 | 0 | 0 | 0 | 0 | 0
1545 | Synthetic pumped | pumped | 6.2124 | 0 | 0 | 5.5911 | 0.11648 | 0
1545 | Synthetic battery | battery | 0 | 0 | 0 | 0 | 0 | 0
1546 | Synthetic pumped | pumped | 7.9982 | 0 | 5.5911 | 12.7895 | 0.26645 | 0
1546 | Synthetic battery | battery | 0 | 0 | 0 | 0 | 0 | 0
1547 | Synthetic pumped | pumped | 12 | 0 | 12.7895 | 23.5895 | 0.49145 | 1.7764e-15
1547 | Synthetic battery | battery | 6.7764 | 0 | 0 | 6.2475 | 0.31238 | 0
1548 | Synthetic pumped | pumped | 12 | 0 | 23.5895 | 34.3895 | 0.71645 | 3.5527e-15
1548 | Synthetic battery | battery | 4.4095 | 0 | 6.2475 | 10.3129 | 0.51565 | 0
1549 | Synthetic pumped | pumped | 12 | 0 | 34.3895 | 45.1895 | 0.94145 | -3.5527e-15
1549 | Synthetic battery | battery | 5.1397 | 0 | 10.3129 | 15.0515 | 0.75257 | -8.8818e-16
1550 | Synthetic pumped | pumped | 3.1228 | 0 | 45.1895 | 48 | 1 | 0
1550 | Synthetic battery | battery | 5.3675 | 0 | 15.0515 | 20 | 1 | 0
1551 | Synthetic pumped | pumped | 0 | 0 | 48 | 48 | 1 | 0
1551 | Synthetic battery | battery | 0 | 0 | 20 | 20 | 1 | 0
1552 | Synthetic pumped | pumped | 0 | 0 | 48 | 48 | 1 | 0
1552 | Synthetic battery | battery | 0 | 0 | 20 | 20 | 1 | 0
1553 | Synthetic pumped | pumped | 0 | 8.519 | 48 | 38.5345 | 0.8028 | -3.5527e-15
1553 | Synthetic battery | battery | 0 | 0 | 20 | 20 | 1 | 0
1554 | Synthetic pumped | pumped | 0 | 12 | 38.5345 | 25.2011 | 0.52502 | 0
1554 | Synthetic battery | battery | 0 | 10 | 20 | 9.1535 | 0.45767 | 0
1555 | Synthetic pumped | pumped | 0 | 12 | 25.2011 | 11.8678 | 0.24725 | 0
1555 | Synthetic battery | battery | 0 | 8.4391 | 9.1535 | 0 | 0 | 0
1556 | Synthetic pumped | pumped | 0 | 10.681 | 11.8678 | 0 | 0 | 0
1556 | Synthetic battery | battery | 0 | 0 | 0 | 0 | 0 | 0
1557 | Synthetic pumped | pumped | 0 | 0 | 0 | 0 | 0 | 0
1557 | Synthetic battery | battery | 0 | 0 | 0 | 0 | 0 | 0
1558 | Synthetic pumped | pumped | 0 | 0 | 0 | 0 | 0 | 0
1558 | Synthetic battery | battery | 0 | 0 | 0 | 0 | 0 | 0
1559 | Synthetic pumped | pumped | 0 | 0 | 0 | 0 | 0 | 0
1559 | Synthetic battery | battery | 0 | 0 | 0 | 0 | 0 | 0
1560 | Synthetic pumped | pumped | 0 | 0 | 0 | 0 | 0 | 0
1560 | Synthetic battery | battery | 0 | 0 | 0 | 0 | 0 | 0
1561 | Synthetic pumped | pumped | 0 | 0 | 0 | 0 | 0 | 0
1561 | Synthetic battery | battery | 0 | 0 | 0 | 0 | 0 | 0
1562 | Synthetic pumped | pumped | 0 | 0 | 0 | 0 | 0 | 0
1562 | Synthetic battery | battery | 0 | 0 | 0 | 0 | 0 | 0
1563 | Synthetic pumped | pumped | 0 | 0 | 0 | 0 | 0 | 0
1563 | Synthetic battery | battery | 0 | 0 | 0 | 0 | 0 | 0
1564 | Synthetic pumped | pumped | 0 | 0 | 0 | 0 | 0 | 0
1564 | Synthetic battery | battery | 0 | 0 | 0 | 0 | 0 | 0
1565 | Synthetic pumped | pumped | 0 | 0 | 0 | 0 | 0 | 0
1565 | Synthetic battery | battery | 0 | 0 | 0 | 0 | 0 | 0
1566 | Synthetic pumped | pumped | 0 | 0 | 0 | 0 | 0 | 0
1566 | Synthetic battery | battery | 0 | 0 | 0 | 0 | 0 | 0
1567 | Synthetic pumped | pumped | 0 | 0 | 0 | 0 | 0 | 0
1567 | Synthetic battery | battery | 0 | 0 | 0 | 0 | 0 | 0
1568 | Synthetic pumped | pumped | 1.7869 | 0 | 0 | 1.6082 | 0.033505 | 0
1568 | Synthetic battery | battery | 0 | 0 | 0 | 0 | 0 | 0
1569 | Synthetic pumped | pumped | 11.9364 | 0 | 1.6082 | 12.351 | 0.25731 | 0
1569 | Synthetic battery | battery | 0 | 0 | 0 | 0 | 0 | 0
1570 | Synthetic pumped | pumped | 12 | 0 | 12.351 | 23.151 | 0.48231 | 0
1570 | Synthetic battery | battery | 3.451 | 0 | 0 | 3.1817 | 0.15908 | 0
1571 | Synthetic pumped | pumped | 12 | 0 | 23.151 | 33.951 | 0.70731 | 3.5527e-15
1571 | Synthetic battery | battery | 9.8252 | 0 | 3.1817 | 12.2401 | 0.61201 | 1.7764e-15
1572 | Synthetic pumped | pumped | 12 | 0 | 33.951 | 44.751 | 0.93231 | -3.5527e-15
1572 | Synthetic battery | battery | 8.4168 | 0 | 12.2401 | 20 | 1 | -8.8818e-16
1573 | Synthetic pumped | pumped | 3.61 | 0 | 44.751 | 48 | 1 | 0
1573 | Synthetic battery | battery | 0 | 0 | 20 | 20 | 1 | 0
1574 | Synthetic pumped | pumped | 0 | 0 | 48 | 48 | 1 | 0
1574 | Synthetic battery | battery | 0 | 0 | 20 | 20 | 1 | 0
1575 | Synthetic pumped | pumped | 0 | 0 | 48 | 48 | 1 | 0
1575 | Synthetic battery | battery | 0 | 0 | 20 | 20 | 1 | 0
1576 | Synthetic pumped | pumped | 0 | 0 | 48 | 48 | 1 | 0
1576 | Synthetic battery | battery | 0 | 0 | 20 | 20 | 1 | 0
1577 | Synthetic pumped | pumped | 0 | 2.0915 | 48 | 45.6762 | 0.95159 | -3.1086e-15
1577 | Synthetic battery | battery | 0 | 0 | 20 | 20 | 1 | 0
1578 | Synthetic pumped | pumped | 0 | 12 | 45.6762 | 32.3428 | 0.67381 | 3.5527e-15
1578 | Synthetic battery | battery | 0 | 9.9341 | 20 | 9.2249 | 0.46125 | 0
1579 | Synthetic pumped | pumped | 0 | 12 | 32.3428 | 19.0095 | 0.39603 | 0
1579 | Synthetic battery | battery | 0 | 8.5049 | 9.2249 | 0 | 0 | 0
1580 | Synthetic pumped | pumped | 0 | 12 | 19.0095 | 5.6762 | 0.11825 | 0
1580 | Synthetic battery | battery | 0 | 0 | 0 | 0 | 0 | 0
1581 | Synthetic pumped | pumped | 0 | 5.1085 | 5.6762 | 0 | 0 | 0
1581 | Synthetic battery | battery | 0 | 0 | 0 | 0 | 0 | 0
1582 | Synthetic pumped | pumped | 0 | 0 | 0 | 0 | 0 | 0
1582 | Synthetic battery | battery | 0 | 0 | 0 | 0 | 0 | 0
1583 | Synthetic pumped | pumped | 0 | 0 | 0 | 0 | 0 | 0
1583 | Synthetic battery | battery | 0 | 0 | 0 | 0 | 0 | 0
1584 | Synthetic pumped | pumped | 0 | 0 | 0 | 0 | 0 | 0
1584 | Synthetic battery | battery | 0 | 0 | 0 | 0 | 0 | 0
1585 | Synthetic pumped | pumped | 0 | 0 | 0 | 0 | 0 | 0
1585 | Synthetic battery | battery | 0 | 0 | 0 | 0 | 0 | 0
1586 | Synthetic pumped | pumped | 0 | 0 | 0 | 0 | 0 | 0
1586 | Synthetic battery | battery | 0 | 0 | 0 | 0 | 0 | 0
1587 | Synthetic pumped | pumped | 0 | 0 | 0 | 0 | 0 | 0
1587 | Synthetic battery | battery | 0 | 0 | 0 | 0 | 0 | 0
1588 | Synthetic pumped | pumped | 0 | 0 | 0 | 0 | 0 | 0
1588 | Synthetic battery | battery | 0 | 0 | 0 | 0 | 0 | 0
1589 | Synthetic pumped | pumped | 0 | 0 | 0 | 0 | 0 | 0
1589 | Synthetic battery | battery | 0 | 0 | 0 | 0 | 0 | 0
1590 | Synthetic pumped | pumped | 0 | 0 | 0 | 0 | 0 | 0
1590 | Synthetic battery | battery | 0 | 0 | 0 | 0 | 0 | 0
1591 | Synthetic pumped | pumped | 0 | 0 | 0 | 0 | 0 | 0
1591 | Synthetic battery | battery | 0 | 0 | 0 | 0 | 0 | 0
1592 | Synthetic pumped | pumped | 1.7346 | 0 | 0 | 1.5611 | 0.032524 | 0
1592 | Synthetic battery | battery | 0 | 0 | 0 | 0 | 0 | 0
1593 | Synthetic pumped | pumped | 12 | 0 | 1.5611 | 12.3611 | 0.25752 | 0
1593 | Synthetic battery | battery | 6.3153 | 0 | 0 | 5.8225 | 0.29112 | 0
1594 | Synthetic pumped | pumped | 12 | 0 | 12.3611 | 23.1611 | 0.48252 | -1.7764e-15
1594 | Synthetic battery | battery | 10 | 0 | 5.8225 | 15.042 | 0.7521 | 0
1595 | Synthetic pumped | pumped | 12 | 0 | 23.1611 | 33.9611 | 0.70752 | 3.5527e-15
1595 | Synthetic battery | battery | 5.3777 | 0 | 15.042 | 20 | 1 | 0
1596 | Synthetic pumped | pumped | 12 | 0 | 33.9611 | 44.7611 | 0.93252 | -3.5527e-15
1596 | Synthetic battery | battery | 0 | 0 | 20 | 20 | 1 | 0
1597 | Synthetic pumped | pumped | 3.5987 | 0 | 44.7611 | 48 | 1 | 0
1597 | Synthetic battery | battery | 0 | 0 | 20 | 20 | 1 | 0
1598 | Synthetic pumped | pumped | 0 | 0 | 48 | 48 | 1 | 0
1598 | Synthetic battery | battery | 0 | 0 | 20 | 20 | 1 | 0
1599 | Synthetic pumped | pumped | 0 | 0 | 48 | 48 | 1 | 0
1599 | Synthetic battery | battery | 0 | 0 | 20 | 20 | 1 | 0
1600 | Synthetic pumped | pumped | 0 | 0 | 48 | 48 | 1 | 0
1600 | Synthetic battery | battery | 0 | 0 | 20 | 20 | 1 | 0
1601 | Synthetic pumped | pumped | 0 | 6.3807 | 48 | 40.9104 | 0.8523 | 1.7764e-15
1601 | Synthetic battery | battery | 0 | 0 | 20 | 20 | 1 | 0
1602 | Synthetic pumped | pumped | 0 | 12 | 40.9104 | 27.577 | 0.57452 | 0
1602 | Synthetic battery | battery | 0 | 10 | 20 | 9.1535 | 0.45767 | 0
1603 | Synthetic pumped | pumped | 0 | 12 | 27.577 | 14.2437 | 0.29674 | 0
1603 | Synthetic battery | battery | 0 | 8.4391 | 9.1535 | 0 | 0 | 0
1604 | Synthetic pumped | pumped | 0 | 12 | 14.2437 | 0.91038 | 0.018966 | 0
1604 | Synthetic battery | battery | 0 | 0 | 0 | 0 | 0 | 0
1605 | Synthetic pumped | pumped | 0 | 0.81934 | 0.91038 | 0 | 0 | 0
1605 | Synthetic battery | battery | 0 | 0 | 0 | 0 | 0 | 0
1606 | Synthetic pumped | pumped | 0 | 0 | 0 | 0 | 0 | 0
1606 | Synthetic battery | battery | 0 | 0 | 0 | 0 | 0 | 0
1607 | Synthetic pumped | pumped | 0 | 0 | 0 | 0 | 0 | 0
1607 | Synthetic battery | battery | 0 | 0 | 0 | 0 | 0 | 0
1608 | Synthetic pumped | pumped | 0 | 0 | 0 | 0 | 0 | 0
1608 | Synthetic battery | battery | 0 | 0 | 0 | 0 | 0 | 0
1609 | Synthetic pumped | pumped | 0 | 0 | 0 | 0 | 0 | 0
1609 | Synthetic battery | battery | 0 | 0 | 0 | 0 | 0 | 0
1610 | Synthetic pumped | pumped | 0 | 0 | 0 | 0 | 0 | 0
1610 | Synthetic battery | battery | 0 | 0 | 0 | 0 | 0 | 0
1611 | Synthetic pumped | pumped | 0 | 0 | 0 | 0 | 0 | 0
1611 | Synthetic battery | battery | 0 | 0 | 0 | 0 | 0 | 0
1612 | Synthetic pumped | pumped | 0 | 0 | 0 | 0 | 0 | 0
1612 | Synthetic battery | battery | 0 | 0 | 0 | 0 | 0 | 0
1613 | Synthetic pumped | pumped | 0 | 0 | 0 | 0 | 0 | 0
1613 | Synthetic battery | battery | 0 | 0 | 0 | 0 | 0 | 0
1614 | Synthetic pumped | pumped | 0 | 0 | 0 | 0 | 0 | 0
1614 | Synthetic battery | battery | 0 | 0 | 0 | 0 | 0 | 0
1615 | Synthetic pumped | pumped | 0 | 0 | 0 | 0 | 0 | 0
1615 | Synthetic battery | battery | 0 | 0 | 0 | 0 | 0 | 0
1616 | Synthetic pumped | pumped | 0 | 0 | 0 | 0 | 0 | 0
1616 | Synthetic battery | battery | 0 | 0 | 0 | 0 | 0 | 0
1617 | Synthetic pumped | pumped | 7.5699 | 0 | 0 | 6.8129 | 0.14194 | 0
1617 | Synthetic battery | battery | 0 | 0 | 0 | 0 | 0 | 0
1618 | Synthetic pumped | pumped | 12 | 0 | 6.8129 | 17.6129 | 0.36694 | 0
1618 | Synthetic battery | battery | 5.3068 | 0 | 0 | 4.8927 | 0.24463 | 0
1619 | Synthetic pumped | pumped | 12 | 0 | 17.6129 | 28.4129 | 0.59194 | 0
1619 | Synthetic battery | battery | 10 | 0 | 4.8927 | 14.1122 | 0.70561 | 0
1620 | Synthetic pumped | pumped | 12 | 0 | 28.4129 | 39.2129 | 0.81694 | -3.5527e-15
1620 | Synthetic battery | battery | 6.3862 | 0 | 14.1122 | 20 | 1 | 0
1621 | Synthetic pumped | pumped | 9.7634 | 0 | 39.2129 | 48 | 1 | 0
1621 | Synthetic battery | battery | 0 | 0 | 20 | 20 | 1 | 0
1622 | Synthetic pumped | pumped | 0 | 0 | 48 | 48 | 1 | 0
1622 | Synthetic battery | battery | 0 | 0 | 20 | 20 | 1 | 0
1623 | Synthetic pumped | pumped | 0 | 0 | 48 | 48 | 1 | 0
1623 | Synthetic battery | battery | 0 | 0 | 20 | 20 | 1 | 0
1624 | Synthetic pumped | pumped | 0 | 0 | 48 | 48 | 1 | 0
1624 | Synthetic battery | battery | 0 | 0 | 20 | 20 | 1 | 0
1625 | Synthetic pumped | pumped | 0 | 2.158 | 48 | 45.6022 | 0.95005 | 8.8818e-16
1625 | Synthetic battery | battery | 0 | 0 | 20 | 20 | 1 | 0
1626 | Synthetic pumped | pumped | 0 | 12 | 45.6022 | 32.2689 | 0.67227 | -3.5527e-15
1626 | Synthetic battery | battery | 0 | 8.5914 | 20 | 10.6813 | 0.53406 | 0
1627 | Synthetic pumped | pumped | 0 | 12 | 32.2689 | 18.9355 | 0.39449 | 0
1627 | Synthetic battery | battery | 0 | 9.8477 | 10.6813 | 0 | 0 | 0
1628 | Synthetic pumped | pumped | 0 | 12 | 18.9355 | 5.6022 | 0.11671 | 0
1628 | Synthetic battery | battery | 0 | 0 | 0 | 0 | 0 | 0
1629 | Synthetic pumped | pumped | 0 | 5.042 | 5.6022 | 0 | 0 | 0
1629 | Synthetic battery | battery | 0 | 0 | 0 | 0 | 0 | 0
1630 | Synthetic pumped | pumped | 0 | 0 | 0 | 0 | 0 | 0
1630 | Synthetic battery | battery | 0 | 0 | 0 | 0 | 0 | 0
1631 | Synthetic pumped | pumped | 0 | 0 | 0 | 0 | 0 | 0
1631 | Synthetic battery | battery | 0 | 0 | 0 | 0 | 0 | 0
1632 | Synthetic pumped | pumped | 0 | 0 | 0 | 0 | 0 | 0
1632 | Synthetic battery | battery | 0 | 0 | 0 | 0 | 0 | 0
1633 | Synthetic pumped | pumped | 0 | 0 | 0 | 0 | 0 | 0
1633 | Synthetic battery | battery | 0 | 0 | 0 | 0 | 0 | 0
1634 | Synthetic pumped | pumped | 0 | 0 | 0 | 0 | 0 | 0
1634 | Synthetic battery | battery | 0 | 0 | 0 | 0 | 0 | 0
1635 | Synthetic pumped | pumped | 0 | 0 | 0 | 0 | 0 | 0
1635 | Synthetic battery | battery | 0 | 0 | 0 | 0 | 0 | 0
1636 | Synthetic pumped | pumped | 0 | 0 | 0 | 0 | 0 | 0
1636 | Synthetic battery | battery | 0 | 0 | 0 | 0 | 0 | 0
1637 | Synthetic pumped | pumped | 0 | 0 | 0 | 0 | 0 | 0
1637 | Synthetic battery | battery | 0 | 0 | 0 | 0 | 0 | 0
1638 | Synthetic pumped | pumped | 0 | 0 | 0 | 0 | 0 | 0
1638 | Synthetic battery | battery | 0 | 0 | 0 | 0 | 0 | 0
1639 | Synthetic pumped | pumped | 0 | 0 | 0 | 0 | 0 | 0
1639 | Synthetic battery | battery | 0 | 0 | 0 | 0 | 0 | 0
1640 | Synthetic pumped | pumped | 0 | 0 | 0 | 0 | 0 | 0
1640 | Synthetic battery | battery | 0 | 0 | 0 | 0 | 0 | 0
1641 | Synthetic pumped | pumped | 3.3071 | 0 | 0 | 2.9764 | 0.062009 | 0
1641 | Synthetic battery | battery | 0 | 0 | 0 | 0 | 0 | 0
1642 | Synthetic pumped | pumped | 12 | 0 | 2.9764 | 13.7764 | 0.28701 | 0
1642 | Synthetic battery | battery | 2.2197 | 0 | 0 | 2.0464 | 0.10232 | 0
1643 | Synthetic pumped | pumped | 12 | 0 | 13.7764 | 24.5764 | 0.51201 | 1.7764e-15
1643 | Synthetic battery | battery | 10 | 0 | 2.0464 | 11.266 | 0.5633 | 0
1644 | Synthetic pumped | pumped | 12 | 0 | 24.5764 | 35.3764 | 0.73701 | -3.5527e-15
1644 | Synthetic battery | battery | 9.4734 | 0 | 11.266 | 20 | 1 | 0
1645 | Synthetic pumped | pumped | 12 | 0 | 35.3764 | 46.1764 | 0.96201 | -3.5527e-15
1645 | Synthetic battery | battery | 0 | 0 | 20 | 20 | 1 | 0
1646 | Synthetic pumped | pumped | 2.0262 | 0 | 46.1764 | 48 | 1 | -2.2204e-16
1646 | Synthetic battery | battery | 0 | 0 | 20 | 20 | 1 | 0
1647 | Synthetic pumped | pumped | 0 | 0 | 48 | 48 | 1 | 0
1647 | Synthetic battery | battery | 0 | 0 | 20 | 20 | 1 | 0
1648 | Synthetic pumped | pumped | 0 | 0 | 48 | 48 | 1 | 0
1648 | Synthetic battery | battery | 0 | 0 | 20 | 20 | 1 | 0
1649 | Synthetic pumped | pumped | 0 | 9.8674 | 48 | 37.0362 | 0.77159 | 3.5527e-15
1649 | Synthetic battery | battery | 0 | 0 | 20 | 20 | 1 | 0
1650 | Synthetic pumped | pumped | 0 | 12 | 37.0362 | 23.7029 | 0.49381 | 0
1650 | Synthetic battery | battery | 0 | 10 | 20 | 9.1535 | 0.45767 | 0
1651 | Synthetic pumped | pumped | 0 | 12 | 23.7029 | 10.3695 | 0.21603 | 0
1651 | Synthetic battery | battery | 0 | 8.4391 | 9.1535 | 0 | 0 | 0
1652 | Synthetic pumped | pumped | 0 | 9.3326 | 10.3695 | 0 | 0 | 0
1652 | Synthetic battery | battery | 0 | 0 | 0 | 0 | 0 | 0
1653 | Synthetic pumped | pumped | 0 | 0 | 0 | 0 | 0 | 0
1653 | Synthetic battery | battery | 0 | 0 | 0 | 0 | 0 | 0
1654 | Synthetic pumped | pumped | 0 | 0 | 0 | 0 | 0 | 0
1654 | Synthetic battery | battery | 0 | 0 | 0 | 0 | 0 | 0
1655 | Synthetic pumped | pumped | 0 | 0 | 0 | 0 | 0 | 0
1655 | Synthetic battery | battery | 0 | 0 | 0 | 0 | 0 | 0
1656 | Synthetic pumped | pumped | 0 | 0 | 0 | 0 | 0 | 0
1656 | Synthetic battery | battery | 0 | 0 | 0 | 0 | 0 | 0
1657 | Synthetic pumped | pumped | 0 | 0 | 0 | 0 | 0 | 0
1657 | Synthetic battery | battery | 0 | 0 | 0 | 0 | 0 | 0
1658 | Synthetic pumped | pumped | 0 | 0 | 0 | 0 | 0 | 0
1658 | Synthetic battery | battery | 0 | 0 | 0 | 0 | 0 | 0
1659 | Synthetic pumped | pumped | 0 | 0 | 0 | 0 | 0 | 0
1659 | Synthetic battery | battery | 0 | 0 | 0 | 0 | 0 | 0
1660 | Synthetic pumped | pumped | 0 | 0 | 0 | 0 | 0 | 0
1660 | Synthetic battery | battery | 0 | 0 | 0 | 0 | 0 | 0
1661 | Synthetic pumped | pumped | 0 | 0 | 0 | 0 | 0 | 0
1661 | Synthetic battery | battery | 0 | 0 | 0 | 0 | 0 | 0
1662 | Synthetic pumped | pumped | 0 | 0 | 0 | 0 | 0 | 0
1662 | Synthetic battery | battery | 0 | 0 | 0 | 0 | 0 | 0
1663 | Synthetic pumped | pumped | 0 | 0 | 0 | 0 | 0 | 0
1663 | Synthetic battery | battery | 0 | 0 | 0 | 0 | 0 | 0
1664 | Synthetic pumped | pumped | 5.7526 | 0 | 0 | 5.1773 | 0.10786 | 0
1664 | Synthetic battery | battery | 0 | 0 | 0 | 0 | 0 | 0
1665 | Synthetic pumped | pumped | 12 | 0 | 5.1773 | 15.9773 | 0.33286 | 0
1665 | Synthetic battery | battery | 0.92437 | 0 | 0 | 0.85223 | 0.042611 | 0
1666 | Synthetic pumped | pumped | 12 | 0 | 15.9773 | 26.7773 | 0.55786 | 0
1666 | Synthetic battery | battery | 2.5694 | 0 | 0.85223 | 3.2211 | 0.16105 | 0
1667 | Synthetic pumped | pumped | 12 | 0 | 26.7773 | 37.5773 | 0.78286 | 3.5527e-15
1667 | Synthetic battery | battery | 10 | 0 | 3.2211 | 12.4406 | 0.62203 | 0
1668 | Synthetic pumped | pumped | 11.5808 | 0 | 37.5773 | 48 | 1 | 0
1668 | Synthetic battery | battery | 8.1993 | 0 | 12.4406 | 20 | 1 | -8.8818e-16
1669 | Synthetic pumped | pumped | 0 | 0 | 48 | 48 | 1 | 0
1669 | Synthetic battery | battery | 0 | 0 | 20 | 20 | 1 | 0
1670 | Synthetic pumped | pumped | 0 | 0 | 48 | 48 | 1 | 0
1670 | Synthetic battery | battery | 0 | 0 | 20 | 20 | 1 | 0
1671 | Synthetic pumped | pumped | 0 | 0 | 48 | 48 | 1 | 0
1671 | Synthetic battery | battery | 0 | 0 | 20 | 20 | 1 | 0
1672 | Synthetic pumped | pumped | 0 | 0 | 48 | 48 | 1 | 0
1672 | Synthetic battery | battery | 0 | 0 | 20 | 20 | 1 | 0
1673 | Synthetic pumped | pumped | 0 | 0.17443 | 48 | 47.8062 | 0.99596 | 2.3592e-15
1673 | Synthetic battery | battery | 0 | 0 | 20 | 20 | 1 | 0
1674 | Synthetic pumped | pumped | 0 | 12 | 47.8062 | 34.4729 | 0.71818 | -3.5527e-15
1674 | Synthetic battery | battery | 0 | 4.3349 | 20 | 15.2981 | 0.76491 | 0
1675 | Synthetic pumped | pumped | 0 | 12 | 34.4729 | 21.1395 | 0.44041 | 0
1675 | Synthetic battery | battery | 0 | 8.802 | 15.2981 | 5.751 | 0.28755 | 0
1676 | Synthetic pumped | pumped | 0 | 12 | 21.1395 | 7.8062 | 0.16263 | 0
1676 | Synthetic battery | battery | 0 | 5.3021 | 5.751 | 0 | 0 | 0
1677 | Synthetic pumped | pumped | 0 | 7.0256 | 7.8062 | 0 | 0 | 0
1677 | Synthetic battery | battery | 0 | 0 | 0 | 0 | 0 | 0
1678 | Synthetic pumped | pumped | 0 | 0 | 0 | 0 | 0 | 0
1678 | Synthetic battery | battery | 0 | 0 | 0 | 0 | 0 | 0
1679 | Synthetic pumped | pumped | 0 | 0 | 0 | 0 | 0 | 0
1679 | Synthetic battery | battery | 0 | 0 | 0 | 0 | 0 | 0
1680 | Synthetic pumped | pumped | 0 | 0 | 0 | 0 | 0 | 0
1680 | Synthetic battery | battery | 0 | 0 | 0 | 0 | 0 | 0
1681 | Synthetic pumped | pumped | 0 | 0 | 0 | 0 | 0 | 0
1681 | Synthetic battery | battery | 0 | 0 | 0 | 0 | 0 | 0
1682 | Synthetic pumped | pumped | 0 | 0 | 0 | 0 | 0 | 0
1682 | Synthetic battery | battery | 0 | 0 | 0 | 0 | 0 | 0
1683 | Synthetic pumped | pumped | 0 | 0 | 0 | 0 | 0 | 0
1683 | Synthetic battery | battery | 0 | 0 | 0 | 0 | 0 | 0
1684 | Synthetic pumped | pumped | 0 | 0 | 0 | 0 | 0 | 0
1684 | Synthetic battery | battery | 0 | 0 | 0 | 0 | 0 | 0
1685 | Synthetic pumped | pumped | 0 | 0 | 0 | 0 | 0 | 0
1685 | Synthetic battery | battery | 0 | 0 | 0 | 0 | 0 | 0
1686 | Synthetic pumped | pumped | 0 | 0 | 0 | 0 | 0 | 0
1686 | Synthetic battery | battery | 0 | 0 | 0 | 0 | 0 | 0
1687 | Synthetic pumped | pumped | 0 | 0 | 0 | 0 | 0 | 0
1687 | Synthetic battery | battery | 0 | 0 | 0 | 0 | 0 | 0
1688 | Synthetic pumped | pumped | 1.4242 | 0 | 0 | 1.2818 | 0.026704 | 0
1688 | Synthetic battery | battery | 0 | 0 | 0 | 0 | 0 | 0
1689 | Synthetic pumped | pumped | 12 | 0 | 1.2818 | 12.0818 | 0.2517 | 0
1689 | Synthetic battery | battery | 2.3665 | 0 | 0 | 2.1818 | 0.10909 | 0
1690 | Synthetic pumped | pumped | 12 | 0 | 12.0818 | 22.8818 | 0.4767 | 0
1690 | Synthetic battery | battery | 10 | 0 | 2.1818 | 11.4014 | 0.57007 | 0
1691 | Synthetic pumped | pumped | 12 | 0 | 22.8818 | 33.6818 | 0.7017 | 0
1691 | Synthetic battery | battery | 8.8597 | 0 | 11.4014 | 19.5696 | 0.97848 | 0
1692 | Synthetic pumped | pumped | 12 | 0 | 33.6818 | 44.4818 | 0.9267 | 3.5527e-15
1692 | Synthetic battery | battery | 0.4668 | 0 | 19.5696 | 20 | 1 | 0
1693 | Synthetic pumped | pumped | 3.9091 | 0 | 44.4818 | 48 | 1 | 0
1693 | Synthetic battery | battery | 0 | 0 | 20 | 20 | 1 | 0
1694 | Synthetic pumped | pumped | 0 | 0 | 48 | 48 | 1 | 0
1694 | Synthetic battery | battery | 0 | 0 | 20 | 20 | 1 | 0
1695 | Synthetic pumped | pumped | 0 | 0 | 48 | 48 | 1 | 0
1695 | Synthetic battery | battery | 0 | 0 | 20 | 20 | 1 | 0
1696 | Synthetic pumped | pumped | 0 | 0 | 48 | 48 | 1 | 0
1696 | Synthetic battery | battery | 0 | 0 | 20 | 20 | 1 | 0
1697 | Synthetic pumped | pumped | 0 | 8.8509 | 48 | 38.1657 | 0.79512 | -1.7764e-15
1697 | Synthetic battery | battery | 0 | 0 | 20 | 20 | 1 | 0
1698 | Synthetic pumped | pumped | 0 | 12 | 38.1657 | 24.8323 | 0.51734 | 0
1698 | Synthetic battery | battery | 0 | 9.9106 | 20 | 9.2505 | 0.46252 | 0
1699 | Synthetic pumped | pumped | 0 | 12 | 24.8323 | 11.499 | 0.23956 | 0
1699 | Synthetic battery | battery | 0 | 8.5285 | 9.2505 | 0 | 0 | 0
1700 | Synthetic pumped | pumped | 0 | 10.3491 | 11.499 | -1.7764e-15 | -3.7007e-17 | 0
1700 | Synthetic battery | battery | 0 | 0 | 0 | 0 | 0 | 0
1701 | Synthetic pumped | pumped | 0 | -1.5987e-15 | -1.7764e-15 | 0 | 0 | 0
1701 | Synthetic battery | battery | 0 | 0 | 0 | 0 | 0 | 0
1702 | Synthetic pumped | pumped | 0 | 0 | 0 | 0 | 0 | 0
1702 | Synthetic battery | battery | 0 | 0 | 0 | 0 | 0 | 0
1703 | Synthetic pumped | pumped | 0 | 0 | 0 | 0 | 0 | 0
1703 | Synthetic battery | battery | 0 | 0 | 0 | 0 | 0 | 0
1704 | Synthetic pumped | pumped | 0 | 0 | 0 | 0 | 0 | 0
1704 | Synthetic battery | battery | 0 | 0 | 0 | 0 | 0 | 0
1705 | Synthetic pumped | pumped | 0 | 0 | 0 | 0 | 0 | 0
1705 | Synthetic battery | battery | 0 | 0 | 0 | 0 | 0 | 0
1706 | Synthetic pumped | pumped | 0 | 0 | 0 | 0 | 0 | 0
1706 | Synthetic battery | battery | 0 | 0 | 0 | 0 | 0 | 0
1707 | Synthetic pumped | pumped | 0 | 0 | 0 | 0 | 0 | 0
1707 | Synthetic battery | battery | 0 | 0 | 0 | 0 | 0 | 0
1708 | Synthetic pumped | pumped | 0 | 0 | 0 | 0 | 0 | 0
1708 | Synthetic battery | battery | 0 | 0 | 0 | 0 | 0 | 0
1709 | Synthetic pumped | pumped | 0 | 0 | 0 | 0 | 0 | 0
1709 | Synthetic battery | battery | 0 | 0 | 0 | 0 | 0 | 0
1710 | Synthetic pumped | pumped | 0 | 0 | 0 | 0 | 0 | 0
1710 | Synthetic battery | battery | 0 | 0 | 0 | 0 | 0 | 0
1711 | Synthetic pumped | pumped | 0 | 0 | 0 | 0 | 0 | 0
1711 | Synthetic battery | battery | 0 | 0 | 0 | 0 | 0 | 0
1712 | Synthetic pumped | pumped | 3.6413 | 0 | 0 | 3.2772 | 0.068275 | 0
1712 | Synthetic battery | battery | 0 | 0 | 0 | 0 | 0 | 0
1713 | Synthetic pumped | pumped | 11.3337 | 0 | 3.2772 | 13.4776 | 0.28078 | 0
1713 | Synthetic battery | battery | 0 | 0 | 0 | 0 | 0 | 0
1714 | Synthetic pumped | pumped | 12 | 0 | 13.4776 | 24.2776 | 0.50578 | 0
1714 | Synthetic battery | battery | 6.4086 | 0 | 0 | 5.9084 | 0.29542 | 0
1715 | Synthetic pumped | pumped | 12 | 0 | 24.2776 | 35.0776 | 0.73078 | -3.5527e-15
1715 | Synthetic battery | battery | 10 | 0 | 5.9084 | 15.128 | 0.7564 | 0
1716 | Synthetic pumped | pumped | 12 | 0 | 35.0776 | 45.8776 | 0.95578 | -3.5527e-15
1716 | Synthetic battery | battery | 5.2845 | 0 | 15.128 | 20 | 1 | 0
1717 | Synthetic pumped | pumped | 2.3582 | 0 | 45.8776 | 48 | 1 | 0
1717 | Synthetic battery | battery | 0 | 0 | 20 | 20 | 1 | 0
1718 | Synthetic pumped | pumped | 0 | 0 | 48 | 48 | 1 | 0
1718 | Synthetic battery | battery | 0 | 0 | 20 | 20 | 1 | 0
1719 | Synthetic pumped | pumped | 0 | 0 | 48 | 48 | 1 | 0
1719 | Synthetic battery | battery | 0 | 0 | 20 | 20 | 1 | 0
1720 | Synthetic pumped | pumped | 0 | 0 | 48 | 48 | 1 | 0
1720 | Synthetic battery | battery | 0 | 0 | 20 | 20 | 1 | 0
1721 | Synthetic pumped | pumped | 0 | 1.0611 | 48 | 46.821 | 0.97544 | -2.4425e-15
1721 | Synthetic battery | battery | 0 | 0 | 20 | 20 | 1 | 0
1722 | Synthetic pumped | pumped | 0 | 12 | 46.821 | 33.4877 | 0.69766 | -3.5527e-15
1722 | Synthetic battery | battery | 0 | 6.2795 | 20 | 13.1889 | 0.65945 | 0
1723 | Synthetic pumped | pumped | 0 | 12 | 33.4877 | 20.1543 | 0.41988 | 0
1723 | Synthetic battery | battery | 0 | 10 | 13.1889 | 2.3424 | 0.11712 | 0
1724 | Synthetic pumped | pumped | 0 | 12 | 20.1543 | 6.821 | 0.1421 | 0
1724 | Synthetic battery | battery | 0 | 2.1596 | 2.3424 | 0 | 0 | 0
1725 | Synthetic pumped | pumped | 0 | 6.1389 | 6.821 | 0 | 0 | 0
1725 | Synthetic battery | battery | 0 | 0 | 0 | 0 | 0 | 0
1726 | Synthetic pumped | pumped | 0 | 0 | 0 | 0 | 0 | 0
1726 | Synthetic battery | battery | 0 | 0 | 0 | 0 | 0 | 0
1727 | Synthetic pumped | pumped | 0 | 0 | 0 | 0 | 0 | 0
1727 | Synthetic battery | battery | 0 | 0 | 0 | 0 | 0 | 0
1728 | Synthetic pumped | pumped | 0 | 0 | 0 | 0 | 0 | 0
1728 | Synthetic battery | battery | 0 | 0 | 0 | 0 | 0 | 0
1729 | Synthetic pumped | pumped | 0 | 0 | 0 | 0 | 0 | 0
1729 | Synthetic battery | battery | 0 | 0 | 0 | 0 | 0 | 0
1730 | Synthetic pumped | pumped | 0 | 0 | 0 | 0 | 0 | 0
1730 | Synthetic battery | battery | 0 | 0 | 0 | 0 | 0 | 0
1731 | Synthetic pumped | pumped | 0 | 0 | 0 | 0 | 0 | 0
1731 | Synthetic battery | battery | 0 | 0 | 0 | 0 | 0 | 0
1732 | Synthetic pumped | pumped | 0 | 0 | 0 | 0 | 0 | 0
1732 | Synthetic battery | battery | 0 | 0 | 0 | 0 | 0 | 0
1733 | Synthetic pumped | pumped | 0 | 0 | 0 | 0 | 0 | 0
1733 | Synthetic battery | battery | 0 | 0 | 0 | 0 | 0 | 0
1734 | Synthetic pumped | pumped | 0 | 0 | 0 | 0 | 0 | 0
1734 | Synthetic battery | battery | 0 | 0 | 0 | 0 | 0 | 0
1735 | Synthetic pumped | pumped | 0 | 0 | 0 | 0 | 0 | 0
1735 | Synthetic battery | battery | 0 | 0 | 0 | 0 | 0 | 0
1736 | Synthetic pumped | pumped | 0 | 0 | 0 | 0 | 0 | 0
1736 | Synthetic battery | battery | 0 | 0 | 0 | 0 | 0 | 0
1737 | Synthetic pumped | pumped | 10.5292 | 0 | 0 | 9.4762 | 0.19742 | 0
1737 | Synthetic battery | battery | 0 | 0 | 0 | 0 | 0 | 0
1738 | Synthetic pumped | pumped | 12 | 0 | 9.4762 | 20.2762 | 0.42242 | -1.7764e-15
1738 | Synthetic battery | battery | 3.0651 | 0 | 0 | 2.8259 | 0.14129 | 0
1739 | Synthetic pumped | pumped | 12 | 0 | 20.2762 | 31.0762 | 0.64742 | 0
1739 | Synthetic battery | battery | 10 | 0 | 2.8259 | 12.0454 | 0.60227 | 0
1740 | Synthetic pumped | pumped | 12 | 0 | 31.0762 | 41.8762 | 0.87242 | 0
1740 | Synthetic battery | battery | 8.628 | 0 | 12.0454 | 20 | 1 | 0
1741 | Synthetic pumped | pumped | 6.8042 | 0 | 41.8762 | 48 | 1 | 0
1741 | Synthetic battery | battery | 0 | 0 | 20 | 20 | 1 | 0
1742 | Synthetic pumped | pumped | 0 | 0 | 48 | 48 | 1 | 0
1742 | Synthetic battery | battery | 0 | 0 | 20 | 20 | 1 | 0
1743 | Synthetic pumped | pumped | 0 | 0 | 48 | 48 | 1 | 0
1743 | Synthetic battery | battery | 0 | 0 | 20 | 20 | 1 | 0
1744 | Synthetic pumped | pumped | 0 | 0 | 48 | 48 | 1 | 0
1744 | Synthetic battery | battery | 0 | 0 | 20 | 20 | 1 | 0
1745 | Synthetic pumped | pumped | 0 | 3.9668 | 48 | 43.5925 | 0.90818 | 2.6645e-15
1745 | Synthetic battery | battery | 0 | 0 | 20 | 20 | 1 | 0
1746 | Synthetic pumped | pumped | 0 | 12 | 43.5925 | 30.2591 | 0.6304 | 0
1746 | Synthetic battery | battery | 0 | 10 | 20 | 9.1535 | 0.45767 | 0
1747 | Synthetic pumped | pumped | 0 | 12 | 30.2591 | 16.9258 | 0.35262 | 0
1747 | Synthetic battery | battery | 0 | 8.4391 | 9.1535 | 0 | 0 | 0
1748 | Synthetic pumped | pumped | 0 | 12 | 16.9258 | 3.5925 | 0.074843 | 0
1748 | Synthetic battery | battery | 0 | 0 | 0 | 0 | 0 | 0
1749 | Synthetic pumped | pumped | 0 | 3.2332 | 3.5925 | 0 | 0 | 0
1749 | Synthetic battery | battery | 0 | 0 | 0 | 0 | 0 | 0
1750 | Synthetic pumped | pumped | 0 | 0 | 0 | 0 | 0 | 0
1750 | Synthetic battery | battery | 0 | 0 | 0 | 0 | 0 | 0
1751 | Synthetic pumped | pumped | 0 | 0 | 0 | 0 | 0 | 0
1751 | Synthetic battery | battery | 0 | 0 | 0 | 0 | 0 | 0
1752 | Synthetic pumped | pumped | 0 | 0 | 0 | 0 | 0 | 0
1752 | Synthetic battery | battery | 0 | 0 | 0 | 0 | 0 | 0
1753 | Synthetic pumped | pumped | 0 | 0 | 0 | 0 | 0 | 0
1753 | Synthetic battery | battery | 0 | 0 | 0 | 0 | 0 | 0
1754 | Synthetic pumped | pumped | 0 | 0 | 0 | 0 | 0 | 0
1754 | Synthetic battery | battery | 0 | 0 | 0 | 0 | 0 | 0
1755 | Synthetic pumped | pumped | 0 | 0 | 0 | 0 | 0 | 0
1755 | Synthetic battery | battery | 0 | 0 | 0 | 0 | 0 | 0
1756 | Synthetic pumped | pumped | 0 | 0 | 0 | 0 | 0 | 0
1756 | Synthetic battery | battery | 0 | 0 | 0 | 0 | 0 | 0
1757 | Synthetic pumped | pumped | 0 | 0 | 0 | 0 | 0 | 0
1757 | Synthetic battery | battery | 0 | 0 | 0 | 0 | 0 | 0
1758 | Synthetic pumped | pumped | 0 | 0 | 0 | 0 | 0 | 0
1758 | Synthetic battery | battery | 0 | 0 | 0 | 0 | 0 | 0
1759 | Synthetic pumped | pumped | 0 | 0 | 0 | 0 | 0 | 0
1759 | Synthetic battery | battery | 0 | 0 | 0 | 0 | 0 | 0
1760 | Synthetic pumped | pumped | 2.4795 | 0 | 0 | 2.2316 | 0.046491 | 0
1760 | Synthetic battery | battery | 0 | 0 | 0 | 0 | 0 | 0
1761 | Synthetic pumped | pumped | 11.3844 | 0 | 2.2316 | 12.4775 | 0.25995 | 0
1761 | Synthetic battery | battery | 0 | 0 | 0 | 0 | 0 | 0
1762 | Synthetic pumped | pumped | 12 | 0 | 12.4775 | 23.2775 | 0.48495 | 1.7764e-15
1762 | Synthetic battery | battery | 0.62274 | 0 | 0 | 0.57414 | 0.028707 | 0
1763 | Synthetic pumped | pumped | 12 | 0 | 23.2775 | 34.0775 | 0.70995 | -3.5527e-15
1763 | Synthetic battery | battery | 10 | 0 | 0.57414 | 9.7937 | 0.48968 | 0
1764 | Synthetic pumped | pumped | 12 | 0 | 34.0775 | 44.8775 | 0.93495 | -3.5527e-15
1764 | Synthetic battery | battery | 10 | 0 | 9.7937 | 19.0132 | 0.95066 | 0
1765 | Synthetic pumped | pumped | 3.4694 | 0 | 44.8775 | 48 | 1 | 0
1765 | Synthetic battery | battery | 1.0703 | 0 | 19.0132 | 20 | 1 | 0
1766 | Synthetic pumped | pumped | 0 | 0 | 48 | 48 | 1 | 0
1766 | Synthetic battery | battery | 0 | 0 | 20 | 20 | 1 | 0
1767 | Synthetic pumped | pumped | 0 | 0 | 48 | 48 | 1 | 0
1767 | Synthetic battery | battery | 0 | 0 | 20 | 20 | 1 | 0
1768 | Synthetic pumped | pumped | 0 | 0 | 48 | 48 | 1 | 0
1768 | Synthetic battery | battery | 0 | 0 | 20 | 20 | 1 | 0
1769 | Synthetic pumped | pumped | 0 | 8.1957 | 48 | 38.8937 | 0.81029 | -3.5527e-15
1769 | Synthetic battery | battery | 0 | 0 | 20 | 20 | 1 | 0
1770 | Synthetic pumped | pumped | 0 | 12 | 38.8937 | 25.5604 | 0.53251 | 0
1770 | Synthetic battery | battery | 0 | 8.9452 | 20 | 10.2975 | 0.51488 | 0
1771 | Synthetic pumped | pumped | 0 | 12 | 25.5604 | 12.227 | 0.25473 | 0
1771 | Synthetic battery | battery | 0 | 9.4939 | 10.2975 | 0 | 0 | 0
1772 | Synthetic pumped | pumped | 0 | 11.0043 | 12.227 | 0 | 0 | 0
1772 | Synthetic battery | battery | 0 | 0 | 0 | 0 | 0 | 0
1773 | Synthetic pumped | pumped | 0 | 0 | 0 | 0 | 0 | 0
1773 | Synthetic battery | battery | 0 | 0 | 0 | 0 | 0 | 0
1774 | Synthetic pumped | pumped | 0 | 0 | 0 | 0 | 0 | 0
1774 | Synthetic battery | battery | 0 | 0 | 0 | 0 | 0 | 0
1775 | Synthetic pumped | pumped | 0 | 0 | 0 | 0 | 0 | 0
1775 | Synthetic battery | battery | 0 | 0 | 0 | 0 | 0 | 0
1776 | Synthetic pumped | pumped | 0 | 0 | 0 | 0 | 0 | 0
1776 | Synthetic battery | battery | 0 | 0 | 0 | 0 | 0 | 0
1777 | Synthetic pumped | pumped | 0 | 0 | 0 | 0 | 0 | 0
1777 | Synthetic battery | battery | 0 | 0 | 0 | 0 | 0 | 0
1778 | Synthetic pumped | pumped | 0 | 0 | 0 | 0 | 0 | 0
1778 | Synthetic battery | battery | 0 | 0 | 0 | 0 | 0 | 0
1779 | Synthetic pumped | pumped | 0 | 0 | 0 | 0 | 0 | 0
1779 | Synthetic battery | battery | 0 | 0 | 0 | 0 | 0 | 0
1780 | Synthetic pumped | pumped | 0 | 0 | 0 | 0 | 0 | 0
1780 | Synthetic battery | battery | 0 | 0 | 0 | 0 | 0 | 0
1781 | Synthetic pumped | pumped | 0 | 0 | 0 | 0 | 0 | 0
1781 | Synthetic battery | battery | 0 | 0 | 0 | 0 | 0 | 0
1782 | Synthetic pumped | pumped | 0 | 0 | 0 | 0 | 0 | 0
1782 | Synthetic battery | battery | 0 | 0 | 0 | 0 | 0 | 0
1783 | Synthetic pumped | pumped | 0 | 0 | 0 | 0 | 0 | 0
1783 | Synthetic battery | battery | 0 | 0 | 0 | 0 | 0 | 0
1784 | Synthetic pumped | pumped | 0.52939 | 0 | 0 | 0.47645 | 0.009926 | 0
1784 | Synthetic battery | battery | 0 | 0 | 0 | 0 | 0 | 0
1785 | Synthetic pumped | pumped | 12 | 0 | 0.47645 | 11.2764 | 0.23493 | 0
1785 | Synthetic battery | battery | 1.9541 | 0 | 0 | 1.8016 | 0.09008 | 0
1786 | Synthetic pumped | pumped | 12 | 0 | 11.2764 | 22.0764 | 0.45993 | -1.7764e-15
1786 | Synthetic battery | battery | 10 | 0 | 1.8016 | 11.0211 | 0.55106 | 0
1787 | Synthetic pumped | pumped | 12 | 0 | 22.0764 | 32.8764 | 0.68493 | 3.5527e-15
1787 | Synthetic battery | battery | 9.7389 | 0 | 11.0211 | 20 | 1 | 0
1788 | Synthetic pumped | pumped | 12 | 0 | 32.8764 | 43.6764 | 0.90993 | -3.5527e-15
1788 | Synthetic battery | battery | 0 | 0 | 20 | 20 | 1 | 0
1789 | Synthetic pumped | pumped | 4.8039 | 0 | 43.6764 | 48 | 1 | 0
1789 | Synthetic battery | battery | 0 | 0 | 20 | 20 | 1 | 0
1790 | Synthetic pumped | pumped | 0 | 0 | 48 | 48 | 1 | 0
1790 | Synthetic battery | battery | 0 | 0 | 20 | 20 | 1 | 0
1791 | Synthetic pumped | pumped | 0 | 0 | 48 | 48 | 1 | 0
1791 | Synthetic battery | battery | 0 | 0 | 20 | 20 | 1 | 0
1792 | Synthetic pumped | pumped | 0 | 0 | 48 | 48 | 1 | 0
1792 | Synthetic battery | battery | 0 | 0 | 20 | 20 | 1 | 0
1793 | Synthetic pumped | pumped | 0 | 2.0043 | 48 | 45.7731 | 0.95361 | -3.1086e-15
1793 | Synthetic battery | battery | 0 | 0 | 20 | 20 | 1 | 0
1794 | Synthetic pumped | pumped | 0 | 12 | 45.7731 | 32.4397 | 0.67583 | 3.5527e-15
1794 | Synthetic battery | battery | 0 | 7.8524 | 20 | 11.4829 | 0.57414 | 0
1795 | Synthetic pumped | pumped | 0 | 12 | 32.4397 | 19.1064 | 0.39805 | 0
1795 | Synthetic battery | battery | 0 | 8.3948 | 11.4829 | 2.3774 | 0.11887 | 0
1796 | Synthetic pumped | pumped | 0 | 12 | 19.1064 | 5.7731 | 0.12027 | 0
1796 | Synthetic battery | battery | 0 | 2.1918 | 2.3774 | 0 | 0 | 0
1797 | Synthetic pumped | pumped | 0 | 5.1957 | 5.7731 | 0 | 0 | 0
1797 | Synthetic battery | battery | 0 | 0 | 0 | 0 | 0 | 0
1798 | Synthetic pumped | pumped | 0 | 0 | 0 | 0 | 0 | 0
1798 | Synthetic battery | battery | 0 | 0 | 0 | 0 | 0 | 0
1799 | Synthetic pumped | pumped | 0 | 0 | 0 | 0 | 0 | 0
1799 | Synthetic battery | battery | 0 | 0 | 0 | 0 | 0 | 0
1800 | Synthetic pumped | pumped | 0 | 0 | 0 | 0 | 0 | 0
1800 | Synthetic battery | battery | 0 | 0 | 0 | 0 | 0 | 0
1801 | Synthetic pumped | pumped | 0 | 0 | 0 | 0 | 0 | 0
1801 | Synthetic battery | battery | 0 | 0 | 0 | 0 | 0 | 0
1802 | Synthetic pumped | pumped | 0 | 0 | 0 | 0 | 0 | 0
1802 | Synthetic battery | battery | 0 | 0 | 0 | 0 | 0 | 0
1803 | Synthetic pumped | pumped | 0 | 0 | 0 | 0 | 0 | 0
1803 | Synthetic battery | battery | 0 | 0 | 0 | 0 | 0 | 0
1804 | Synthetic pumped | pumped | 0 | 0 | 0 | 0 | 0 | 0
1804 | Synthetic battery | battery | 0 | 0 | 0 | 0 | 0 | 0
1805 | Synthetic pumped | pumped | 0 | 0 | 0 | 0 | 0 | 0
1805 | Synthetic battery | battery | 0 | 0 | 0 | 0 | 0 | 0
1806 | Synthetic pumped | pumped | 0 | 0 | 0 | 0 | 0 | 0
1806 | Synthetic battery | battery | 0 | 0 | 0 | 0 | 0 | 0
1807 | Synthetic pumped | pumped | 0 | 0 | 0 | 0 | 0 | 0
1807 | Synthetic battery | battery | 0 | 0 | 0 | 0 | 0 | 0
1808 | Synthetic pumped | pumped | 2.6608 | 0 | 0 | 2.3947 | 0.04989 | 0
1808 | Synthetic battery | battery | 0 | 0 | 0 | 0 | 0 | 0
1809 | Synthetic pumped | pumped | 9.1756 | 0 | 2.3947 | 10.6528 | 0.22193 | 0
1809 | Synthetic battery | battery | 0 | 0 | 0 | 0 | 0 | 0
1810 | Synthetic pumped | pumped | 12 | 0 | 10.6528 | 21.4528 | 0.44693 | -1.7764e-15
1810 | Synthetic battery | battery | 9.8075 | 0 | 0 | 9.0421 | 0.4521 | 0
1811 | Synthetic pumped | pumped | 12 | 0 | 21.4528 | 32.2528 | 0.67193 | -3.5527e-15
1811 | Synthetic battery | battery | 10 | 0 | 9.0421 | 18.2616 | 0.91308 | 0
1812 | Synthetic pumped | pumped | 12 | 0 | 32.2528 | 43.0528 | 0.89693 | -3.5527e-15
1812 | Synthetic battery | battery | 1.8855 | 0 | 18.2616 | 20 | 1 | 0
1813 | Synthetic pumped | pumped | 5.4969 | 0 | 43.0528 | 48 | 1 | 0
1813 | Synthetic battery | battery | 0 | 0 | 20 | 20 | 1 | 0
1814 | Synthetic pumped | pumped | 0 | 0 | 48 | 48 | 1 | 0
1814 | Synthetic battery | battery | 0 | 0 | 20 | 20 | 1 | 0
1815 | Synthetic pumped | pumped | 0 | 0 | 48 | 48 | 1 | 0
1815 | Synthetic battery | battery | 0 | 0 | 20 | 20 | 1 | 0
1816 | Synthetic pumped | pumped | 0 | 0 | 48 | 48 | 1 | 0
1816 | Synthetic battery | battery | 0 | 0 | 20 | 20 | 1 | 0
1817 | Synthetic pumped | pumped | 0 | 4.0523 | 48 | 43.4974 | 0.9062 | -3.5527e-15
1817 | Synthetic battery | battery | 0 | 0 | 20 | 20 | 1 | 0
1818 | Synthetic pumped | pumped | 0 | 12 | 43.4974 | 30.1641 | 0.62842 | 0
1818 | Synthetic battery | battery | 0 | 7.2887 | 20 | 12.0943 | 0.60472 | 8.8818e-16
1819 | Synthetic pumped | pumped | 0 | 12 | 30.1641 | 16.8307 | 0.35064 | 0
1819 | Synthetic battery | battery | 0 | 9.6542 | 12.0943 | 1.6229 | 0.081143 | 0
1820 | Synthetic pumped | pumped | 0 | 12 | 16.8307 | 3.4974 | 0.072863 | 0
1820 | Synthetic battery | battery | 0 | 1.4962 | 1.6229 | 0 | 0 | 0
1821 | Synthetic pumped | pumped | 0 | 3.1477 | 3.4974 | 0 | 0 | 0
1821 | Synthetic battery | battery | 0 | 0 | 0 | 0 | 0 | 0
1822 | Synthetic pumped | pumped | 0 | 0 | 0 | 0 | 0 | 0
1822 | Synthetic battery | battery | 0 | 0 | 0 | 0 | 0 | 0
1823 | Synthetic pumped | pumped | 0 | 0 | 0 | 0 | 0 | 0
1823 | Synthetic battery | battery | 0 | 0 | 0 | 0 | 0 | 0
1824 | Synthetic pumped | pumped | 0 | 0 | 0 | 0 | 0 | 0
1824 | Synthetic battery | battery | 0 | 0 | 0 | 0 | 0 | 0
1825 | Synthetic pumped | pumped | 0 | 0 | 0 | 0 | 0 | 0
1825 | Synthetic battery | battery | 0 | 0 | 0 | 0 | 0 | 0
1826 | Synthetic pumped | pumped | 0 | 0 | 0 | 0 | 0 | 0
1826 | Synthetic battery | battery | 0 | 0 | 0 | 0 | 0 | 0
1827 | Synthetic pumped | pumped | 0 | 0 | 0 | 0 | 0 | 0
1827 | Synthetic battery | battery | 0 | 0 | 0 | 0 | 0 | 0
1828 | Synthetic pumped | pumped | 0 | 0 | 0 | 0 | 0 | 0
1828 | Synthetic battery | battery | 0 | 0 | 0 | 0 | 0 | 0
1829 | Synthetic pumped | pumped | 0 | 0 | 0 | 0 | 0 | 0
1829 | Synthetic battery | battery | 0 | 0 | 0 | 0 | 0 | 0
1830 | Synthetic pumped | pumped | 0 | 0 | 0 | 0 | 0 | 0
1830 | Synthetic battery | battery | 0 | 0 | 0 | 0 | 0 | 0
1831 | Synthetic pumped | pumped | 0 | 0 | 0 | 0 | 0 | 0
1831 | Synthetic battery | battery | 0 | 0 | 0 | 0 | 0 | 0
1832 | Synthetic pumped | pumped | 0 | 0 | 0 | 0 | 0 | 0
1832 | Synthetic battery | battery | 0 | 0 | 0 | 0 | 0 | 0
1833 | Synthetic pumped | pumped | 6.3156 | 0 | 0 | 5.6841 | 0.11842 | 0
1833 | Synthetic battery | battery | 0 | 0 | 0 | 0 | 0 | 0
1834 | Synthetic pumped | pumped | 10.4434 | 0 | 5.6841 | 15.0831 | 0.31423 | -1.7764e-15
1834 | Synthetic battery | battery | 0 | 0 | 0 | 0 | 0 | 0
1835 | Synthetic pumped | pumped | 12 | 0 | 15.0831 | 25.8831 | 0.53923 | 0
1835 | Synthetic battery | battery | 3.689 | 0 | 0 | 3.4011 | 0.17006 | 0
1836 | Synthetic pumped | pumped | 12 | 0 | 25.8831 | 36.6831 | 0.76423 | 0
1836 | Synthetic battery | battery | 1.3605 | 0 | 3.4011 | 4.6554 | 0.23277 | -2.2204e-16
1837 | Synthetic pumped | pumped | 12 | 0 | 36.6831 | 47.4831 | 0.98923 | -3.5527e-15
1837 | Synthetic battery | battery | 4.6132 | 0 | 4.6554 | 8.9086 | 0.44543 | 0
1838 | Synthetic pumped | pumped | 0.57429 | 0 | 47.4831 | 48 | 1 | 0
1838 | Synthetic battery | battery | 7.6949 | 0 | 8.9086 | 16.0029 | 0.80014 | -8.8818e-16
1839 | Synthetic pumped | pumped | 0 | 0 | 48 | 48 | 1 | 0
1839 | Synthetic battery | battery | 4.3355 | 0 | 16.0029 | 20 | 1 | 4.4409e-16
1840 | Synthetic pumped | pumped | 0 | 0 | 48 | 48 | 1 | 0
1840 | Synthetic battery | battery | 0 | 0 | 20 | 20 | 1 | 0
1841 | Synthetic pumped | pumped | 0 | 3.057 | 48 | 44.6033 | 0.92924 | 2.2204e-15
1841 | Synthetic battery | battery | 0 | 0 | 20 | 20 | 1 | 0
1842 | Synthetic pumped | pumped | 0 | 12 | 44.6033 | 31.27 | 0.65146 | 0
1842 | Synthetic battery | battery | 0 | 7.3563 | 20 | 12.021 | 0.60105 | 0
1843 | Synthetic pumped | pumped | 0 | 12 | 31.27 | 17.9366 | 0.37368 | 0
1843 | Synthetic battery | battery | 0 | 10 | 12.021 | 1.1745 | 0.058724 | 0
1844 | Synthetic pumped | pumped | 0 | 12 | 17.9366 | 4.6033 | 0.095902 | 0
1844 | Synthetic battery | battery | 0 | 1.0828 | 1.1745 | 0 | 0 | 0
1845 | Synthetic pumped | pumped | 0 | 4.143 | 4.6033 | 0 | 0 | 0
1845 | Synthetic battery | battery | 0 | 0 | 0 | 0 | 0 | 0
1846 | Synthetic pumped | pumped | 0 | 0 | 0 | 0 | 0 | 0
1846 | Synthetic battery | battery | 0 | 0 | 0 | 0 | 0 | 0
1847 | Synthetic pumped | pumped | 0 | 0 | 0 | 0 | 0 | 0
1847 | Synthetic battery | battery | 0 | 0 | 0 | 0 | 0 | 0
1848 | Synthetic pumped | pumped | 0 | 0 | 0 | 0 | 0 | 0
1848 | Synthetic battery | battery | 0 | 0 | 0 | 0 | 0 | 0
1849 | Synthetic pumped | pumped | 0 | 0 | 0 | 0 | 0 | 0
1849 | Synthetic battery | battery | 0 | 0 | 0 | 0 | 0 | 0
1850 | Synthetic pumped | pumped | 0 | 0 | 0 | 0 | 0 | 0
1850 | Synthetic battery | battery | 0 | 0 | 0 | 0 | 0 | 0
1851 | Synthetic pumped | pumped | 0 | 0 | 0 | 0 | 0 | 0
1851 | Synthetic battery | battery | 0 | 0 | 0 | 0 | 0 | 0
1852 | Synthetic pumped | pumped | 0 | 0 | 0 | 0 | 0 | 0
1852 | Synthetic battery | battery | 0 | 0 | 0 | 0 | 0 | 0
1853 | Synthetic pumped | pumped | 0 | 0 | 0 | 0 | 0 | 0
1853 | Synthetic battery | battery | 0 | 0 | 0 | 0 | 0 | 0
1854 | Synthetic pumped | pumped | 0 | 0 | 0 | 0 | 0 | 0
1854 | Synthetic battery | battery | 0 | 0 | 0 | 0 | 0 | 0
1855 | Synthetic pumped | pumped | 0 | 0 | 0 | 0 | 0 | 0
1855 | Synthetic battery | battery | 0 | 0 | 0 | 0 | 0 | 0
1856 | Synthetic pumped | pumped | 0 | 0 | 0 | 0 | 0 | 0
1856 | Synthetic battery | battery | 0 | 0 | 0 | 0 | 0 | 0
1857 | Synthetic pumped | pumped | 0.88987 | 0 | 0 | 0.80088 | 0.016685 | 0
1857 | Synthetic battery | battery | 0 | 0 | 0 | 0 | 0 | 0
1858 | Synthetic pumped | pumped | 10.7809 | 0 | 0.80088 | 10.5037 | 0.21883 | 0
1858 | Synthetic battery | battery | 0 | 0 | 0 | 0 | 0 | 0
1859 | Synthetic pumped | pumped | 11.6804 | 0 | 10.5037 | 21.0161 | 0.43783 | 1.7764e-15
1859 | Synthetic battery | battery | 0 | 0 | 0 | 0 | 0 | 0
1860 | Synthetic pumped | pumped | 12 | 0 | 21.0161 | 31.8161 | 0.66283 | 0
1860 | Synthetic battery | battery | 10 | 0 | 0 | 9.2195 | 0.46098 | 0
1861 | Synthetic pumped | pumped | 12 | 0 | 31.8161 | 42.6161 | 0.88783 | 0
1861 | Synthetic battery | battery | 6.3638 | 0 | 9.2195 | 15.0867 | 0.75433 | -8.8818e-16
1862 | Synthetic pumped | pumped | 5.9821 | 0 | 42.6161 | 48 | 1 | 0
1862 | Synthetic battery | battery | 4.4719 | 0 | 15.0867 | 19.2096 | 0.96048 | 1.7764e-15
1863 | Synthetic pumped | pumped | 0 | 0 | 48 | 48 | 1 | 0
1863 | Synthetic battery | battery | 0.85733 | 0 | 19.2096 | 20 | 1 | 0
1864 | Synthetic pumped | pumped | 0 | 0 | 48 | 48 | 1 | 0
1864 | Synthetic battery | battery | 0 | 0 | 20 | 20 | 1 | 0
1865 | Synthetic pumped | pumped | 0 | 8.6879 | 48 | 38.3468 | 0.79889 | 3.5527e-15
1865 | Synthetic battery | battery | 0 | 0 | 20 | 20 | 1 | 0
1866 | Synthetic pumped | pumped | 0 | 12 | 38.3468 | 25.0134 | 0.52111 | 0
1866 | Synthetic battery | battery | 0 | 10 | 20 | 9.1535 | 0.45767 | 0
1867 | Synthetic pumped | pumped | 0 | 12 | 25.0134 | 11.6801 | 0.24334 | 0
1867 | Synthetic battery | battery | 0 | 8.4391 | 9.1535 | 0 | 0 | 0
1868 | Synthetic pumped | pumped | 0 | 10.5121 | 11.6801 | 0 | 0 | 0
1868 | Synthetic battery | battery | 0 | 0 | 0 | 0 | 0 | 0
1869 | Synthetic pumped | pumped | 0 | 0 | 0 | 0 | 0 | 0
1869 | Synthetic battery | battery | 0 | 0 | 0 | 0 | 0 | 0
1870 | Synthetic pumped | pumped | 0 | 0 | 0 | 0 | 0 | 0
1870 | Synthetic battery | battery | 0 | 0 | 0 | 0 | 0 | 0
1871 | Synthetic pumped | pumped | 0 | 0 | 0 | 0 | 0 | 0
1871 | Synthetic battery | battery | 0 | 0 | 0 | 0 | 0 | 0
1872 | Synthetic pumped | pumped | 0 | 0 | 0 | 0 | 0 | 0
1872 | Synthetic battery | battery | 0 | 0 | 0 | 0 | 0 | 0
1873 | Synthetic pumped | pumped | 0 | 0 | 0 | 0 | 0 | 0
1873 | Synthetic battery | battery | 0 | 0 | 0 | 0 | 0 | 0
1874 | Synthetic pumped | pumped | 0 | 0 | 0 | 0 | 0 | 0
1874 | Synthetic battery | battery | 0 | 0 | 0 | 0 | 0 | 0
1875 | Synthetic pumped | pumped | 0 | 0 | 0 | 0 | 0 | 0
1875 | Synthetic battery | battery | 0 | 0 | 0 | 0 | 0 | 0
1876 | Synthetic pumped | pumped | 0 | 0 | 0 | 0 | 0 | 0
1876 | Synthetic battery | battery | 0 | 0 | 0 | 0 | 0 | 0
1877 | Synthetic pumped | pumped | 0 | 0 | 0 | 0 | 0 | 0
1877 | Synthetic battery | battery | 0 | 0 | 0 | 0 | 0 | 0
1878 | Synthetic pumped | pumped | 0 | 0 | 0 | 0 | 0 | 0
1878 | Synthetic battery | battery | 0 | 0 | 0 | 0 | 0 | 0
1879 | Synthetic pumped | pumped | 0 | 0 | 0 | 0 | 0 | 0
1879 | Synthetic battery | battery | 0 | 0 | 0 | 0 | 0 | 0
1880 | Synthetic pumped | pumped | 0 | 0 | 0 | 0 | 0 | 0
1880 | Synthetic battery | battery | 0 | 0 | 0 | 0 | 0 | 0
1881 | Synthetic pumped | pumped | 9.3023 | 0 | 0 | 8.3721 | 0.17442 | 0
1881 | Synthetic battery | battery | 0 | 0 | 0 | 0 | 0 | 0
1882 | Synthetic pumped | pumped | 11.9087 | 0 | 8.3721 | 19.0899 | 0.39771 | 0
1882 | Synthetic battery | battery | 0 | 0 | 0 | 0 | 0 | 0
1883 | Synthetic pumped | pumped | 12 | 0 | 19.0899 | 29.8899 | 0.62271 | 0
1883 | Synthetic battery | battery | 4.0668 | 0 | 0 | 3.7494 | 0.18747 | 0
1884 | Synthetic pumped | pumped | 12 | 0 | 29.8899 | 40.6899 | 0.84771 | 3.5527e-15
1884 | Synthetic battery | battery | 5.4324 | 0 | 3.7494 | 8.7578 | 0.43789 | 8.8818e-16
1885 | Synthetic pumped | pumped | 8.1223 | 0 | 40.6899 | 48 | 1 | 0
1885 | Synthetic battery | battery | 8.3305 | 0 | 8.7578 | 16.4382 | 0.82191 | -8.8818e-16
1886 | Synthetic pumped | pumped | 0 | 0 | 48 | 48 | 1 | 0
1886 | Synthetic battery | battery | 3.8633 | 0 | 16.4382 | 20 | 1 | 0
1887 | Synthetic pumped | pumped | 0 | 0 | 48 | 48 | 1 | 0
1887 | Synthetic battery | battery | 0 | 0 | 20 | 20 | 1 | 0
1888 | Synthetic pumped | pumped | 0 | 0 | 48 | 48 | 1 | 0
1888 | Synthetic battery | battery | 0 | 0 | 20 | 20 | 1 | 0
1889 | Synthetic pumped | pumped | 0 | 4.4062 | 48 | 43.1043 | 0.89801 | 2.6645e-15
1889 | Synthetic battery | battery | 0 | 0 | 20 | 20 | 1 | 0
1890 | Synthetic pumped | pumped | 0 | 12 | 43.1043 | 29.7709 | 0.62023 | 0
1890 | Synthetic battery | battery | 0 | 8.9666 | 20 | 10.2744 | 0.51372 | 0
1891 | Synthetic pumped | pumped | 0 | 12 | 29.7709 | 16.4376 | 0.34245 | 0
1891 | Synthetic battery | battery | 0 | 9.4725 | 10.2744 | 0 | 0 | 0
1892 | Synthetic pumped | pumped | 0 | 12 | 16.4376 | 3.1043 | 0.064672 | 0
1892 | Synthetic battery | battery | 0 | 0 | 0 | 0 | 0 | 0
1893 | Synthetic pumped | pumped | 0 | 2.7938 | 3.1043 | 0 | 0 | 0
1893 | Synthetic battery | battery | 0 | 0 | 0 | 0 | 0 | 0
1894 | Synthetic pumped | pumped | 0 | 0 | 0 | 0 | 0 | 0
1894 | Synthetic battery | battery | 0 | 0 | 0 | 0 | 0 | 0
1895 | Synthetic pumped | pumped | 0 | 0 | 0 | 0 | 0 | 0
1895 | Synthetic battery | battery | 0 | 0 | 0 | 0 | 0 | 0
1896 | Synthetic pumped | pumped | 0 | 0 | 0 | 0 | 0 | 0
1896 | Synthetic battery | battery | 0 | 0 | 0 | 0 | 0 | 0
1897 | Synthetic pumped | pumped | 0 | 0 | 0 | 0 | 0 | 0
1897 | Synthetic battery | battery | 0 | 0 | 0 | 0 | 0 | 0
1898 | Synthetic pumped | pumped | 0 | 0 | 0 | 0 | 0 | 0
1898 | Synthetic battery | battery | 0 | 0 | 0 | 0 | 0 | 0
1899 | Synthetic pumped | pumped | 0 | 0 | 0 | 0 | 0 | 0
1899 | Synthetic battery | battery | 0 | 0 | 0 | 0 | 0 | 0
1900 | Synthetic pumped | pumped | 0 | 0 | 0 | 0 | 0 | 0
1900 | Synthetic battery | battery | 0 | 0 | 0 | 0 | 0 | 0
1901 | Synthetic pumped | pumped | 0 | 0 | 0 | 0 | 0 | 0
1901 | Synthetic battery | battery | 0 | 0 | 0 | 0 | 0 | 0
1902 | Synthetic pumped | pumped | 0 | 0 | 0 | 0 | 0 | 0
1902 | Synthetic battery | battery | 0 | 0 | 0 | 0 | 0 | 0
1903 | Synthetic pumped | pumped | 0 | 0 | 0 | 0 | 0 | 0
1903 | Synthetic battery | battery | 0 | 0 | 0 | 0 | 0 | 0
1904 | Synthetic pumped | pumped | 0 | 0 | 0 | 0 | 0 | 0
1904 | Synthetic battery | battery | 0 | 0 | 0 | 0 | 0 | 0
1905 | Synthetic pumped | pumped | 11.3837 | 0 | 0 | 10.2453 | 0.21344 | 0
1905 | Synthetic battery | battery | 0 | 0 | 0 | 0 | 0 | 0
1906 | Synthetic pumped | pumped | 12 | 0 | 10.2453 | 21.0453 | 0.43844 | 0
1906 | Synthetic battery | battery | 10 | 0 | 0 | 9.2195 | 0.46098 | 0
1907 | Synthetic pumped | pumped | 12 | 0 | 21.0453 | 31.8453 | 0.66344 | 0
1907 | Synthetic battery | battery | 10 | 0 | 9.2195 | 18.4391 | 0.92195 | 0
1908 | Synthetic pumped | pumped | 12 | 0 | 31.8453 | 42.6453 | 0.88844 | 0
1908 | Synthetic battery | battery | 1.693 | 0 | 18.4391 | 20 | 1 | 0
1909 | Synthetic pumped | pumped | 5.9496 | 0 | 42.6453 | 48 | 1 | 0
1909 | Synthetic battery | battery | 0 | 0 | 20 | 20 | 1 | 0
1910 | Synthetic pumped | pumped | 0 | 0 | 48 | 48 | 1 | 0
1910 | Synthetic battery | battery | 0 | 0 | 20 | 20 | 1 | 0
1911 | Synthetic pumped | pumped | 0 | 0 | 48 | 48 | 1 | 0
1911 | Synthetic battery | battery | 0 | 0 | 20 | 20 | 1 | 0
1912 | Synthetic pumped | pumped | 0 | 0 | 48 | 48 | 1 | 0
1912 | Synthetic battery | battery | 0 | 0 | 20 | 20 | 1 | 0
1913 | Synthetic pumped | pumped | 0 | 1.6953 | 48 | 46.1163 | 0.96076 | 2.2204e-15
1913 | Synthetic battery | battery | 0 | 0 | 20 | 20 | 1 | 0
1914 | Synthetic pumped | pumped | 0 | 12 | 46.1163 | 32.783 | 0.68298 | -3.5527e-15
1914 | Synthetic battery | battery | 0 | 8.2965 | 20 | 11.0012 | 0.55006 | 0
1915 | Synthetic pumped | pumped | 0 | 12 | 32.783 | 19.4496 | 0.4052 | 0
1915 | Synthetic battery | battery | 0 | 10 | 11.0012 | 0.15466 | 0.0077331 | 0
1916 | Synthetic pumped | pumped | 0 | 12 | 19.4496 | 6.1163 | 0.12742 | 0
1916 | Synthetic battery | battery | 0 | 0.14259 | 0.15466 | 0 | 0 | 0
1917 | Synthetic pumped | pumped | 0 | 5.5047 | 6.1163 | 0 | 0 | 0
1917 | Synthetic battery | battery | 0 | 0 | 0 | 0 | 0 | 0
1918 | Synthetic pumped | pumped | 0 | 0 | 0 | 0 | 0 | 0
1918 | Synthetic battery | battery | 0 | 0 | 0 | 0 | 0 | 0
1919 | Synthetic pumped | pumped | 0 | 0 | 0 | 0 | 0 | 0
1919 | Synthetic battery | battery | 0 | 0 | 0 | 0 | 0 | 0
1920 | Synthetic pumped | pumped | 0 | 0 | 0 | 0 | 0 | 0
1920 | Synthetic battery | battery | 0 | 0 | 0 | 0 | 0 | 0
1921 | Synthetic pumped | pumped | 0 | 0 | 0 | 0 | 0 | 0
1921 | Synthetic battery | battery | 0 | 0 | 0 | 0 | 0 | 0
1922 | Synthetic pumped | pumped | 0 | 0 | 0 | 0 | 0 | 0
1922 | Synthetic battery | battery | 0 | 0 | 0 | 0 | 0 | 0
1923 | Synthetic pumped | pumped | 0 | 0 | 0 | 0 | 0 | 0
1923 | Synthetic battery | battery | 0 | 0 | 0 | 0 | 0 | 0
1924 | Synthetic pumped | pumped | 0 | 0 | 0 | 0 | 0 | 0
1924 | Synthetic battery | battery | 0 | 0 | 0 | 0 | 0 | 0
1925 | Synthetic pumped | pumped | 0 | 0 | 0 | 0 | 0 | 0
1925 | Synthetic battery | battery | 0 | 0 | 0 | 0 | 0 | 0
1926 | Synthetic pumped | pumped | 0 | 0 | 0 | 0 | 0 | 0
1926 | Synthetic battery | battery | 0 | 0 | 0 | 0 | 0 | 0
1927 | Synthetic pumped | pumped | 0 | 0 | 0 | 0 | 0 | 0
1927 | Synthetic battery | battery | 0 | 0 | 0 | 0 | 0 | 0
1928 | Synthetic pumped | pumped | 0 | 0 | 0 | 0 | 0 | 0
1928 | Synthetic battery | battery | 0 | 0 | 0 | 0 | 0 | 0
1929 | Synthetic pumped | pumped | 5.3428 | 0 | 0 | 4.8085 | 0.10018 | 0
1929 | Synthetic battery | battery | 0 | 0 | 0 | 0 | 0 | 0
1930 | Synthetic pumped | pumped | 12 | 0 | 4.8085 | 15.6085 | 0.32518 | 0
1930 | Synthetic battery | battery | 1.5559 | 0 | 0 | 1.4345 | 0.071723 | 0
1931 | Synthetic pumped | pumped | 12 | 0 | 15.6085 | 26.4085 | 0.55018 | 0
1931 | Synthetic battery | battery | 6.3861 | 0 | 1.4345 | 7.3221 | 0.36611 | 0
1932 | Synthetic pumped | pumped | 12 | 0 | 26.4085 | 37.2085 | 0.77518 | 0
1932 | Synthetic battery | battery | 4.2014 | 0 | 7.3221 | 11.1956 | 0.55978 | 4.4409e-16
1933 | Synthetic pumped | pumped | 11.9906 | 0 | 37.2085 | 48 | 1 | 0
1933 | Synthetic battery | battery | 4.3841 | 0 | 11.1956 | 15.2376 | 0.76188 | 8.8818e-16
1934 | Synthetic pumped | pumped | 0 | 0 | 48 | 48 | 1 | 0
1934 | Synthetic battery | battery | 5.1656 | 0 | 15.2376 | 20 | 1 | 0
1935 | Synthetic pumped | pumped | 0 | 0 | 48 | 48 | 1 | 0
1935 | Synthetic battery | battery | 0 | 0 | 20 | 20 | 1 | 0
1936 | Synthetic pumped | pumped | 0 | 0 | 48 | 48 | 1 | 0
1936 | Synthetic battery | battery | 0 | 0 | 20 | 20 | 1 | 0
1937 | Synthetic pumped | pumped | 0 | 10.7506 | 48 | 36.0549 | 0.75114 | 0
1937 | Synthetic battery | battery | 0 | 0 | 20 | 20 | 1 | 0
1938 | Synthetic pumped | pumped | 0 | 12 | 36.0549 | 22.7216 | 0.47337 | 0
1938 | Synthetic battery | battery | 0 | 10 | 20 | 9.1535 | 0.45767 | 0
1939 | Synthetic pumped | pumped | 0 | 12 | 22.7216 | 9.3882 | 0.19559 | 0
1939 | Synthetic battery | battery | 0 | 8.4391 | 9.1535 | 0 | 0 | 0
1940 | Synthetic pumped | pumped | 0 | 8.4494 | 9.3882 | 0 | 0 | 0
1940 | Synthetic battery | battery | 0 | 0 | 0 | 0 | 0 | 0
1941 | Synthetic pumped | pumped | 0 | 0 | 0 | 0 | 0 | 0
1941 | Synthetic battery | battery | 0 | 0 | 0 | 0 | 0 | 0
1942 | Synthetic pumped | pumped | 0 | 0 | 0 | 0 | 0 | 0
1942 | Synthetic battery | battery | 0 | 0 | 0 | 0 | 0 | 0
1943 | Synthetic pumped | pumped | 0 | 0 | 0 | 0 | 0 | 0
1943 | Synthetic battery | battery | 0 | 0 | 0 | 0 | 0 | 0
1944 | Synthetic pumped | pumped | 0 | 0 | 0 | 0 | 0 | 0
1944 | Synthetic battery | battery | 0 | 0 | 0 | 0 | 0 | 0
1945 | Synthetic pumped | pumped | 0 | 0 | 0 | 0 | 0 | 0
1945 | Synthetic battery | battery | 0 | 0 | 0 | 0 | 0 | 0
1946 | Synthetic pumped | pumped | 0 | 0 | 0 | 0 | 0 | 0
1946 | Synthetic battery | battery | 0 | 0 | 0 | 0 | 0 | 0
1947 | Synthetic pumped | pumped | 0 | 0 | 0 | 0 | 0 | 0
1947 | Synthetic battery | battery | 0 | 0 | 0 | 0 | 0 | 0
1948 | Synthetic pumped | pumped | 0 | 0 | 0 | 0 | 0 | 0
1948 | Synthetic battery | battery | 0 | 0 | 0 | 0 | 0 | 0
1949 | Synthetic pumped | pumped | 0 | 0 | 0 | 0 | 0 | 0
1949 | Synthetic battery | battery | 0 | 0 | 0 | 0 | 0 | 0
1950 | Synthetic pumped | pumped | 0 | 0 | 0 | 0 | 0 | 0
1950 | Synthetic battery | battery | 0 | 0 | 0 | 0 | 0 | 0
1951 | Synthetic pumped | pumped | 0 | 0 | 0 | 0 | 0 | 0
1951 | Synthetic battery | battery | 0 | 0 | 0 | 0 | 0 | 0
1952 | Synthetic pumped | pumped | 9.5786 | 0 | 0 | 8.6208 | 0.1796 | 0
1952 | Synthetic battery | battery | 0 | 0 | 0 | 0 | 0 | 0
1953 | Synthetic pumped | pumped | 12 | 0 | 8.6208 | 19.4208 | 0.4046 | 0
1953 | Synthetic battery | battery | 2.7869 | 0 | 0 | 2.5694 | 0.12847 | 0
1954 | Synthetic pumped | pumped | 12 | 0 | 19.4208 | 30.2208 | 0.6296 | 0
1954 | Synthetic battery | battery | 10 | 0 | 2.5694 | 11.7889 | 0.58945 | 0
1955 | Synthetic pumped | pumped | 12 | 0 | 30.2208 | 41.0208 | 0.8546 | 0
1955 | Synthetic battery | battery | 8.9062 | 0 | 11.7889 | 20 | 1 | 0
1956 | Synthetic pumped | pumped | 7.7547 | 0 | 41.0208 | 48 | 1 | 0
1956 | Synthetic battery | battery | 0 | 0 | 20 | 20 | 1 | 0
1957 | Synthetic pumped | pumped | 0 | 0 | 48 | 48 | 1 | 0
1957 | Synthetic battery | battery | 0 | 0 | 20 | 20 | 1 | 0
1958 | Synthetic pumped | pumped | 0 | 0 | 48 | 48 | 1 | 0
1958 | Synthetic battery | battery | 0 | 0 | 20 | 20 | 1 | 0
1959 | Synthetic pumped | pumped | 0 | 0 | 48 | 48 | 1 | 0
1959 | Synthetic battery | battery | 0 | 0 | 20 | 20 | 1 | 0
1960 | Synthetic pumped | pumped | 0 | 0 | 48 | 48 | 1 | 0
1960 | Synthetic battery | battery | 0 | 0 | 20 | 20 | 1 | 0
1961 | Synthetic pumped | pumped | 0 | 4.5062 | 48 | 42.9931 | 0.89569 | 0
1961 | Synthetic battery | battery | 0 | 0 | 20 | 20 | 1 | 0
1962 | Synthetic pumped | pumped | 0 | 12 | 42.9931 | 29.6598 | 0.61791 | 0
1962 | Synthetic battery | battery | 0 | 10 | 20 | 9.1535 | 0.45767 | 0
1963 | Synthetic pumped | pumped | 0 | 12 | 29.6598 | 16.3264 | 0.34013 | 0
1963 | Synthetic battery | battery | 0 | 8.4391 | 9.1535 | 0 | 0 | 0
1964 | Synthetic pumped | pumped | 0 | 12 | 16.3264 | 2.9931 | 0.062357 | 0
1964 | Synthetic battery | battery | 0 | 0 | 0 | 0 | 0 | 0
1965 | Synthetic pumped | pumped | 0 | 2.6938 | 2.9931 | 0 | 0 | 0
1965 | Synthetic battery | battery | 0 | 0 | 0 | 0 | 0 | 0
1966 | Synthetic pumped | pumped | 0 | 0 | 0 | 0 | 0 | 0
1966 | Synthetic battery | battery | 0 | 0 | 0 | 0 | 0 | 0
1967 | Synthetic pumped | pumped | 0 | 0 | 0 | 0 | 0 | 0
1967 | Synthetic battery | battery | 0 | 0 | 0 | 0 | 0 | 0
1968 | Synthetic pumped | pumped | 0 | 0 | 0 | 0 | 0 | 0
1968 | Synthetic battery | battery | 0 | 0 | 0 | 0 | 0 | 0
1969 | Synthetic pumped | pumped | 0 | 0 | 0 | 0 | 0 | 0
1969 | Synthetic battery | battery | 0 | 0 | 0 | 0 | 0 | 0
1970 | Synthetic pumped | pumped | 0 | 0 | 0 | 0 | 0 | 0
1970 | Synthetic battery | battery | 0 | 0 | 0 | 0 | 0 | 0
1971 | Synthetic pumped | pumped | 0 | 0 | 0 | 0 | 0 | 0
1971 | Synthetic battery | battery | 0 | 0 | 0 | 0 | 0 | 0
1972 | Synthetic pumped | pumped | 0 | 0 | 0 | 0 | 0 | 0
1972 | Synthetic battery | battery | 0 | 0 | 0 | 0 | 0 | 0
1973 | Synthetic pumped | pumped | 0 | 0 | 0 | 0 | 0 | 0
1973 | Synthetic battery | battery | 0 | 0 | 0 | 0 | 0 | 0
1974 | Synthetic pumped | pumped | 0 | 0 | 0 | 0 | 0 | 0
1974 | Synthetic battery | battery | 0 | 0 | 0 | 0 | 0 | 0
1975 | Synthetic pumped | pumped | 0 | 0 | 0 | 0 | 0 | 0
1975 | Synthetic battery | battery | 0 | 0 | 0 | 0 | 0 | 0
1976 | Synthetic pumped | pumped | 5.3264 | 0 | 0 | 4.7937 | 0.09987 | 0
1976 | Synthetic battery | battery | 0 | 0 | 0 | 0 | 0 | 0
1977 | Synthetic pumped | pumped | 12 | 0 | 4.7937 | 15.5937 | 0.32487 | 0
1977 | Synthetic battery | battery | 4.7185 | 0 | 0 | 4.3503 | 0.21751 | 0
1978 | Synthetic pumped | pumped | 12 | 0 | 15.5937 | 26.3937 | 0.54987 | -1.7764e-15
1978 | Synthetic battery | battery | 10 | 0 | 4.3503 | 13.5698 | 0.67849 | 0
1979 | Synthetic pumped | pumped | 12 | 0 | 26.3937 | 37.1937 | 0.77487 | 3.5527e-15
1979 | Synthetic battery | battery | 6.9745 | 0 | 13.5698 | 20 | 1 | 0
1980 | Synthetic pumped | pumped | 12 | 0 | 37.1937 | 47.9937 | 0.99987 | -3.5527e-15
1980 | Synthetic battery | battery | 0 | 0 | 20 | 20 | 1 | 0
1981 | Synthetic pumped | pumped | 0.0069543 | 0 | 47.9937 | 48 | 1 | 0
1981 | Synthetic battery | battery | 0 | 0 | 20 | 20 | 1 | 0
1982 | Synthetic pumped | pumped | 0 | 0 | 48 | 48 | 1 | 0
1982 | Synthetic battery | battery | 0 | 0 | 20 | 20 | 1 | 0
1983 | Synthetic pumped | pumped | 0 | 0 | 48 | 48 | 1 | 0
1983 | Synthetic battery | battery | 0 | 0 | 20 | 20 | 1 | 0
1984 | Synthetic pumped | pumped | 0 | 0 | 48 | 48 | 1 | 0
1984 | Synthetic battery | battery | 0 | 0 | 20 | 20 | 1 | 0
1985 | Synthetic pumped | pumped | 0 | 0 | 48 | 48 | 1 | 0
1985 | Synthetic battery | battery | 0 | 0 | 20 | 20 | 1 | 0
1986 | Synthetic pumped | pumped | 0 | 12 | 48 | 34.6667 | 0.72222 | 3.5527e-15
1986 | Synthetic battery | battery | 0 | 5.301 | 20 | 14.2502 | 0.71251 | 0
1987 | Synthetic pumped | pumped | 0 | 12 | 34.6667 | 21.3333 | 0.44444 | 0
1987 | Synthetic battery | battery | 0 | 6.0985 | 14.2502 | 7.6354 | 0.38177 | 0
1988 | Synthetic pumped | pumped | 0 | 12 | 21.3333 | 8 | 0.16667 | 0
1988 | Synthetic battery | battery | 0 | 7.0395 | 7.6354 | 0 | 0 | 0
1989 | Synthetic pumped | pumped | 0 | 7.2 | 8 | 0 | 0 | 0
1989 | Synthetic battery | battery | 0 | 0 | 0 | 0 | 0 | 0
1990 | Synthetic pumped | pumped | 0 | 0 | 0 | 0 | 0 | 0
1990 | Synthetic battery | battery | 0 | 0 | 0 | 0 | 0 | 0
1991 | Synthetic pumped | pumped | 0 | 0 | 0 | 0 | 0 | 0
1991 | Synthetic battery | battery | 0 | 0 | 0 | 0 | 0 | 0
1992 | Synthetic pumped | pumped | 0 | 0 | 0 | 0 | 0 | 0
1992 | Synthetic battery | battery | 0 | 0 | 0 | 0 | 0 | 0
1993 | Synthetic pumped | pumped | 0 | 0 | 0 | 0 | 0 | 0
1993 | Synthetic battery | battery | 0 | 0 | 0 | 0 | 0 | 0
1994 | Synthetic pumped | pumped | 0 | 0 | 0 | 0 | 0 | 0
1994 | Synthetic battery | battery | 0 | 0 | 0 | 0 | 0 | 0
1995 | Synthetic pumped | pumped | 0 | 0 | 0 | 0 | 0 | 0
1995 | Synthetic battery | battery | 0 | 0 | 0 | 0 | 0 | 0
1996 | Synthetic pumped | pumped | 0 | 0 | 0 | 0 | 0 | 0
1996 | Synthetic battery | battery | 0 | 0 | 0 | 0 | 0 | 0
1997 | Synthetic pumped | pumped | 0 | 0 | 0 | 0 | 0 | 0
1997 | Synthetic battery | battery | 0 | 0 | 0 | 0 | 0 | 0
1998 | Synthetic pumped | pumped | 0 | 0 | 0 | 0 | 0 | 0
1998 | Synthetic battery | battery | 0 | 0 | 0 | 0 | 0 | 0
1999 | Synthetic pumped | pumped | 0 | 0 | 0 | 0 | 0 | 0
1999 | Synthetic battery | battery | 0 | 0 | 0 | 0 | 0 | 0
2000 | Synthetic pumped | pumped | 2.0199 | 0 | 0 | 1.8179 | 0.037873 | 0
2000 | Synthetic battery | battery | 0 | 0 | 0 | 0 | 0 | 0
2001 | Synthetic pumped | pumped | 6.5559 | 0 | 1.8179 | 7.7182 | 0.1608 | 0
2001 | Synthetic battery | battery | 0 | 0 | 0 | 0 | 0 | 0
2002 | Synthetic pumped | pumped | 12 | 0 | 7.7182 | 18.5182 | 0.3858 | 0
2002 | Synthetic battery | battery | 0.25045 | 0 | 0 | 0.23091 | 0.011545 | 0
2003 | Synthetic pumped | pumped | 12 | 0 | 18.5182 | 29.3182 | 0.6108 | 0
2003 | Synthetic battery | battery | 10 | 0 | 0.23091 | 9.4505 | 0.47252 | 0
2004 | Synthetic pumped | pumped | 12 | 0 | 29.3182 | 40.1182 | 0.8358 | 0
2004 | Synthetic battery | battery | 10 | 0 | 9.4505 | 18.67 | 0.9335 | -1.7764e-15
2005 | Synthetic pumped | pumped | 8.7575 | 0 | 40.1182 | 48 | 1 | 0
2005 | Synthetic battery | battery | 1.4426 | 0 | 18.67 | 20 | 1 | 0
2006 | Synthetic pumped | pumped | 0 | 0 | 48 | 48 | 1 | 0
2006 | Synthetic battery | battery | 0 | 0 | 20 | 20 | 1 | 0
2007 | Synthetic pumped | pumped | 0 | 0 | 48 | 48 | 1 | 0
2007 | Synthetic battery | battery | 0 | 0 | 20 | 20 | 1 | 0
2008 | Synthetic pumped | pumped | 0 | 0 | 48 | 48 | 1 | 0
2008 | Synthetic battery | battery | 0 | 0 | 20 | 20 | 1 | 0
2009 | Synthetic pumped | pumped | 0 | 2.9989 | 48 | 44.6679 | 0.93058 | 8.8818e-16
2009 | Synthetic battery | battery | 0 | 0 | 20 | 20 | 1 | 0
2010 | Synthetic pumped | pumped | 0 | 12 | 44.6679 | 31.3346 | 0.6528 | 0
2010 | Synthetic battery | battery | 0 | 7.1005 | 20 | 12.2985 | 0.61492 | 8.8818e-16
2011 | Synthetic pumped | pumped | 0 | 12 | 31.3346 | 18.0012 | 0.37503 | 0
2011 | Synthetic battery | battery | 0 | 10 | 12.2985 | 1.4519 | 0.072597 | 0
2012 | Synthetic pumped | pumped | 0 | 12 | 18.0012 | 4.6679 | 0.097248 | 0
2012 | Synthetic battery | battery | 0 | 1.3386 | 1.4519 | 0 | 0 | 0
2013 | Synthetic pumped | pumped | 0 | 4.2011 | 4.6679 | 0 | 0 | 0
2013 | Synthetic battery | battery | 0 | 0 | 0 | 0 | 0 | 0
2014 | Synthetic pumped | pumped | 0 | 0 | 0 | 0 | 0 | 0
2014 | Synthetic battery | battery | 0 | 0 | 0 | 0 | 0 | 0
2015 | Synthetic pumped | pumped | 0 | 0 | 0 | 0 | 0 | 0
2015 | Synthetic battery | battery | 0 | 0 | 0 | 0 | 0 | 0
2016 | Synthetic pumped | pumped | 0 | 0 | 0 | 0 | 0 | 0
2016 | Synthetic battery | battery | 0 | 0 | 0 | 0 | 0 | 0
2017 | Synthetic pumped | pumped | 0 | 0 | 0 | 0 | 0 | 0
2017 | Synthetic battery | battery | 0 | 0 | 0 | 0 | 0 | 0
2018 | Synthetic pumped | pumped | 0 | 0 | 0 | 0 | 0 | 0
2018 | Synthetic battery | battery | 0 | 0 | 0 | 0 | 0 | 0
2019 | Synthetic pumped | pumped | 0 | 0 | 0 | 0 | 0 | 0
2019 | Synthetic battery | battery | 0 | 0 | 0 | 0 | 0 | 0
2020 | Synthetic pumped | pumped | 0 | 0 | 0 | 0 | 0 | 0
2020 | Synthetic battery | battery | 0 | 0 | 0 | 0 | 0 | 0
2021 | Synthetic pumped | pumped | 0 | 0 | 0 | 0 | 0 | 0
2021 | Synthetic battery | battery | 0 | 0 | 0 | 0 | 0 | 0
2022 | Synthetic pumped | pumped | 0 | 0 | 0 | 0 | 0 | 0
2022 | Synthetic battery | battery | 0 | 0 | 0 | 0 | 0 | 0
2023 | Synthetic pumped | pumped | 0 | 0 | 0 | 0 | 0 | 0
2023 | Synthetic battery | battery | 0 | 0 | 0 | 0 | 0 | 0
2024 | Synthetic pumped | pumped | 0 | 0 | 0 | 0 | 0 | 0
2024 | Synthetic battery | battery | 0 | 0 | 0 | 0 | 0 | 0
2025 | Synthetic pumped | pumped | 11.1691 | 0 | 0 | 10.0522 | 0.20942 | 0
2025 | Synthetic battery | battery | 0 | 0 | 0 | 0 | 0 | 0
2026 | Synthetic pumped | pumped | 12 | 0 | 10.0522 | 20.8522 | 0.43442 | 0
2026 | Synthetic battery | battery | 10 | 0 | 0 | 9.2195 | 0.46098 | 0
2027 | Synthetic pumped | pumped | 12 | 0 | 20.8522 | 31.6522 | 0.65942 | 0
2027 | Synthetic battery | battery | 5.8407 | 0 | 9.2195 | 14.6044 | 0.73022 | -8.8818e-16
2028 | Synthetic pumped | pumped | 12 | 0 | 31.6522 | 42.4522 | 0.88442 | 0
2028 | Synthetic battery | battery | 5.8523 | 0 | 14.6044 | 20 | 1 | 0
2029 | Synthetic pumped | pumped | 6.1642 | 0 | 42.4522 | 48 | 1 | 0
2029 | Synthetic battery | battery | 0 | 0 | 20 | 20 | 1 | 0
2030 | Synthetic pumped | pumped | 0 | 0 | 48 | 48 | 1 | 0
2030 | Synthetic battery | battery | 0 | 0 | 20 | 20 | 1 | 0
2031 | Synthetic pumped | pumped | 0 | 0 | 48 | 48 | 1 | 0
2031 | Synthetic battery | battery | 0 | 0 | 20 | 20 | 1 | 0
2032 | Synthetic pumped | pumped | 0 | 0 | 48 | 48 | 1 | 0
2032 | Synthetic battery | battery | 0 | 0 | 20 | 20 | 1 | 0
2033 | Synthetic pumped | pumped | 0 | 7.6739 | 48 | 39.4735 | 0.82236 | -1.7764e-15
2033 | Synthetic battery | battery | 0 | 0 | 20 | 20 | 1 | 0
2034 | Synthetic pumped | pumped | 0 | 12 | 39.4735 | 26.1402 | 0.54459 | 0
2034 | Synthetic battery | battery | 0 | 10 | 20 | 9.1535 | 0.45767 | 0
2035 | Synthetic pumped | pumped | 0 | 12 | 26.1402 | 12.8068 | 0.26681 | 0
2035 | Synthetic battery | battery | 0 | 8.4391 | 9.1535 | 0 | 0 | 0
2036 | Synthetic pumped | pumped | 0 | 11.5261 | 12.8068 | 0 | 0 | 0
2036 | Synthetic battery | battery | 0 | 0 | 0 | 0 | 0 | 0
2037 | Synthetic pumped | pumped | 0 | 0 | 0 | 0 | 0 | 0
2037 | Synthetic battery | battery | 0 | 0 | 0 | 0 | 0 | 0
2038 | Synthetic pumped | pumped | 0 | 0 | 0 | 0 | 0 | 0
2038 | Synthetic battery | battery | 0 | 0 | 0 | 0 | 0 | 0
2039 | Synthetic pumped | pumped | 0 | 0 | 0 | 0 | 0 | 0
2039 | Synthetic battery | battery | 0 | 0 | 0 | 0 | 0 | 0
2040 | Synthetic pumped | pumped | 0 | 0 | 0 | 0 | 0 | 0
2040 | Synthetic battery | battery | 0 | 0 | 0 | 0 | 0 | 0
2041 | Synthetic pumped | pumped | 0 | 0 | 0 | 0 | 0 | 0
2041 | Synthetic battery | battery | 0 | 0 | 0 | 0 | 0 | 0
2042 | Synthetic pumped | pumped | 0 | 0 | 0 | 0 | 0 | 0
2042 | Synthetic battery | battery | 0 | 0 | 0 | 0 | 0 | 0
2043 | Synthetic pumped | pumped | 0 | 0 | 0 | 0 | 0 | 0
2043 | Synthetic battery | battery | 0 | 0 | 0 | 0 | 0 | 0
2044 | Synthetic pumped | pumped | 0 | 0 | 0 | 0 | 0 | 0
2044 | Synthetic battery | battery | 0 | 0 | 0 | 0 | 0 | 0
2045 | Synthetic pumped | pumped | 0 | 0 | 0 | 0 | 0 | 0
2045 | Synthetic battery | battery | 0 | 0 | 0 | 0 | 0 | 0
2046 | Synthetic pumped | pumped | 0 | 0 | 0 | 0 | 0 | 0
2046 | Synthetic battery | battery | 0 | 0 | 0 | 0 | 0 | 0
2047 | Synthetic pumped | pumped | 0 | 0 | 0 | 0 | 0 | 0
2047 | Synthetic battery | battery | 0 | 0 | 0 | 0 | 0 | 0
2048 | Synthetic pumped | pumped | 0.41461 | 0 | 0 | 0.37315 | 0.007774 | 0
2048 | Synthetic battery | battery | 0 | 0 | 0 | 0 | 0 | 0
2049 | Synthetic pumped | pumped | 12 | 0 | 0.37315 | 11.1732 | 0.23277 | 0
2049 | Synthetic battery | battery | 6.4665 | 0 | 0 | 5.9618 | 0.29809 | 0
2050 | Synthetic pumped | pumped | 12 | 0 | 11.1732 | 21.9732 | 0.45777 | 0
2050 | Synthetic battery | battery | 10 | 0 | 5.9618 | 15.1813 | 0.75907 | 0
2051 | Synthetic pumped | pumped | 12 | 0 | 21.9732 | 32.7732 | 0.68277 | 0
2051 | Synthetic battery | battery | 5.2266 | 0 | 15.1813 | 20 | 1 | 0
2052 | Synthetic pumped | pumped | 12 | 0 | 32.7732 | 43.5732 | 0.90777 | -3.5527e-15
2052 | Synthetic battery | battery | 0 | 0 | 20 | 20 | 1 | 0
2053 | Synthetic pumped | pumped | 4.9187 | 0 | 43.5732 | 48 | 1 | 0
2053 | Synthetic battery | battery | 0 | 0 | 20 | 20 | 1 | 0
2054 | Synthetic pumped | pumped | 0 | 0 | 48 | 48 | 1 | 0
2054 | Synthetic battery | battery | 0 | 0 | 20 | 20 | 1 | 0
2055 | Synthetic pumped | pumped | 0 | 0 | 48 | 48 | 1 | 0
2055 | Synthetic battery | battery | 0 | 0 | 20 | 20 | 1 | 0
2056 | Synthetic pumped | pumped | 0 | 0 | 48 | 48 | 1 | 0
2056 | Synthetic battery | battery | 0 | 0 | 20 | 20 | 1 | 0
2057 | Synthetic pumped | pumped | 0 | 4.926 | 48 | 42.5266 | 0.88597 | 2.6645e-15
2057 | Synthetic battery | battery | 0 | 0 | 20 | 20 | 1 | 0
2058 | Synthetic pumped | pumped | 0 | 12 | 42.5266 | 29.1933 | 0.60819 | 0
2058 | Synthetic battery | battery | 0 | 10 | 20 | 9.1535 | 0.45767 | 0
2059 | Synthetic pumped | pumped | 0 | 12 | 29.1933 | 15.86 | 0.33042 | 0
2059 | Synthetic battery | battery | 0 | 8.4391 | 9.1535 | 0 | 0 | 0
2060 | Synthetic pumped | pumped | 0 | 12 | 15.86 | 2.5266 | 0.052638 | 0
2060 | Synthetic battery | battery | 0 | 0 | 0 | 0 | 0 | 0
2061 | Synthetic pumped | pumped | 0 | 2.274 | 2.5266 | 0 | 0 | 0
2061 | Synthetic battery | battery | 0 | 0 | 0 | 0 | 0 | 0
2062 | Synthetic pumped | pumped | 0 | 0 | 0 | 0 | 0 | 0
2062 | Synthetic battery | battery | 0 | 0 | 0 | 0 | 0 | 0
2063 | Synthetic pumped | pumped | 0 | 0 | 0 | 0 | 0 | 0
2063 | Synthetic battery | battery | 0 | 0 | 0 | 0 | 0 | 0
2064 | Synthetic pumped | pumped | 0 | 0 | 0 | 0 | 0 | 0
2064 | Synthetic battery | battery | 0 | 0 | 0 | 0 | 0 | 0
2065 | Synthetic pumped | pumped | 0 | 0 | 0 | 0 | 0 | 0
2065 | Synthetic battery | battery | 0 | 0 | 0 | 0 | 0 | 0
2066 | Synthetic pumped | pumped | 0 | 0 | 0 | 0 | 0 | 0
2066 | Synthetic battery | battery | 0 | 0 | 0 | 0 | 0 | 0
2067 | Synthetic pumped | pumped | 0 | 0 | 0 | 0 | 0 | 0
2067 | Synthetic battery | battery | 0 | 0 | 0 | 0 | 0 | 0
2068 | Synthetic pumped | pumped | 0 | 0 | 0 | 0 | 0 | 0
2068 | Synthetic battery | battery | 0 | 0 | 0 | 0 | 0 | 0
2069 | Synthetic pumped | pumped | 0 | 0 | 0 | 0 | 0 | 0
2069 | Synthetic battery | battery | 0 | 0 | 0 | 0 | 0 | 0
2070 | Synthetic pumped | pumped | 0 | 0 | 0 | 0 | 0 | 0
2070 | Synthetic battery | battery | 0 | 0 | 0 | 0 | 0 | 0
2071 | Synthetic pumped | pumped | 0 | 0 | 0 | 0 | 0 | 0
2071 | Synthetic battery | battery | 0 | 0 | 0 | 0 | 0 | 0
2072 | Synthetic pumped | pumped | 0 | 0 | 0 | 0 | 0 | 0
2072 | Synthetic battery | battery | 0 | 0 | 0 | 0 | 0 | 0
2073 | Synthetic pumped | pumped | 11.5997 | 0 | 0 | 10.4398 | 0.2175 | 0
2073 | Synthetic battery | battery | 0 | 0 | 0 | 0 | 0 | 0
2074 | Synthetic pumped | pumped | 12 | 0 | 10.4398 | 21.2398 | 0.4425 | 0
2074 | Synthetic battery | battery | 10 | 0 | 0 | 9.2195 | 0.46098 | 0
2075 | Synthetic pumped | pumped | 12 | 0 | 21.2398 | 32.0398 | 0.6675 | 0
2075 | Synthetic battery | battery | 10 | 0 | 9.2195 | 18.4391 | 0.92195 | 0
2076 | Synthetic pumped | pumped | 12 | 0 | 32.0398 | 42.8398 | 0.8925 | 3.5527e-15
2076 | Synthetic battery | battery | 1.693 | 0 | 18.4391 | 20 | 1 | 0
2077 | Synthetic pumped | pumped | 5.7336 | 0 | 42.8398 | 48 | 1 | 0
2077 | Synthetic battery | battery | 0 | 0 | 20 | 20 | 1 | 0
2078 | Synthetic pumped | pumped | 0 | 0 | 48 | 48 | 1 | 0
2078 | Synthetic battery | battery | 0 | 0 | 20 | 20 | 1 | 0
2079 | Synthetic pumped | pumped | 0 | 0 | 48 | 48 | 1 | 0
2079 | Synthetic battery | battery | 0 | 0 | 20 | 20 | 1 | 0
2080 | Synthetic pumped | pumped | 0 | 0 | 48 | 48 | 1 | 0
2080 | Synthetic battery | battery | 0 | 0 | 20 | 20 | 1 | 0
2081 | Synthetic pumped | pumped | 0 | 3.5256 | 48 | 44.0826 | 0.91839 | -1.7764e-15
2081 | Synthetic battery | battery | 0 | 0 | 20 | 20 | 1 | 0
2082 | Synthetic pumped | pumped | 0 | 12 | 44.0826 | 30.7493 | 0.64061 | 0
2082 | Synthetic battery | battery | 0 | 8.0284 | 20 | 11.292 | 0.5646 | 0
2083 | Synthetic pumped | pumped | 0 | 12 | 30.7493 | 17.416 | 0.36283 | 0
2083 | Synthetic battery | battery | 0 | 10 | 11.292 | 0.44546 | 0.022273 | 0
2084 | Synthetic pumped | pumped | 0 | 12 | 17.416 | 4.0826 | 0.085055 | 0
2084 | Synthetic battery | battery | 0 | 0.4107 | 0.44546 | 0 | 0 | 0
2085 | Synthetic pumped | pumped | 0 | 3.6744 | 4.0826 | 0 | 0 | 0
2085 | Synthetic battery | battery | 0 | 0 | 0 | 0 | 0 | 0
2086 | Synthetic pumped | pumped | 0 | 0 | 0 | 0 | 0 | 0
2086 | Synthetic battery | battery | 0 | 0 | 0 | 0 | 0 | 0
2087 | Synthetic pumped | pumped | 0 | 0 | 0 | 0 | 0 | 0
2087 | Synthetic battery | battery | 0 | 0 | 0 | 0 | 0 | 0
2088 | Synthetic pumped | pumped | 0 | 0 | 0 | 0 | 0 | 0
2088 | Synthetic battery | battery | 0 | 0 | 0 | 0 | 0 | 0
2089 | Synthetic pumped | pumped | 0 | 0 | 0 | 0 | 0 | 0
2089 | Synthetic battery | battery | 0 | 0 | 0 | 0 | 0 | 0
2090 | Synthetic pumped | pumped | 0 | 0 | 0 | 0 | 0 | 0
2090 | Synthetic battery | battery | 0 | 0 | 0 | 0 | 0 | 0
2091 | Synthetic pumped | pumped | 0 | 0 | 0 | 0 | 0 | 0
2091 | Synthetic battery | battery | 0 | 0 | 0 | 0 | 0 | 0
2092 | Synthetic pumped | pumped | 0 | 0 | 0 | 0 | 0 | 0
2092 | Synthetic battery | battery | 0 | 0 | 0 | 0 | 0 | 0
2093 | Synthetic pumped | pumped | 0 | 0 | 0 | 0 | 0 | 0
2093 | Synthetic battery | battery | 0 | 0 | 0 | 0 | 0 | 0
2094 | Synthetic pumped | pumped | 0 | 0 | 0 | 0 | 0 | 0
2094 | Synthetic battery | battery | 0 | 0 | 0 | 0 | 0 | 0
2095 | Synthetic pumped | pumped | 0 | 0 | 0 | 0 | 0 | 0
2095 | Synthetic battery | battery | 0 | 0 | 0 | 0 | 0 | 0
2096 | Synthetic pumped | pumped | 0 | 0 | 0 | 0 | 0 | 0
2096 | Synthetic battery | battery | 0 | 0 | 0 | 0 | 0 | 0
2097 | Synthetic pumped | pumped | 7.4285 | 0 | 0 | 6.6856 | 0.13928 | 0
2097 | Synthetic battery | battery | 0 | 0 | 0 | 0 | 0 | 0
2098 | Synthetic pumped | pumped | 12 | 0 | 6.6856 | 17.4856 | 0.36428 | 0
2098 | Synthetic battery | battery | 3.2913 | 0 | 0 | 3.0345 | 0.15172 | 0
2099 | Synthetic pumped | pumped | 12 | 0 | 17.4856 | 28.2856 | 0.58928 | 0
2099 | Synthetic battery | battery | 10 | 0 | 3.0345 | 12.254 | 0.6127 | 0
2100 | Synthetic pumped | pumped | 12 | 0 | 28.2856 | 39.0856 | 0.81428 | 0
2100 | Synthetic battery | battery | 8.4017 | 0 | 12.254 | 20 | 1 | 8.8818e-16
2101 | Synthetic pumped | pumped | 9.9048 | 0 | 39.0856 | 48 | 1 | 0
2101 | Synthetic battery | battery | 0 | 0 | 20 | 20 | 1 | 0
2102 | Synthetic pumped | pumped | 0 | 0 | 48 | 48 | 1 | 0
2102 | Synthetic battery | battery | 0 | 0 | 20 | 20 | 1 | 0
2103 | Synthetic pumped | pumped | 0 | 0 | 48 | 48 | 1 | 0
2103 | Synthetic battery | battery | 0 | 0 | 20 | 20 | 1 | 0
2104 | Synthetic pumped | pumped | 0 | 0 | 48 | 48 | 1 | 0
2104 | Synthetic battery | battery | 0 | 0 | 20 | 20 | 1 | 0
2105 | Synthetic pumped | pumped | 0 | 5.9942 | 48 | 41.3398 | 0.86125 | 8.8818e-16
2105 | Synthetic battery | battery | 0 | 0 | 20 | 20 | 1 | 0
2106 | Synthetic pumped | pumped | 0 | 12 | 41.3398 | 28.0065 | 0.58347 | 0
2106 | Synthetic battery | battery | 0 | 8.5988 | 20 | 10.6733 | 0.53367 | 0
2107 | Synthetic pumped | pumped | 0 | 12 | 28.0065 | 14.6732 | 0.30569 | 0
2107 | Synthetic battery | battery | 0 | 9.8403 | 10.6733 | 0 | 0 | 0
2108 | Synthetic pumped | pumped | 0 | 12 | 14.6732 | 1.3398 | 0.027913 | 0
2108 | Synthetic battery | battery | 0 | 0 | 0 | 0 | 0 | 0
2109 | Synthetic pumped | pumped | 0 | 1.2058 | 1.3398 | 0 | 0 | 0
2109 | Synthetic battery | battery | 0 | 0 | 0 | 0 | 0 | 0
2110 | Synthetic pumped | pumped | 0 | 0 | 0 | 0 | 0 | 0
2110 | Synthetic battery | battery | 0 | 0 | 0 | 0 | 0 | 0
2111 | Synthetic pumped | pumped | 0 | 0 | 0 | 0 | 0 | 0
2111 | Synthetic battery | battery | 0 | 0 | 0 | 0 | 0 | 0
2112 | Synthetic pumped | pumped | 0 | 0 | 0 | 0 | 0 | 0
2112 | Synthetic battery | battery | 0 | 0 | 0 | 0 | 0 | 0
2113 | Synthetic pumped | pumped | 0 | 0 | 0 | 0 | 0 | 0
2113 | Synthetic battery | battery | 0 | 0 | 0 | 0 | 0 | 0
2114 | Synthetic pumped | pumped | 0 | 0 | 0 | 0 | 0 | 0
2114 | Synthetic battery | battery | 0 | 0 | 0 | 0 | 0 | 0
2115 | Synthetic pumped | pumped | 0 | 0 | 0 | 0 | 0 | 0
2115 | Synthetic battery | battery | 0 | 0 | 0 | 0 | 0 | 0
2116 | Synthetic pumped | pumped | 0 | 0 | 0 | 0 | 0 | 0
2116 | Synthetic battery | battery | 0 | 0 | 0 | 0 | 0 | 0
2117 | Synthetic pumped | pumped | 0 | 0 | 0 | 0 | 0 | 0
2117 | Synthetic battery | battery | 0 | 0 | 0 | 0 | 0 | 0
2118 | Synthetic pumped | pumped | 0 | 0 | 0 | 0 | 0 | 0
2118 | Synthetic battery | battery | 0 | 0 | 0 | 0 | 0 | 0
2119 | Synthetic pumped | pumped | 0 | 0 | 0 | 0 | 0 | 0
2119 | Synthetic battery | battery | 0 | 0 | 0 | 0 | 0 | 0
2120 | Synthetic pumped | pumped | 0 | 0 | 0 | 0 | 0 | 0
2120 | Synthetic battery | battery | 0 | 0 | 0 | 0 | 0 | 0
2121 | Synthetic pumped | pumped | 5.5636 | 0 | 0 | 5.0073 | 0.10432 | 0
2121 | Synthetic battery | battery | 0 | 0 | 0 | 0 | 0 | 0
2122 | Synthetic pumped | pumped | 12 | 0 | 5.0073 | 15.8073 | 0.32932 | 0
2122 | Synthetic battery | battery | 3.784 | 0 | 0 | 3.4887 | 0.17444 | 0
2123 | Synthetic pumped | pumped | 12 | 0 | 15.8073 | 26.6073 | 0.55432 | 0
2123 | Synthetic battery | battery | 10 | 0 | 3.4887 | 12.7082 | 0.63541 | 0
2124 | Synthetic pumped | pumped | 12 | 0 | 26.6073 | 37.4073 | 0.77932 | -3.5527e-15
2124 | Synthetic battery | battery | 7.909 | 0 | 12.7082 | 20 | 1 | 0
2125 | Synthetic pumped | pumped | 11.7697 | 0 | 37.4073 | 48 | 1 | 0
2125 | Synthetic battery | battery | 0 | 0 | 20 | 20 | 1 | 0
2126 | Synthetic pumped | pumped | 0 | 0 | 48 | 48 | 1 | 0
2126 | Synthetic battery | battery | 0 | 0 | 20 | 20 | 1 | 0
2127 | Synthetic pumped | pumped | 0 | 0 | 48 | 48 | 1 | 0
2127 | Synthetic battery | battery | 0 | 0 | 20 | 20 | 1 | 0
2128 | Synthetic pumped | pumped | 0 | 0 | 48 | 48 | 1 | 0
2128 | Synthetic battery | battery | 0 | 0 | 20 | 20 | 1 | 0
2129 | Synthetic pumped | pumped | 0 | 7.1976 | 48 | 40.0027 | 0.83339 | -8.8818e-16
2129 | Synthetic battery | battery | 0 | 0 | 20 | 20 | 1 | 0
2130 | Synthetic pumped | pumped | 0 | 12 | 40.0027 | 26.6693 | 0.55561 | 0
2130 | Synthetic battery | battery | 0 | 10 | 20 | 9.1535 | 0.45767 | 0
2131 | Synthetic pumped | pumped | 0 | 12 | 26.6693 | 13.336 | 0.27783 | 0
2131 | Synthetic battery | battery | 0 | 8.4391 | 9.1535 | 0 | 0 | 0
2132 | Synthetic pumped | pumped | 0 | 12 | 13.336 | 0.0026684 | 5.5592e-05 | 0
2132 | Synthetic battery | battery | 0 | 0 | 0 | 0 | 0 | 0
2133 | Synthetic pumped | pumped | 0 | 0.0024016 | 0.0026684 | 0 | 0 | 0
2133 | Synthetic battery | battery | 0 | 0 | 0 | 0 | 0 | 0
2134 | Synthetic pumped | pumped | 0 | 0 | 0 | 0 | 0 | 0
2134 | Synthetic battery | battery | 0 | 0 | 0 | 0 | 0 | 0
2135 | Synthetic pumped | pumped | 0 | 0 | 0 | 0 | 0 | 0
2135 | Synthetic battery | battery | 0 | 0 | 0 | 0 | 0 | 0
2136 | Synthetic pumped | pumped | 0 | 0 | 0 | 0 | 0 | 0
2136 | Synthetic battery | battery | 0 | 0 | 0 | 0 | 0 | 0
2137 | Synthetic pumped | pumped | 0 | 0 | 0 | 0 | 0 | 0
2137 | Synthetic battery | battery | 0 | 0 | 0 | 0 | 0 | 0
2138 | Synthetic pumped | pumped | 0 | 0 | 0 | 0 | 0 | 0
2138 | Synthetic battery | battery | 0 | 0 | 0 | 0 | 0 | 0
2139 | Synthetic pumped | pumped | 0 | 0 | 0 | 0 | 0 | 0
2139 | Synthetic battery | battery | 0 | 0 | 0 | 0 | 0 | 0
2140 | Synthetic pumped | pumped | 0 | 0 | 0 | 0 | 0 | 0
2140 | Synthetic battery | battery | 0 | 0 | 0 | 0 | 0 | 0
2141 | Synthetic pumped | pumped | 0 | 0 | 0 | 0 | 0 | 0
2141 | Synthetic battery | battery | 0 | 0 | 0 | 0 | 0 | 0
2142 | Synthetic pumped | pumped | 0 | 0 | 0 | 0 | 0 | 0
2142 | Synthetic battery | battery | 0 | 0 | 0 | 0 | 0 | 0
2143 | Synthetic pumped | pumped | 0 | 0 | 0 | 0 | 0 | 0
2143 | Synthetic battery | battery | 0 | 0 | 0 | 0 | 0 | 0
2144 | Synthetic pumped | pumped | 4.2994 | 0 | 0 | 3.8695 | 0.080614 | 0
2144 | Synthetic battery | battery | 0 | 0 | 0 | 0 | 0 | 0
2145 | Synthetic pumped | pumped | 12 | 0 | 3.8695 | 14.6695 | 0.30561 | 0
2145 | Synthetic battery | battery | 0.26658 | 0 | 0 | 0.24578 | 0.012289 | 0
2146 | Synthetic pumped | pumped | 12 | 0 | 14.6695 | 25.4695 | 0.53061 | 0
2146 | Synthetic battery | battery | 6.6761 | 0 | 0.24578 | 6.4008 | 0.32004 | 0
2147 | Synthetic pumped | pumped | 12 | 0 | 25.4695 | 36.2695 | 0.75561 | 0
2147 | Synthetic battery | battery | 10 | 0 | 6.4008 | 15.6204 | 0.78102 | 0
2148 | Synthetic pumped | pumped | 12 | 0 | 36.2695 | 47.0695 | 0.98061 | 3.5527e-15
2148 | Synthetic battery | battery | 4.7504 | 0 | 15.6204 | 20 | 1 | 0
2149 | Synthetic pumped | pumped | 1.0339 | 0 | 47.0695 | 48 | 1 | 0
2149 | Synthetic battery | battery | 0 | 0 | 20 | 20 | 1 | 0
2150 | Synthetic pumped | pumped | 0 | 0 | 48 | 48 | 1 | 0
2150 | Synthetic battery | battery | 0 | 0 | 20 | 20 | 1 | 0
2151 | Synthetic pumped | pumped | 0 | 0 | 48 | 48 | 1 | 0
2151 | Synthetic battery | battery | 0 | 0 | 20 | 20 | 1 | 0
2152 | Synthetic pumped | pumped | 0 | 0 | 48 | 48 | 1 | 0
2152 | Synthetic battery | battery | 0 | 0 | 20 | 20 | 1 | 0
2153 | Synthetic pumped | pumped | 0 | 0.51098 | 48 | 47.4322 | 0.98817 | 1.5543e-15
2153 | Synthetic battery | battery | 0 | 0 | 20 | 20 | 1 | 0
2154 | Synthetic pumped | pumped | 0 | 12 | 47.4322 | 34.0989 | 0.71039 | 3.5527e-15
2154 | Synthetic battery | battery | 0 | 5.8272 | 20 | 13.6795 | 0.68397 | -8.8818e-16
2155 | Synthetic pumped | pumped | 0 | 12 | 34.0989 | 20.7656 | 0.43262 | 0
2155 | Synthetic battery | battery | 0 | 10 | 13.6795 | 2.833 | 0.14165 | 0
2156 | Synthetic pumped | pumped | 0 | 12 | 20.7656 | 7.4322 | 0.15484 | 0
2156 | Synthetic battery | battery | 0 | 2.6119 | 2.833 | 0 | 0 | 0
2157 | Synthetic pumped | pumped | 0 | 6.689 | 7.4322 | 0 | 0 | 0
2157 | Synthetic battery | battery | 0 | 0 | 0 | 0 | 0 | 0
2158 | Synthetic pumped | pumped | 0 | 0 | 0 | 0 | 0 | 0
2158 | Synthetic battery | battery | 0 | 0 | 0 | 0 | 0 | 0
2159 | Synthetic pumped | pumped | 0 | 0 | 0 | 0 | 0 | 0
2159 | Synthetic battery | battery | 0 | 0 | 0 | 0 | 0 | 0
2160 | Synthetic pumped | pumped | 0 | 0 | 0 | 0 | 0 | 0
2160 | Synthetic battery | battery | 0 | 0 | 0 | 0 | 0 | 0
2161 | Synthetic pumped | pumped | 0 | 0 | 0 | 0 | 0 | 0
2161 | Synthetic battery | battery | 0 | 0 | 0 | 0 | 0 | 0
2162 | Synthetic pumped | pumped | 0 | 0 | 0 | 0 | 0 | 0
2162 | Synthetic battery | battery | 0 | 0 | 0 | 0 | 0 | 0
2163 | Synthetic pumped | pumped | 0 | 0 | 0 | 0 | 0 | 0
2163 | Synthetic battery | battery | 0 | 0 | 0 | 0 | 0 | 0
2164 | Synthetic pumped | pumped | 0 | 0 | 0 | 0 | 0 | 0
2164 | Synthetic battery | battery | 0 | 0 | 0 | 0 | 0 | 0
2165 | Synthetic pumped | pumped | 0 | 0 | 0 | 0 | 0 | 0
2165 | Synthetic battery | battery | 0 | 0 | 0 | 0 | 0 | 0
2166 | Synthetic pumped | pumped | 0 | 0 | 0 | 0 | 0 | 0
2166 | Synthetic battery | battery | 0 | 0 | 0 | 0 | 0 | 0
2167 | Synthetic pumped | pumped | 0 | 0 | 0 | 0 | 0 | 0
2167 | Synthetic battery | battery | 0 | 0 | 0 | 0 | 0 | 0
2168 | Synthetic pumped | pumped | 0 | 0 | 0 | 0 | 0 | 0
2168 | Synthetic battery | battery | 0 | 0 | 0 | 0 | 0 | 0
2169 | Synthetic pumped | pumped | 12 | 0 | 0 | 10.8 | 0.225 | 0
2169 | Synthetic battery | battery | 0.56465 | 0 | 0 | 0.52058 | 0.026029 | 0
2170 | Synthetic pumped | pumped | 12 | 0 | 10.8 | 21.6 | 0.45 | 0
2170 | Synthetic battery | battery | 7.8831 | 0 | 0.52058 | 7.7885 | 0.38942 | 0
2171 | Synthetic pumped | pumped | 12 | 0 | 21.6 | 32.4 | 0.675 | 3.5527e-15
2171 | Synthetic battery | battery | 10 | 0 | 7.7885 | 17.008 | 0.8504 | 0
2172 | Synthetic pumped | pumped | 12 | 0 | 32.4 | 43.2 | 0.9 | -3.5527e-15
2172 | Synthetic battery | battery | 3.2452 | 0 | 17.008 | 20 | 1 | 0
2173 | Synthetic pumped | pumped | 5.3333 | 0 | 43.2 | 48 | 1 | 0
2173 | Synthetic battery | battery | 0 | 0 | 20 | 20 | 1 | 0
2174 | Synthetic pumped | pumped | 0 | 0 | 48 | 48 | 1 | 0
2174 | Synthetic battery | battery | 0 | 0 | 20 | 20 | 1 | 0
2175 | Synthetic pumped | pumped | 0 | 0 | 48 | 48 | 1 | 0
2175 | Synthetic battery | battery | 0 | 0 | 20 | 20 | 1 | 0
2176 | Synthetic pumped | pumped | 0 | 0 | 48 | 48 | 1 | 0
2176 | Synthetic battery | battery | 0 | 0 | 20 | 20 | 1 | 0
2177 | Synthetic pumped | pumped | 0 | 0.24623 | 48 | 47.7264 | 0.9943 | -2.387e-15
2177 | Synthetic battery | battery | 0 | 0 | 20 | 20 | 1 | 0
2178 | Synthetic pumped | pumped | 0 | 12 | 47.7264 | 34.3931 | 0.71652 | -3.5527e-15
2178 | Synthetic battery | battery | 0 | 7.813 | 20 | 11.5256 | 0.57628 | 0
2179 | Synthetic pumped | pumped | 0 | 12 | 34.3931 | 21.0597 | 0.43874 | 0
2179 | Synthetic battery | battery | 0 | 10 | 11.5256 | 0.6791 | 0.033955 | 0
2180 | Synthetic pumped | pumped | 0 | 12 | 21.0597 | 7.7264 | 0.16097 | 0
2180 | Synthetic battery | battery | 0 | 0.6261 | 0.6791 | 0 | 0 | 0
2181 | Synthetic pumped | pumped | 0 | 6.9538 | 7.7264 | 0 | 0 | 0
2181 | Synthetic battery | battery | 0 | 0 | 0 | 0 | 0 | 0
2182 | Synthetic pumped | pumped | 0 | 0 | 0 | 0 | 0 | 0
2182 | Synthetic battery | battery | 0 | 0 | 0 | 0 | 0 | 0
2183 | Synthetic pumped | pumped | 0 | 0 | 0 | 0 | 0 | 0
2183 | Synthetic battery | battery | 0 | 0 | 0 | 0 | 0 | 0
2184 | Synthetic pumped | pumped | 0 | 0 | 0 | 0 | 0 | 0
2184 | Synthetic battery | battery | 0 | 0 | 0 | 0 | 0 | 0
2185 | Synthetic pumped | pumped | 0 | 0 | 0 | 0 | 0 | 0
2185 | Synthetic battery | battery | 0 | 0 | 0 | 0 | 0 | 0
2186 | Synthetic pumped | pumped | 0 | 0 | 0 | 0 | 0 | 0
2186 | Synthetic battery | battery | 0 | 0 | 0 | 0 | 0 | 0
2187 | Synthetic pumped | pumped | 0 | 0 | 0 | 0 | 0 | 0
2187 | Synthetic battery | battery | 0 | 0 | 0 | 0 | 0 | 0
2188 | Synthetic pumped | pumped | 0 | 0 | 0 | 0 | 0 | 0
2188 | Synthetic battery | battery | 0 | 0 | 0 | 0 | 0 | 0
2189 | Synthetic pumped | pumped | 0 | 0 | 0 | 0 | 0 | 0
2189 | Synthetic battery | battery | 0 | 0 | 0 | 0 | 0 | 0
2190 | Synthetic pumped | pumped | 0 | 0 | 0 | 0 | 0 | 0
2190 | Synthetic battery | battery | 0 | 0 | 0 | 0 | 0 | 0
2191 | Synthetic pumped | pumped | 0 | 0 | 0 | 0 | 0 | 0
2191 | Synthetic battery | battery | 0 | 0 | 0 | 0 | 0 | 0
2192 | Synthetic pumped | pumped | 0 | 0 | 0 | 0 | 0 | 0
2192 | Synthetic battery | battery | 0 | 0 | 0 | 0 | 0 | 0
2193 | Synthetic pumped | pumped | 8.8209 | 0 | 0 | 7.9388 | 0.16539 | 0
2193 | Synthetic battery | battery | 0 | 0 | 0 | 0 | 0 | 0
2194 | Synthetic pumped | pumped | 9.0896 | 0 | 7.9388 | 16.1195 | 0.33582 | -1.7764e-15
2194 | Synthetic battery | battery | 0 | 0 | 0 | 0 | 0 | 0
2195 | Synthetic pumped | pumped | 12 | 0 | 16.1195 | 26.9195 | 0.56082 | 0
2195 | Synthetic battery | battery | 5.7525 | 0 | 0 | 5.3035 | 0.26518 | 0
2196 | Synthetic pumped | pumped | 12 | 0 | 26.9195 | 37.7195 | 0.78582 | 0
2196 | Synthetic battery | battery | 10 | 0 | 5.3035 | 14.5231 | 0.72615 | 0
2197 | Synthetic pumped | pumped | 11.4228 | 0 | 37.7195 | 48 | 1 | 0
2197 | Synthetic battery | battery | 5.9405 | 0 | 14.5231 | 20 | 1 | 0
2198 | Synthetic pumped | pumped | 0 | 0 | 48 | 48 | 1 | 0
2198 | Synthetic battery | battery | 0 | 0 | 20 | 20 | 1 | 0
2199 | Synthetic pumped | pumped | 0 | 0 | 48 | 48 | 1 | 0
2199 | Synthetic battery | battery | 0 | 0 | 20 | 20 | 1 | 0
2200 | Synthetic pumped | pumped | 0 | 0 | 48 | 48 | 1 | 0
2200 | Synthetic battery | battery | 0 | 0 | 20 | 20 | 1 | 0
2201 | Synthetic pumped | pumped | 0 | 2.5916 | 48 | 45.1204 | 0.94001 | 8.8818e-16
2201 | Synthetic battery | battery | 0 | 0 | 20 | 20 | 1 | 0
2202 | Synthetic pumped | pumped | 0 | 12 | 45.1204 | 31.7871 | 0.66223 | 0
2202 | Synthetic battery | battery | 0 | 10 | 20 | 9.1535 | 0.45767 | 0
2203 | Synthetic pumped | pumped | 0 | 12 | 31.7871 | 18.4538 | 0.38445 | 0
2203 | Synthetic battery | battery | 0 | 8.4391 | 9.1535 | 0 | 0 | 0
2204 | Synthetic pumped | pumped | 0 | 12 | 18.4538 | 5.1204 | 0.10668 | 0
2204 | Synthetic battery | battery | 0 | 0 | 0 | 0 | 0 | 0
2205 | Synthetic pumped | pumped | 0 | 4.6084 | 5.1204 | 0 | 0 | 0
2205 | Synthetic battery | battery | 0 | 0 | 0 | 0 | 0 | 0
2206 | Synthetic pumped | pumped | 0 | 0 | 0 | 0 | 0 | 0
2206 | Synthetic battery | battery | 0 | 0 | 0 | 0 | 0 | 0
2207 | Synthetic pumped | pumped | 0 | 0 | 0 | 0 | 0 | 0
2207 | Synthetic battery | battery | 0 | 0 | 0 | 0 | 0 | 0
2208 | Synthetic pumped | pumped | 0 | 0 | 0 | 0 | 0 | 0
2208 | Synthetic battery | battery | 0 | 0 | 0 | 0 | 0 | 0
2209 | Synthetic pumped | pumped | 0 | 0 | 0 | 0 | 0 | 0
2209 | Synthetic battery | battery | 0 | 0 | 0 | 0 | 0 | 0
2210 | Synthetic pumped | pumped | 0 | 0 | 0 | 0 | 0 | 0
2210 | Synthetic battery | battery | 0 | 0 | 0 | 0 | 0 | 0
2211 | Synthetic pumped | pumped | 0 | 0 | 0 | 0 | 0 | 0
2211 | Synthetic battery | battery | 0 | 0 | 0 | 0 | 0 | 0
2212 | Synthetic pumped | pumped | 0 | 0 | 0 | 0 | 0 | 0
2212 | Synthetic battery | battery | 0 | 0 | 0 | 0 | 0 | 0
2213 | Synthetic pumped | pumped | 0 | 0 | 0 | 0 | 0 | 0
2213 | Synthetic battery | battery | 0 | 0 | 0 | 0 | 0 | 0
2214 | Synthetic pumped | pumped | 0 | 0 | 0 | 0 | 0 | 0
2214 | Synthetic battery | battery | 0 | 0 | 0 | 0 | 0 | 0
2215 | Synthetic pumped | pumped | 0 | 0 | 0 | 0 | 0 | 0
2215 | Synthetic battery | battery | 0 | 0 | 0 | 0 | 0 | 0
2216 | Synthetic pumped | pumped | 0 | 0 | 0 | 0 | 0 | 0
2216 | Synthetic battery | battery | 0 | 0 | 0 | 0 | 0 | 0
2217 | Synthetic pumped | pumped | 3.5741 | 0 | 0 | 3.2167 | 0.067015 | 0
2217 | Synthetic battery | battery | 0 | 0 | 0 | 0 | 0 | 0
2218 | Synthetic pumped | pumped | 10.7312 | 0 | 3.2167 | 12.8748 | 0.26823 | 0
2218 | Synthetic battery | battery | 0 | 0 | 0 | 0 | 0 | 0
2219 | Synthetic pumped | pumped | 12 | 0 | 12.8748 | 23.6748 | 0.49323 | 0
2219 | Synthetic battery | battery | 7.2808 | 0 | 0 | 6.7126 | 0.33563 | 0
2220 | Synthetic pumped | pumped | 12 | 0 | 23.6748 | 34.4748 | 0.71823 | 0
2220 | Synthetic battery | battery | 9.4973 | 0 | 6.7126 | 15.4687 | 0.77343 | -1.7764e-15
2221 | Synthetic pumped | pumped | 12 | 0 | 34.4748 | 45.2748 | 0.94323 | -3.5527e-15
2221 | Synthetic battery | battery | 4.9149 | 0 | 15.4687 | 20 | 1 | 0
2222 | Synthetic pumped | pumped | 3.028 | 0 | 45.2748 | 48 | 1 | 0
2222 | Synthetic battery | battery | 0 | 0 | 20 | 20 | 1 | 0
2223 | Synthetic pumped | pumped | 0 | 0 | 48 | 48 | 1 | 0
2223 | Synthetic battery | battery | 0 | 0 | 20 | 20 | 1 | 0
2224 | Synthetic pumped | pumped | 0 | 0 | 48 | 48 | 1 | 0
2224 | Synthetic battery | battery | 0 | 0 | 20 | 20 | 1 | 0
2225 | Synthetic pumped | pumped | 0 | 10.4771 | 48 | 36.3587 | 0.75747 | -1.7764e-15
2225 | Synthetic battery | battery | 0 | 0 | 20 | 20 | 1 | 0
2226 | Synthetic pumped | pumped | 0 | 12 | 36.3587 | 23.0254 | 0.4797 | 0
2226 | Synthetic battery | battery | 0 | 10 | 20 | 9.1535 | 0.45767 | 0
2227 | Synthetic pumped | pumped | 0 | 12 | 23.0254 | 9.6921 | 0.20192 | 0
2227 | Synthetic battery | battery | 0 | 8.4391 | 9.1535 | 0 | 0 | 0
2228 | Synthetic pumped | pumped | 0 | 8.7229 | 9.6921 | 0 | 0 | 0
2228 | Synthetic battery | battery | 0 | 0 | 0 | 0 | 0 | 0
2229 | Synthetic pumped | pumped | 0 | 0 | 0 | 0 | 0 | 0
2229 | Synthetic battery | battery | 0 | 0 | 0 | 0 | 0 | 0
2230 | Synthetic pumped | pumped | 0 | 0 | 0 | 0 | 0 | 0
2230 | Synthetic battery | battery | 0 | 0 | 0 | 0 | 0 | 0
2231 | Synthetic pumped | pumped | 0 | 0 | 0 | 0 | 0 | 0
2231 | Synthetic battery | battery | 0 | 0 | 0 | 0 | 0 | 0
2232 | Synthetic pumped | pumped | 0 | 0 | 0 | 0 | 0 | 0
2232 | Synthetic battery | battery | 0 | 0 | 0 | 0 | 0 | 0
2233 | Synthetic pumped | pumped | 0 | 0 | 0 | 0 | 0 | 0
2233 | Synthetic battery | battery | 0 | 0 | 0 | 0 | 0 | 0
2234 | Synthetic pumped | pumped | 0 | 0 | 0 | 0 | 0 | 0
2234 | Synthetic battery | battery | 0 | 0 | 0 | 0 | 0 | 0
2235 | Synthetic pumped | pumped | 0 | 0 | 0 | 0 | 0 | 0
2235 | Synthetic battery | battery | 0 | 0 | 0 | 0 | 0 | 0
2236 | Synthetic pumped | pumped | 0 | 0 | 0 | 0 | 0 | 0
2236 | Synthetic battery | battery | 0 | 0 | 0 | 0 | 0 | 0
2237 | Synthetic pumped | pumped | 0 | 0 | 0 | 0 | 0 | 0
2237 | Synthetic battery | battery | 0 | 0 | 0 | 0 | 0 | 0
2238 | Synthetic pumped | pumped | 0 | 0 | 0 | 0 | 0 | 0
2238 | Synthetic battery | battery | 0 | 0 | 0 | 0 | 0 | 0
2239 | Synthetic pumped | pumped | 0 | 0 | 0 | 0 | 0 | 0
2239 | Synthetic battery | battery | 0 | 0 | 0 | 0 | 0 | 0
2240 | Synthetic pumped | pumped | 1.4664 | 0 | 0 | 1.3198 | 0.027495 | 0
2240 | Synthetic battery | battery | 0 | 0 | 0 | 0 | 0 | 0
2241 | Synthetic pumped | pumped | 12 | 0 | 1.3198 | 12.1198 | 0.2525 | 0
2241 | Synthetic battery | battery | 4.6418 | 0 | 0 | 4.2796 | 0.21398 | 0
2242 | Synthetic pumped | pumped | 12 | 0 | 12.1198 | 22.9198 | 0.4775 | 0
2242 | Synthetic battery | battery | 10 | 0 | 4.2796 | 13.4991 | 0.67496 | 0
2243 | Synthetic pumped | pumped | 12 | 0 | 22.9198 | 33.7198 | 0.7025 | -3.5527e-15
2243 | Synthetic battery | battery | 7.0512 | 0 | 13.4991 | 20 | 1 | 0
2244 | Synthetic pumped | pumped | 12 | 0 | 33.7198 | 44.5198 | 0.9275 | -3.5527e-15
2244 | Synthetic battery | battery | 0 | 0 | 20 | 20 | 1 | 0
2245 | Synthetic pumped | pumped | 3.8669 | 0 | 44.5198 | 48 | 1 | 0
2245 | Synthetic battery | battery | 0 | 0 | 20 | 20 | 1 | 0
2246 | Synthetic pumped | pumped | 0 | 0 | 48 | 48 | 1 | 0
2246 | Synthetic battery | battery | 0 | 0 | 20 | 20 | 1 | 0
2247 | Synthetic pumped | pumped | 0 | 0 | 48 | 48 | 1 | 0
2247 | Synthetic battery | battery | 0 | 0 | 20 | 20 | 1 | 0
2248 | Synthetic pumped | pumped | 0 | 0 | 48 | 48 | 1 | 0
2248 | Synthetic battery | battery | 0 | 0 | 20 | 20 | 1 | 0
2249 | Synthetic pumped | pumped | 0 | 4.2887 | 48 | 43.2348 | 0.90072 | -1.7764e-15
2249 | Synthetic battery | battery | 0 | 0 | 20 | 20 | 1 | 0
2250 | Synthetic pumped | pumped | 0 | 12 | 43.2348 | 29.9014 | 0.62295 | 0
2250 | Synthetic battery | battery | 0 | 7.5255 | 20 | 11.8374 | 0.59187 | 0
2251 | Synthetic pumped | pumped | 0 | 12 | 29.9014 | 16.5681 | 0.34517 | 0
2251 | Synthetic battery | battery | 0 | 10 | 11.8374 | 0.9909 | 0.049545 | 0
2252 | Synthetic pumped | pumped | 0 | 12 | 16.5681 | 3.2348 | 0.067391 | 0
2252 | Synthetic battery | battery | 0 | 0.91356 | 0.9909 | 0 | 0 | 0
2253 | Synthetic pumped | pumped | 0 | 2.9113 | 3.2348 | 0 | 0 | 0
2253 | Synthetic battery | battery | 0 | 0 | 0 | 0 | 0 | 0
2254 | Synthetic pumped | pumped | 0 | 0 | 0 | 0 | 0 | 0
2254 | Synthetic battery | battery | 0 | 0 | 0 | 0 | 0 | 0
2255 | Synthetic pumped | pumped | 0 | 0 | 0 | 0 | 0 | 0
2255 | Synthetic battery | battery | 0 | 0 | 0 | 0 | 0 | 0
2256 | Synthetic pumped | pumped | 0 | 0 | 0 | 0 | 0 | 0
2256 | Synthetic battery | battery | 0 | 0 | 0 | 0 | 0 | 0
2257 | Synthetic pumped | pumped | 0 | 0 | 0 | 0 | 0 | 0
2257 | Synthetic battery | battery | 0 | 0 | 0 | 0 | 0 | 0
2258 | Synthetic pumped | pumped | 0 | 0 | 0 | 0 | 0 | 0
2258 | Synthetic battery | battery | 0 | 0 | 0 | 0 | 0 | 0
2259 | Synthetic pumped | pumped | 0 | 0 | 0 | 0 | 0 | 0
2259 | Synthetic battery | battery | 0 | 0 | 0 | 0 | 0 | 0
2260 | Synthetic pumped | pumped | 0 | 0 | 0 | 0 | 0 | 0
2260 | Synthetic battery | battery | 0 | 0 | 0 | 0 | 0 | 0
2261 | Synthetic pumped | pumped | 0 | 0 | 0 | 0 | 0 | 0
2261 | Synthetic battery | battery | 0 | 0 | 0 | 0 | 0 | 0
2262 | Synthetic pumped | pumped | 0 | 0 | 0 | 0 | 0 | 0
2262 | Synthetic battery | battery | 0 | 0 | 0 | 0 | 0 | 0
2263 | Synthetic pumped | pumped | 0 | 0 | 0 | 0 | 0 | 0
2263 | Synthetic battery | battery | 0 | 0 | 0 | 0 | 0 | 0
2264 | Synthetic pumped | pumped | 3.2271 | 0 | 0 | 2.9044 | 0.060508 | 0
2264 | Synthetic battery | battery | 0 | 0 | 0 | 0 | 0 | 0
2265 | Synthetic pumped | pumped | 10.2688 | 0 | 2.9044 | 12.1463 | 0.25305 | 1.7764e-15
2265 | Synthetic battery | battery | 0 | 0 | 0 | 0 | 0 | 0
2266 | Synthetic pumped | pumped | 12 | 0 | 12.1463 | 22.9463 | 0.47805 | 0
2266 | Synthetic battery | battery | 3.6396 | 0 | 0 | 3.3556 | 0.16778 | 0
2267 | Synthetic pumped | pumped | 12 | 0 | 22.9463 | 33.7463 | 0.70305 | 0
2267 | Synthetic battery | battery | 10 | 0 | 3.3556 | 12.5751 | 0.62876 | 0
2268 | Synthetic pumped | pumped | 12 | 0 | 33.7463 | 44.5463 | 0.92805 | 3.5527e-15
2268 | Synthetic battery | battery | 8.0534 | 0 | 12.5751 | 20 | 1 | -8.8818e-16
2269 | Synthetic pumped | pumped | 3.8374 | 0 | 44.5463 | 48 | 1 | 0
2269 | Synthetic battery | battery | 0 | 0 | 20 | 20 | 1 | 0
2270 | Synthetic pumped | pumped | 0 | 0 | 48 | 48 | 1 | 0
2270 | Synthetic battery | battery | 0 | 0 | 20 | 20 | 1 | 0
2271 | Synthetic pumped | pumped | 0 | 0 | 48 | 48 | 1 | 0
2271 | Synthetic battery | battery | 0 | 0 | 20 | 20 | 1 | 0
2272 | Synthetic pumped | pumped | 0 | 0 | 48 | 48 | 1 | 0
2272 | Synthetic battery | battery | 0 | 0 | 20 | 20 | 1 | 0
2273 | Synthetic pumped | pumped | 0 | 2.842 | 48 | 44.8422 | 0.93421 | -2.6645e-15
2273 | Synthetic battery | battery | 0 | 0 | 20 | 20 | 1 | 0
2274 | Synthetic pumped | pumped | 0 | 12 | 44.8422 | 31.5088 | 0.65643 | 0
2274 | Synthetic battery | battery | 0 | 7.6558 | 20 | 11.6961 | 0.58481 | 0
2275 | Synthetic pumped | pumped | 0 | 12 | 31.5088 | 18.1755 | 0.37866 | 0
2275 | Synthetic battery | battery | 0 | 10 | 11.6961 | 0.84961 | 0.042481 | 0
2276 | Synthetic pumped | pumped | 0 | 12 | 18.1755 | 4.8422 | 0.10088 | 0
2276 | Synthetic battery | battery | 0 | 0.7833 | 0.84961 | 0 | 0 | 0
2277 | Synthetic pumped | pumped | 0 | 4.358 | 4.8422 | 0 | 0 | 0
2277 | Synthetic battery | battery | 0 | 0 | 0 | 0 | 0 | 0
2278 | Synthetic pumped | pumped | 0 | 0 | 0 | 0 | 0 | 0
2278 | Synthetic battery | battery | 0 | 0 | 0 | 0 | 0 | 0
2279 | Synthetic pumped | pumped | 0 | 0 | 0 | 0 | 0 | 0
2279 | Synthetic battery | battery | 0 | 0 | 0 | 0 | 0 | 0
2280 | Synthetic pumped | pumped | 0 | 0 | 0 | 0 | 0 | 0
2280 | Synthetic battery | battery | 0 | 0 | 0 | 0 | 0 | 0
2281 | Synthetic pumped | pumped | 0 | 0 | 0 | 0 | 0 | 0
2281 | Synthetic battery | battery | 0 | 0 | 0 | 0 | 0 | 0
2282 | Synthetic pumped | pumped | 0 | 0 | 0 | 0 | 0 | 0
2282 | Synthetic battery | battery | 0 | 0 | 0 | 0 | 0 | 0
2283 | Synthetic pumped | pumped | 0 | 0 | 0 | 0 | 0 | 0
2283 | Synthetic battery | battery | 0 | 0 | 0 | 0 | 0 | 0
2284 | Synthetic pumped | pumped | 0 | 0 | 0 | 0 | 0 | 0
2284 | Synthetic battery | battery | 0 | 0 | 0 | 0 | 0 | 0
2285 | Synthetic pumped | pumped | 0 | 0 | 0 | 0 | 0 | 0
2285 | Synthetic battery | battery | 0 | 0 | 0 | 0 | 0 | 0
2286 | Synthetic pumped | pumped | 0 | 0 | 0 | 0 | 0 | 0
2286 | Synthetic battery | battery | 0 | 0 | 0 | 0 | 0 | 0
2287 | Synthetic pumped | pumped | 0 | 0 | 0 | 0 | 0 | 0
2287 | Synthetic battery | battery | 0 | 0 | 0 | 0 | 0 | 0
2288 | Synthetic pumped | pumped | 0 | 0 | 0 | 0 | 0 | 0
2288 | Synthetic battery | battery | 0 | 0 | 0 | 0 | 0 | 0
2289 | Synthetic pumped | pumped | 6.7302 | 0 | 0 | 6.0572 | 0.12619 | 0
2289 | Synthetic battery | battery | 0 | 0 | 0 | 0 | 0 | 0
2290 | Synthetic pumped | pumped | 12 | 0 | 6.0572 | 16.8572 | 0.35119 | 0
2290 | Synthetic battery | battery | 3.0692 | 0 | 0 | 2.8297 | 0.14148 | 0
2291 | Synthetic pumped | pumped | 12 | 0 | 16.8572 | 27.6572 | 0.57619 | 0
2291 | Synthetic battery | battery | 4.0419 | 0 | 2.8297 | 6.5561 | 0.32781 | -4.4409e-16
2292 | Synthetic pumped | pumped | 12 | 0 | 27.6572 | 38.4572 | 0.80119 | -3.5527e-15
2292 | Synthetic battery | battery | 2.7579 | 0 | 6.5561 | 9.0987 | 0.45494 | 0
2293 | Synthetic pumped | pumped | 10.6031 | 0 | 38.4572 | 48 | 1 | 0
2293 | Synthetic battery | battery | 8.3137 | 0 | 9.0987 | 16.7636 | 0.83818 | 1.7764e-15
2294 | Synthetic pumped | pumped | 0 | 0 | 48 | 48 | 1 | 0
2294 | Synthetic battery | battery | 3.5104 | 0 | 16.7636 | 20 | 1 | 0
2295 | Synthetic pumped | pumped | 0 | 0 | 48 | 48 | 1 | 0
2295 | Synthetic battery | battery | 0 | 0 | 20 | 20 | 1 | 0
2296 | Synthetic pumped | pumped | 0 | 0 | 48 | 48 | 1 | 0
2296 | Synthetic battery | battery | 0 | 0 | 20 | 20 | 1 | 0
2297 | Synthetic pumped | pumped | 0 | 12 | 48 | 34.6667 | 0.72222 | 3.5527e-15
2297 | Synthetic battery | battery | 0 | 2.094 | 20 | 17.7287 | 0.88644 | 8.8818e-16
2298 | Synthetic pumped | pumped | 0 | 12 | 34.6667 | 21.3333 | 0.44444 | 0
2298 | Synthetic battery | battery | 0 | 10 | 17.7287 | 6.8822 | 0.34411 | 0
2299 | Synthetic pumped | pumped | 0 | 12 | 21.3333 | 8 | 0.16667 | 0
2299 | Synthetic battery | battery | 0 | 6.3451 | 6.8822 | 0 | 0 | 0
2300 | Synthetic pumped | pumped | 0 | 7.2 | 8 | 0 | 0 | 0
2300 | Synthetic battery | battery | 0 | 0 | 0 | 0 | 0 | 0
2301 | Synthetic pumped | pumped | 0 | 0 | 0 | 0 | 0 | 0
2301 | Synthetic battery | battery | 0 | 0 | 0 | 0 | 0 | 0
2302 | Synthetic pumped | pumped | 0 | 0 | 0 | 0 | 0 | 0
2302 | Synthetic battery | battery | 0 | 0 | 0 | 0 | 0 | 0
2303 | Synthetic pumped | pumped | 0 | 0 | 0 | 0 | 0 | 0
2303 | Synthetic battery | battery | 0 | 0 | 0 | 0 | 0 | 0
2304 | Synthetic pumped | pumped | 0 | 0 | 0 | 0 | 0 | 0
2304 | Synthetic battery | battery | 0 | 0 | 0 | 0 | 0 | 0
2305 | Synthetic pumped | pumped | 0 | 0 | 0 | 0 | 0 | 0
2305 | Synthetic battery | battery | 0 | 0 | 0 | 0 | 0 | 0
2306 | Synthetic pumped | pumped | 0 | 0 | 0 | 0 | 0 | 0
2306 | Synthetic battery | battery | 0 | 0 | 0 | 0 | 0 | 0
2307 | Synthetic pumped | pumped | 0 | 0 | 0 | 0 | 0 | 0
2307 | Synthetic battery | battery | 0 | 0 | 0 | 0 | 0 | 0
2308 | Synthetic pumped | pumped | 0 | 0 | 0 | 0 | 0 | 0
2308 | Synthetic battery | battery | 0 | 0 | 0 | 0 | 0 | 0
2309 | Synthetic pumped | pumped | 0 | 0 | 0 | 0 | 0 | 0
2309 | Synthetic battery | battery | 0 | 0 | 0 | 0 | 0 | 0
2310 | Synthetic pumped | pumped | 0 | 0 | 0 | 0 | 0 | 0
2310 | Synthetic battery | battery | 0 | 0 | 0 | 0 | 0 | 0
2311 | Synthetic pumped | pumped | 0 | 0 | 0 | 0 | 0 | 0
2311 | Synthetic battery | battery | 0 | 0 | 0 | 0 | 0 | 0
2312 | Synthetic pumped | pumped | 7.2506 | 0 | 0 | 6.5255 | 0.13595 | 0
2312 | Synthetic battery | battery | 0 | 0 | 0 | 0 | 0 | 0
2313 | Synthetic pumped | pumped | 12 | 0 | 6.5255 | 17.3255 | 0.36095 | 1.7764e-15
2313 | Synthetic battery | battery | 6.5056 | 0 | 0 | 5.9979 | 0.29989 | 0
2314 | Synthetic pumped | pumped | 12 | 0 | 17.3255 | 28.1255 | 0.58595 | 0
2314 | Synthetic battery | battery | 10 | 0 | 5.9979 | 15.2174 | 0.76087 | 0
2315 | Synthetic pumped | pumped | 12 | 0 | 28.1255 | 38.9255 | 0.81095 | 0
2315 | Synthetic battery | battery | 5.1874 | 0 | 15.2174 | 20 | 1 | 0
2316 | Synthetic pumped | pumped | 10.0828 | 0 | 38.9255 | 48 | 1 | 0
2316 | Synthetic battery | battery | 0 | 0 | 20 | 20 | 1 | 0
2317 | Synthetic pumped | pumped | 0 | 0 | 48 | 48 | 1 | 0
2317 | Synthetic battery | battery | 0 | 0 | 20 | 20 | 1 | 0
2318 | Synthetic pumped | pumped | 0 | 0 | 48 | 48 | 1 | 0
2318 | Synthetic battery | battery | 0 | 0 | 20 | 20 | 1 | 0
2319 | Synthetic pumped | pumped | 0 | 0 | 48 | 48 | 1 | 0
2319 | Synthetic battery | battery | 0 | 0 | 20 | 20 | 1 | 0
2320 | Synthetic pumped | pumped | 0 | 0 | 48 | 48 | 1 | 0
2320 | Synthetic battery | battery | 0 | 0 | 20 | 20 | 1 | 0
2321 | Synthetic pumped | pumped | 0 | 0.051281 | 48 | 47.943 | 0.99881 | 0
2321 | Synthetic battery | battery | 0 | 0 | 20 | 20 | 1 | 0
2322 | Synthetic pumped | pumped | 0 | 12 | 47.943 | 34.6097 | 0.72104 | 3.5527e-15
2322 | Synthetic battery | battery | 0 | 6.3417 | 20 | 13.1215 | 0.65608 | 8.8818e-16
2323 | Synthetic pumped | pumped | 0 | 12 | 34.6097 | 21.2764 | 0.44326 | 0
2323 | Synthetic battery | battery | 0 | 4.7538 | 13.1215 | 7.9653 | 0.39827 | 0
2324 | Synthetic pumped | pumped | 0 | 12 | 21.2764 | 7.943 | 0.16548 | 0
2324 | Synthetic battery | battery | 0 | 7.3437 | 7.9653 | 0 | 0 | 0
2325 | Synthetic pumped | pumped | 0 | 7.1487 | 7.943 | 0 | 0 | 0
2325 | Synthetic battery | battery | 0 | 0 | 0 | 0 | 0 | 0
2326 | Synthetic pumped | pumped | 0 | 0 | 0 | 0 | 0 | 0
2326 | Synthetic battery | battery | 0 | 0 | 0 | 0 | 0 | 0
2327 | Synthetic pumped | pumped | 0 | 0 | 0 | 0 | 0 | 0
2327 | Synthetic battery | battery | 0 | 0 | 0 | 0 | 0 | 0
2328 | Synthetic pumped | pumped | 0 | 0 | 0 | 0 | 0 | 0
2328 | Synthetic battery | battery | 0 | 0 | 0 | 0 | 0 | 0
2329 | Synthetic pumped | pumped | 0 | 0 | 0 | 0 | 0 | 0
2329 | Synthetic battery | battery | 0 | 0 | 0 | 0 | 0 | 0
2330 | Synthetic pumped | pumped | 0 | 0 | 0 | 0 | 0 | 0
2330 | Synthetic battery | battery | 0 | 0 | 0 | 0 | 0 | 0
2331 | Synthetic pumped | pumped | 0 | 0 | 0 | 0 | 0 | 0
2331 | Synthetic battery | battery | 0 | 0 | 0 | 0 | 0 | 0
2332 | Synthetic pumped | pumped | 0 | 0 | 0 | 0 | 0 | 0
2332 | Synthetic battery | battery | 0 | 0 | 0 | 0 | 0 | 0
2333 | Synthetic pumped | pumped | 0 | 0 | 0 | 0 | 0 | 0
2333 | Synthetic battery | battery | 0 | 0 | 0 | 0 | 0 | 0
2334 | Synthetic pumped | pumped | 0 | 0 | 0 | 0 | 0 | 0
2334 | Synthetic battery | battery | 0 | 0 | 0 | 0 | 0 | 0
2335 | Synthetic pumped | pumped | 0 | 0 | 0 | 0 | 0 | 0
2335 | Synthetic battery | battery | 0 | 0 | 0 | 0 | 0 | 0
2336 | Synthetic pumped | pumped | 1.6688 | 0 | 0 | 1.5019 | 0.031289 | 0
2336 | Synthetic battery | battery | 0 | 0 | 0 | 0 | 0 | 0
2337 | Synthetic pumped | pumped | 8.0378 | 0 | 1.5019 | 8.7359 | 0.182 | -8.8818e-16
2337 | Synthetic battery | battery | 0 | 0 | 0 | 0 | 0 | 0
2338 | Synthetic pumped | pumped | 12 | 0 | 8.7359 | 19.5359 | 0.407 | 0
2338 | Synthetic battery | battery | 5.521 | 0 | 0 | 5.0902 | 0.25451 | 0
2339 | Synthetic pumped | pumped | 12 | 0 | 19.5359 | 30.3359 | 0.632 | 0
2339 | Synthetic battery | battery | 8.5588 | 0 | 5.0902 | 12.981 | 0.64905 | -8.8818e-16
2340 | Synthetic pumped | pumped | 12 | 0 | 30.3359 | 41.1359 | 0.857 | 3.5527e-15
2340 | Synthetic battery | battery | 7.6132 | 0 | 12.981 | 20 | 1 | 0
2341 | Synthetic pumped | pumped | 7.6268 | 0 | 41.1359 | 48 | 1 | 0
2341 | Synthetic battery | battery | 0 | 0 | 20 | 20 | 1 | 0
2342 | Synthetic pumped | pumped | 0 | 0 | 48 | 48 | 1 | 0
2342 | Synthetic battery | battery | 0 | 0 | 20 | 20 | 1 | 0
2343 | Synthetic pumped | pumped | 0 | 0 | 48 | 48 | 1 | 0
2343 | Synthetic battery | battery | 0 | 0 | 20 | 20 | 1 | 0
2344 | Synthetic pumped | pumped | 0 | 0 | 48 | 48 | 1 | 0
2344 | Synthetic battery | battery | 0 | 0 | 20 | 20 | 1 | 0
2345 | Synthetic pumped | pumped | 0 | 0 | 48 | 48 | 1 | 0
2345 | Synthetic battery | battery | 0 | 0 | 20 | 20 | 1 | 0
2346 | Synthetic pumped | pumped | 0 | 12 | 48 | 34.6667 | 0.72222 | 3.5527e-15
2346 | Synthetic battery | battery | 0 | 6.9461 | 20 | 12.4659 | 0.6233 | 8.8818e-16
2347 | Synthetic pumped | pumped | 0 | 12 | 34.6667 | 21.3333 | 0.44444 | 0
2347 | Synthetic battery | battery | 0 | 10 | 12.4659 | 1.6194 | 0.080969 | 0
2348 | Synthetic pumped | pumped | 0 | 12 | 21.3333 | 8 | 0.16667 | 0
2348 | Synthetic battery | battery | 0 | 1.493 | 1.6194 | 0 | 0 | 0
2349 | Synthetic pumped | pumped | 0 | 7.2 | 8 | 0 | 0 | 0
2349 | Synthetic battery | battery | 0 | 0 | 0 | 0 | 0 | 0
2350 | Synthetic pumped | pumped | 0 | 0 | 0 | 0 | 0 | 0
2350 | Synthetic battery | battery | 0 | 0 | 0 | 0 | 0 | 0
2351 | Synthetic pumped | pumped | 0 | 0 | 0 | 0 | 0 | 0
2351 | Synthetic battery | battery | 0 | 0 | 0 | 0 | 0 | 0
2352 | Synthetic pumped | pumped | 0 | 0 | 0 | 0 | 0 | 0
2352 | Synthetic battery | battery | 0 | 0 | 0 | 0 | 0 | 0
2353 | Synthetic pumped | pumped | 0 | 0 | 0 | 0 | 0 | 0
2353 | Synthetic battery | battery | 0 | 0 | 0 | 0 | 0 | 0
2354 | Synthetic pumped | pumped | 0 | 0 | 0 | 0 | 0 | 0
2354 | Synthetic battery | battery | 0 | 0 | 0 | 0 | 0 | 0
2355 | Synthetic pumped | pumped | 0 | 0 | 0 | 0 | 0 | 0
2355 | Synthetic battery | battery | 0 | 0 | 0 | 0 | 0 | 0
2356 | Synthetic pumped | pumped | 0 | 0 | 0 | 0 | 0 | 0
2356 | Synthetic battery | battery | 0 | 0 | 0 | 0 | 0 | 0
2357 | Synthetic pumped | pumped | 0 | 0 | 0 | 0 | 0 | 0
2357 | Synthetic battery | battery | 0 | 0 | 0 | 0 | 0 | 0
2358 | Synthetic pumped | pumped | 0 | 0 | 0 | 0 | 0 | 0
2358 | Synthetic battery | battery | 0 | 0 | 0 | 0 | 0 | 0
2359 | Synthetic pumped | pumped | 0 | 0 | 0 | 0 | 0 | 0
2359 | Synthetic battery | battery | 0 | 0 | 0 | 0 | 0 | 0
2360 | Synthetic pumped | pumped | 0 | 0 | 0 | 0 | 0 | 0
2360 | Synthetic battery | battery | 0 | 0 | 0 | 0 | 0 | 0
2361 | Synthetic pumped | pumped | 3.7495 | 0 | 0 | 3.3746 | 0.070303 | 0
2361 | Synthetic battery | battery | 0 | 0 | 0 | 0 | 0 | 0
2362 | Synthetic pumped | pumped | 5.1315 | 0 | 3.3746 | 7.9929 | 0.16652 | 0
2362 | Synthetic battery | battery | 0 | 0 | 0 | 0 | 0 | 0
2363 | Synthetic pumped | pumped | 12 | 0 | 7.9929 | 18.7929 | 0.39152 | 0
2363 | Synthetic battery | battery | 3.5379 | 0 | 0 | 3.2618 | 0.16309 | 0
2364 | Synthetic pumped | pumped | 12 | 0 | 18.7929 | 29.5929 | 0.61652 | 0
2364 | Synthetic battery | battery | 5.3169 | 0 | 3.2618 | 8.1637 | 0.40819 | 8.8818e-16
2365 | Synthetic pumped | pumped | 12 | 0 | 29.5929 | 40.3929 | 0.84152 | 0
2365 | Synthetic battery | battery | 7.0288 | 0 | 8.1637 | 14.644 | 0.7322 | -8.8818e-16
2366 | Synthetic pumped | pumped | 7.699 | 0 | 40.3929 | 47.322 | 0.98588 | -2.6645e-15
2366 | Synthetic battery | battery | 0 | 0 | 14.644 | 14.644 | 0.7322 | 0
2367 | Synthetic pumped | pumped | 0.7533 | 0 | 47.322 | 48 | 1 | 0
2367 | Synthetic battery | battery | 5.8094 | 0 | 14.644 | 20 | 1 | 0
2368 | Synthetic pumped | pumped | 0 | 0 | 48 | 48 | 1 | 0
2368 | Synthetic battery | battery | 0 | 0 | 20 | 20 | 1 | 0
2369 | Synthetic pumped | pumped | 0 | 4.9605 | 48 | 42.4884 | 0.88517 | -3.5527e-15
2369 | Synthetic battery | battery | 0 | 0 | 20 | 20 | 1 | 0
2370 | Synthetic pumped | pumped | 0 | 12 | 42.4884 | 29.155 | 0.6074 | 0
2370 | Synthetic battery | battery | 0 | 9.198 | 20 | 10.0234 | 0.50117 | 0
2371 | Synthetic pumped | pumped | 0 | 12 | 29.155 | 15.8217 | 0.32962 | 0
2371 | Synthetic battery | battery | 0 | 9.2411 | 10.0234 | 0 | 0 | 0
2372 | Synthetic pumped | pumped | 0 | 12 | 15.8217 | 2.4884 | 0.051841 | 0
2372 | Synthetic battery | battery | 0 | 0 | 0 | 0 | 0 | 0
2373 | Synthetic pumped | pumped | 0 | 2.2395 | 2.4884 | -4.4409e-16 | -9.2519e-18 | 0
2373 | Synthetic battery | battery | 0 | 0 | 0 | 0 | 0 | 0
2374 | Synthetic pumped | pumped | 0 | -3.9968e-16 | -4.4409e-16 | 0 | 0 | 0
2374 | Synthetic battery | battery | 0 | 0 | 0 | 0 | 0 | 0
2375 | Synthetic pumped | pumped | 0 | 0 | 0 | 0 | 0 | 0
2375 | Synthetic battery | battery | 0 | 0 | 0 | 0 | 0 | 0
2376 | Synthetic pumped | pumped | 0 | 0 | 0 | 0 | 0 | 0
2376 | Synthetic battery | battery | 0 | 0 | 0 | 0 | 0 | 0
2377 | Synthetic pumped | pumped | 0 | 0 | 0 | 0 | 0 | 0
2377 | Synthetic battery | battery | 0 | 0 | 0 | 0 | 0 | 0
2378 | Synthetic pumped | pumped | 0 | 0 | 0 | 0 | 0 | 0
2378 | Synthetic battery | battery | 0 | 0 | 0 | 0 | 0 | 0
2379 | Synthetic pumped | pumped | 0 | 0 | 0 | 0 | 0 | 0
2379 | Synthetic battery | battery | 0 | 0 | 0 | 0 | 0 | 0
2380 | Synthetic pumped | pumped | 0 | 0 | 0 | 0 | 0 | 0
2380 | Synthetic battery | battery | 0 | 0 | 0 | 0 | 0 | 0
2381 | Synthetic pumped | pumped | 0 | 0 | 0 | 0 | 0 | 0
2381 | Synthetic battery | battery | 0 | 0 | 0 | 0 | 0 | 0
2382 | Synthetic pumped | pumped | 0 | 0 | 0 | 0 | 0 | 0
2382 | Synthetic battery | battery | 0 | 0 | 0 | 0 | 0 | 0
2383 | Synthetic pumped | pumped | 0 | 0 | 0 | 0 | 0 | 0
2383 | Synthetic battery | battery | 0 | 0 | 0 | 0 | 0 | 0
2384 | Synthetic pumped | pumped | 0 | 0 | 0 | 0 | 0 | 0
2384 | Synthetic battery | battery | 0 | 0 | 0 | 0 | 0 | 0
2385 | Synthetic pumped | pumped | 3.9626 | 0 | 0 | 3.5663 | 0.074299 | 0
2385 | Synthetic battery | battery | 0 | 0 | 0 | 0 | 0 | 0
2386 | Synthetic pumped | pumped | 12 | 0 | 3.5663 | 14.3663 | 0.2993 | 0
2386 | Synthetic battery | battery | 1.7197 | 0 | 0 | 1.5855 | 0.079276 | 0
2387 | Synthetic pumped | pumped | 12 | 0 | 14.3663 | 25.1663 | 0.5243 | 0
2387 | Synthetic battery | battery | 0.45939 | 0 | 1.5855 | 2.009 | 0.10045 | -5.5511e-17
2388 | Synthetic pumped | pumped | 12 | 0 | 25.1663 | 35.9663 | 0.7493 | 3.5527e-15
2388 | Synthetic battery | battery | 2.8698 | 0 | 2.009 | 4.6549 | 0.23274 | -4.4409e-16
2389 | Synthetic pumped | pumped | 12 | 0 | 35.9663 | 46.7663 | 0.9743 | -3.5527e-15
2389 | Synthetic battery | battery | 7.0375 | 0 | 4.6549 | 11.1432 | 0.55716 | 0
2390 | Synthetic pumped | pumped | 1.3707 | 0 | 46.7663 | 48 | 1 | 0
2390 | Synthetic battery | battery | 9.6066 | 0 | 11.1432 | 20 | 1 | 0
2391 | Synthetic pumped | pumped | 0 | 0 | 48 | 48 | 1 | 0
2391 | Synthetic battery | battery | 0 | 0 | 20 | 20 | 1 | 0
2392 | Synthetic pumped | pumped | 0 | 0 | 48 | 48 | 1 | 0
2392 | Synthetic battery | battery | 0 | 0 | 20 | 20 | 1 | 0
2393 | Synthetic pumped | pumped | 0 | 0.71382 | 48 | 47.2069 | 0.98348 | 2.3315e-15
2393 | Synthetic battery | battery | 0 | 0 | 20 | 20 | 1 | 0
2394 | Synthetic pumped | pumped | 0 | 12 | 47.2069 | 33.8735 | 0.7057 | -3.5527e-15
2394 | Synthetic battery | battery | 0 | 5.8788 | 20 | 13.6236 | 0.68118 | 0
2395 | Synthetic pumped | pumped | 0 | 12 | 33.8735 | 20.5402 | 0.42792 | 0
2395 | Synthetic battery | battery | 0 | 10 | 13.6236 | 2.7771 | 0.13885 | 0
2396 | Synthetic pumped | pumped | 0 | 12 | 20.5402 | 7.2069 | 0.15014 | 0
2396 | Synthetic battery | battery | 0 | 2.5603 | 2.7771 | 0 | 0 | 0
2397 | Synthetic pumped | pumped | 0 | 6.4862 | 7.2069 | 0 | 0 | 0
2397 | Synthetic battery | battery | 0 | 0 | 0 | 0 | 0 | 0
2398 | Synthetic pumped | pumped | 0 | 0 | 0 | 0 | 0 | 0
2398 | Synthetic battery | battery | 0 | 0 | 0 | 0 | 0 | 0
2399 | Synthetic pumped | pumped | 0 | 0 | 0 | 0 | 0 | 0
2399 | Synthetic battery | battery | 0 | 0 | 0 | 0 | 0 | 0
2400 | Synthetic pumped | pumped | 0 | 0 | 0 | 0 | 0 | 0
2400 | Synthetic battery | battery | 0 | 0 | 0 | 0 | 0 | 0
2401 | Synthetic pumped | pumped | 0 | 0 | 0 | 0 | 0 | 0
2401 | Synthetic battery | battery | 0 | 0 | 0 | 0 | 0 | 0
2402 | Synthetic pumped | pumped | 0 | 0 | 0 | 0 | 0 | 0
2402 | Synthetic battery | battery | 0 | 0 | 0 | 0 | 0 | 0
2403 | Synthetic pumped | pumped | 0 | 0 | 0 | 0 | 0 | 0
2403 | Synthetic battery | battery | 0 | 0 | 0 | 0 | 0 | 0
2404 | Synthetic pumped | pumped | 0 | 0 | 0 | 0 | 0 | 0
2404 | Synthetic battery | battery | 0 | 0 | 0 | 0 | 0 | 0
2405 | Synthetic pumped | pumped | 0 | 0 | 0 | 0 | 0 | 0
2405 | Synthetic battery | battery | 0 | 0 | 0 | 0 | 0 | 0
2406 | Synthetic pumped | pumped | 0 | 0 | 0 | 0 | 0 | 0
2406 | Synthetic battery | battery | 0 | 0 | 0 | 0 | 0 | 0
2407 | Synthetic pumped | pumped | 0 | 0 | 0 | 0 | 0 | 0
2407 | Synthetic battery | battery | 0 | 0 | 0 | 0 | 0 | 0
2408 | Synthetic pumped | pumped | 0 | 0 | 0 | 0 | 0 | 0
2408 | Synthetic battery | battery | 0 | 0 | 0 | 0 | 0 | 0
2409 | Synthetic pumped | pumped | 0 | 0 | 0 | 0 | 0 | 0
2409 | Synthetic battery | battery | 0 | 0 | 0 | 0 | 0 | 0
2410 | Synthetic pumped | pumped | 11.7849 | 0 | 0 | 10.6065 | 0.22097 | 0
2410 | Synthetic battery | battery | 0 | 0 | 0 | 0 | 0 | 0
2411 | Synthetic pumped | pumped | 12 | 0 | 10.6065 | 21.4065 | 0.44597 | 0
2411 | Synthetic battery | battery | 5.1628 | 0 | 0 | 4.7599 | 0.23799 | 0
2412 | Synthetic pumped | pumped | 12 | 0 | 21.4065 | 32.2065 | 0.67097 | 3.5527e-15
2412 | Synthetic battery | battery | 1.4335 | 0 | 4.7599 | 6.0814 | 0.30407 | -2.2204e-16
2413 | Synthetic pumped | pumped | 12 | 0 | 32.2065 | 43.0065 | 0.89597 | -3.5527e-15
2413 | Synthetic battery | battery | 0.904 | 0 | 6.0814 | 6.9149 | 0.34574 | 0
2414 | Synthetic pumped | pumped | 5.5484 | 0 | 43.0065 | 48 | 1 | 0
2414 | Synthetic battery | battery | 5.2085 | 0 | 6.9149 | 11.7169 | 0.58585 | 0
2415 | Synthetic pumped | pumped | 0 | 0 | 48 | 48 | 1 | 0
2415 | Synthetic battery | battery | 6.9339 | 0 | 11.7169 | 18.1097 | 0.90548 | -8.8818e-16
2416 | Synthetic pumped | pumped | 0 | 0 | 48 | 48 | 1 | 0
2416 | Synthetic battery | battery | 0 | 0 | 18.1097 | 18.1097 | 0.90548 | 0
2417 | Synthetic pumped | pumped | 0 | 6.2843 | 48 | 41.0174 | 0.85453 | 2.6645e-15
2417 | Synthetic battery | battery | 0 | 0 | 18.1097 | 18.1097 | 0.90548 | 0
2418 | Synthetic pumped | pumped | 0 | 12 | 41.0174 | 27.6841 | 0.57675 | 0
2418 | Synthetic battery | battery | 0 | 10 | 18.1097 | 7.2631 | 0.36316 | 0
2419 | Synthetic pumped | pumped | 0 | 12 | 27.6841 | 14.3507 | 0.29897 | 0
2419 | Synthetic battery | battery | 0 | 6.6963 | 7.2631 | 0 | 0 | 0
2420 | Synthetic pumped | pumped | 0 | 12 | 14.3507 | 1.0174 | 0.021196 | 0
2420 | Synthetic battery | battery | 0 | 0 | 0 | 0 | 0 | 0
2421 | Synthetic pumped | pumped | 0 | 0.91567 | 1.0174 | 0 | 0 | 0
2421 | Synthetic battery | battery | 0 | 0 | 0 | 0 | 0 | 0
2422 | Synthetic pumped | pumped | 0 | 0 | 0 | 0 | 0 | 0
2422 | Synthetic battery | battery | 0 | 0 | 0 | 0 | 0 | 0
2423 | Synthetic pumped | pumped | 0 | 0 | 0 | 0 | 0 | 0
2423 | Synthetic battery | battery | 0 | 0 | 0 | 0 | 0 | 0
2424 | Synthetic pumped | pumped | 0 | 0 | 0 | 0 | 0 | 0
2424 | Synthetic battery | battery | 0 | 0 | 0 | 0 | 0 | 0
2425 | Synthetic pumped | pumped | 0 | 0 | 0 | 0 | 0 | 0
2425 | Synthetic battery | battery | 0 | 0 | 0 | 0 | 0 | 0
2426 | Synthetic pumped | pumped | 0 | 0 | 0 | 0 | 0 | 0
2426 | Synthetic battery | battery | 0 | 0 | 0 | 0 | 0 | 0
2427 | Synthetic pumped | pumped | 0 | 0 | 0 | 0 | 0 | 0
2427 | Synthetic battery | battery | 0 | 0 | 0 | 0 | 0 | 0
2428 | Synthetic pumped | pumped | 0 | 0 | 0 | 0 | 0 | 0
2428 | Synthetic battery | battery | 0 | 0 | 0 | 0 | 0 | 0
2429 | Synthetic pumped | pumped | 0 | 0 | 0 | 0 | 0 | 0
2429 | Synthetic battery | battery | 0 | 0 | 0 | 0 | 0 | 0
2430 | Synthetic pumped | pumped | 0 | 0 | 0 | 0 | 0 | 0
2430 | Synthetic battery | battery | 0 | 0 | 0 | 0 | 0 | 0
2431 | Synthetic pumped | pumped | 0 | 0 | 0 | 0 | 0 | 0
2431 | Synthetic battery | battery | 0 | 0 | 0 | 0 | 0 | 0
2432 | Synthetic pumped | pumped | 0 | 0 | 0 | 0 | 0 | 0
2432 | Synthetic battery | battery | 0 | 0 | 0 | 0 | 0 | 0
2433 | Synthetic pumped | pumped | 12 | 0 | 0 | 10.8 | 0.225 | 0
2433 | Synthetic battery | battery | 0.56145 | 0 | 0 | 0.51763 | 0.025882 | 0
2434 | Synthetic pumped | pumped | 12 | 0 | 10.8 | 21.6 | 0.45 | 0
2434 | Synthetic battery | battery | 5.1361 | 0 | 0.51763 | 5.2529 | 0.26264 | 0
2435 | Synthetic pumped | pumped | 12 | 0 | 21.6 | 32.4 | 0.675 | 3.5527e-15
2435 | Synthetic battery | battery | 8.3313 | 0 | 5.2529 | 12.9339 | 0.6467 | 0
2436 | Synthetic pumped | pumped | 12 | 0 | 32.4 | 43.2 | 0.9 | -3.5527e-15
2436 | Synthetic battery | battery | 7.6642 | 0 | 12.9339 | 20 | 1 | 0
2437 | Synthetic pumped | pumped | 5.3333 | 0 | 43.2 | 48 | 1 | 0
2437 | Synthetic battery | battery | 0 | 0 | 20 | 20 | 1 | 0
2438 | Synthetic pumped | pumped | 0 | 0 | 48 | 48 | 1 | 0
2438 | Synthetic battery | battery | 0 | 0 | 20 | 20 | 1 | 0
2439 | Synthetic pumped | pumped | 0 | 0 | 48 | 48 | 1 | 0
2439 | Synthetic battery | battery | 0 | 0 | 20 | 20 | 1 | 0
2440 | Synthetic pumped | pumped | 0 | 0 | 48 | 48 | 1 | 0
2440 | Synthetic battery | battery | 0 | 0 | 20 | 20 | 1 | 0
2441 | Synthetic pumped | pumped | 0 | 7.5803 | 48 | 39.5775 | 0.82453 | 1.7764e-15
2441 | Synthetic battery | battery | 0 | 0 | 20 | 20 | 1 | 0
2442 | Synthetic pumped | pumped | 0 | 12 | 39.5775 | 26.2441 | 0.54675 | 0
2442 | Synthetic battery | battery | 0 | 8.9684 | 20 | 10.2724 | 0.51362 | 0
2443 | Synthetic pumped | pumped | 0 | 12 | 26.2441 | 12.9108 | 0.26897 | 0
2443 | Synthetic battery | battery | 0 | 9.4706 | 10.2724 | 0 | 0 | 0
2444 | Synthetic pumped | pumped | 0 | 11.6197 | 12.9108 | 0 | 0 | 0
2444 | Synthetic battery | battery | 0 | 0 | 0 | 0 | 0 | 0
2445 | Synthetic pumped | pumped | 0 | 0 | 0 | 0 | 0 | 0
2445 | Synthetic battery | battery | 0 | 0 | 0 | 0 | 0 | 0
2446 | Synthetic pumped | pumped | 0 | 0 | 0 | 0 | 0 | 0
2446 | Synthetic battery | battery | 0 | 0 | 0 | 0 | 0 | 0
2447 | Synthetic pumped | pumped | 0 | 0 | 0 | 0 | 0 | 0
2447 | Synthetic battery | battery | 0 | 0 | 0 | 0 | 0 | 0
2448 | Synthetic pumped | pumped | 0 | 0 | 0 | 0 | 0 | 0
2448 | Synthetic battery | battery | 0 | 0 | 0 | 0 | 0 | 0
2449 | Synthetic pumped | pumped | 0 | 0 | 0 | 0 | 0 | 0
2449 | Synthetic battery | battery | 0 | 0 | 0 | 0 | 0 | 0
2450 | Synthetic pumped | pumped | 0 | 0 | 0 | 0 | 0 | 0
2450 | Synthetic battery | battery | 0 | 0 | 0 | 0 | 0 | 0
2451 | Synthetic pumped | pumped | 0 | 0 | 0 | 0 | 0 | 0
2451 | Synthetic battery | battery | 0 | 0 | 0 | 0 | 0 | 0
2452 | Synthetic pumped | pumped | 0 | 0 | 0 | 0 | 0 | 0
2452 | Synthetic battery | battery | 0 | 0 | 0 | 0 | 0 | 0
2453 | Synthetic pumped | pumped | 0 | 0 | 0 | 0 | 0 | 0
2453 | Synthetic battery | battery | 0 | 0 | 0 | 0 | 0 | 0
2454 | Synthetic pumped | pumped | 0 | 0 | 0 | 0 | 0 | 0
2454 | Synthetic battery | battery | 0 | 0 | 0 | 0 | 0 | 0
2455 | Synthetic pumped | pumped | 0 | 0 | 0 | 0 | 0 | 0
2455 | Synthetic battery | battery | 0 | 0 | 0 | 0 | 0 | 0
2456 | Synthetic pumped | pumped | 0 | 0 | 0 | 0 | 0 | 0
2456 | Synthetic battery | battery | 0 | 0 | 0 | 0 | 0 | 0
2457 | Synthetic pumped | pumped | 7.0051 | 0 | 0 | 6.3046 | 0.13134 | 0
2457 | Synthetic battery | battery | 0 | 0 | 0 | 0 | 0 | 0
2458 | Synthetic pumped | pumped | 12 | 0 | 6.3046 | 17.1046 | 0.35634 | 1.7764e-15
2458 | Synthetic battery | battery | 1.5097 | 0 | 0 | 1.3919 | 0.069594 | 0
2459 | Synthetic pumped | pumped | 12 | 0 | 17.1046 | 27.9046 | 0.58134 | 0
2459 | Synthetic battery | battery | 10 | 0 | 1.3919 | 10.6114 | 0.53057 | 0
2460 | Synthetic pumped | pumped | 12 | 0 | 27.9046 | 38.7046 | 0.80634 | 0
2460 | Synthetic battery | battery | 8.8653 | 0 | 10.6114 | 18.7848 | 0.93924 | -1.7764e-15
2461 | Synthetic pumped | pumped | 10.3283 | 0 | 38.7046 | 48 | 1 | 0
2461 | Synthetic battery | battery | 1.3181 | 0 | 18.7848 | 20 | 1 | 0
2462 | Synthetic pumped | pumped | 0 | 0 | 48 | 48 | 1 | 0
2462 | Synthetic battery | battery | 0 | 0 | 20 | 20 | 1 | 0
2463 | Synthetic pumped | pumped | 0 | 0 | 48 | 48 | 1 | 0
2463 | Synthetic battery | battery | 0 | 0 | 20 | 20 | 1 | 0
2464 | Synthetic pumped | pumped | 0 | 0 | 48 | 48 | 1 | 0
2464 | Synthetic battery | battery | 0 | 0 | 20 | 20 | 1 | 0
2465 | Synthetic pumped | pumped | 0 | 6.3628 | 48 | 40.9302 | 0.85271 | 0
2465 | Synthetic battery | battery | 0 | 0 | 20 | 20 | 1 | 0
2466 | Synthetic pumped | pumped | 0 | 12 | 40.9302 | 27.5969 | 0.57493 | 0
2466 | Synthetic battery | battery | 0 | 10 | 20 | 9.1535 | 0.45767 | 0
2467 | Synthetic pumped | pumped | 0 | 12 | 27.5969 | 14.2635 | 0.29716 | 0
2467 | Synthetic battery | battery | 0 | 8.4391 | 9.1535 | 0 | 0 | 0
2468 | Synthetic pumped | pumped | 0 | 12 | 14.2635 | 0.93021 | 0.019379 | 0
2468 | Synthetic battery | battery | 0 | 0 | 0 | 0 | 0 | 0
2469 | Synthetic pumped | pumped | 0 | 0.83719 | 0.93021 | 0 | 0 | 0
2469 | Synthetic battery | battery | 0 | 0 | 0 | 0 | 0 | 0
2470 | Synthetic pumped | pumped | 0 | 0 | 0 | 0 | 0 | 0
2470 | Synthetic battery | battery | 0 | 0 | 0 | 0 | 0 | 0
2471 | Synthetic pumped | pumped | 0 | 0 | 0 | 0 | 0 | 0
2471 | Synthetic battery | battery | 0 | 0 | 0 | 0 | 0 | 0
2472 | Synthetic pumped | pumped | 0 | 0 | 0 | 0 | 0 | 0
2472 | Synthetic battery | battery | 0 | 0 | 0 | 0 | 0 | 0
2473 | Synthetic pumped | pumped | 0 | 0 | 0 | 0 | 0 | 0
2473 | Synthetic battery | battery | 0 | 0 | 0 | 0 | 0 | 0
2474 | Synthetic pumped | pumped | 0 | 0 | 0 | 0 | 0 | 0
2474 | Synthetic battery | battery | 0 | 0 | 0 | 0 | 0 | 0
2475 | Synthetic pumped | pumped | 0 | 0 | 0 | 0 | 0 | 0
2475 | Synthetic battery | battery | 0 | 0 | 0 | 0 | 0 | 0
2476 | Synthetic pumped | pumped | 0 | 0 | 0 | 0 | 0 | 0
2476 | Synthetic battery | battery | 0 | 0 | 0 | 0 | 0 | 0
2477 | Synthetic pumped | pumped | 0 | 0 | 0 | 0 | 0 | 0
2477 | Synthetic battery | battery | 0 | 0 | 0 | 0 | 0 | 0
2478 | Synthetic pumped | pumped | 0 | 0 | 0 | 0 | 0 | 0
2478 | Synthetic battery | battery | 0 | 0 | 0 | 0 | 0 | 0
2479 | Synthetic pumped | pumped | 0 | 0 | 0 | 0 | 0 | 0
2479 | Synthetic battery | battery | 0 | 0 | 0 | 0 | 0 | 0
2480 | Synthetic pumped | pumped | 0 | 0 | 0 | 0 | 0 | 0
2480 | Synthetic battery | battery | 0 | 0 | 0 | 0 | 0 | 0
2481 | Synthetic pumped | pumped | 9.6576 | 0 | 0 | 8.6918 | 0.18108 | 0
2481 | Synthetic battery | battery | 0 | 0 | 0 | 0 | 0 | 0
2482 | Synthetic pumped | pumped | 12 | 0 | 8.6918 | 19.4918 | 0.40608 | 0
2482 | Synthetic battery | battery | 9.3978 | 0 | 0 | 8.6644 | 0.43322 | 0
2483 | Synthetic pumped | pumped | 12 | 0 | 19.4918 | 30.2918 | 0.63108 | 0
2483 | Synthetic battery | battery | 4.3413 | 0 | 8.6644 | 12.6668 | 0.63334 | 0
2484 | Synthetic pumped | pumped | 12 | 0 | 30.2918 | 41.0918 | 0.85608 | 0
2484 | Synthetic battery | battery | 7.9539 | 0 | 12.6668 | 20 | 1 | 0
2485 | Synthetic pumped | pumped | 7.6758 | 0 | 41.0918 | 48 | 1 | 0
2485 | Synthetic battery | battery | 0 | 0 | 20 | 20 | 1 | 0
2486 | Synthetic pumped | pumped | 0 | 0 | 48 | 48 | 1 | 0
2486 | Synthetic battery | battery | 0 | 0 | 20 | 20 | 1 | 0
2487 | Synthetic pumped | pumped | 0 | 0 | 48 | 48 | 1 | 0
2487 | Synthetic battery | battery | 0 | 0 | 20 | 20 | 1 | 0
2488 | Synthetic pumped | pumped | 0 | 0 | 48 | 48 | 1 | 0
2488 | Synthetic battery | battery | 0 | 0 | 20 | 20 | 1 | 0
2489 | Synthetic pumped | pumped | 0 | 1.8323 | 48 | 45.9641 | 0.95759 | 3.1086e-15
2489 | Synthetic battery | battery | 0 | 0 | 20 | 20 | 1 | 0
2490 | Synthetic pumped | pumped | 0 | 12 | 45.9641 | 32.6308 | 0.67981 | 3.5527e-15
2490 | Synthetic battery | battery | 0 | 8.3795 | 20 | 10.9112 | 0.54556 | 0
2491 | Synthetic pumped | pumped | 0 | 12 | 32.6308 | 19.2974 | 0.40203 | 0
2491 | Synthetic battery | battery | 0 | 10 | 10.9112 | 0.064677 | 0.0032338 | 0
2492 | Synthetic pumped | pumped | 0 | 12 | 19.2974 | 5.9641 | 0.12425 | 0
2492 | Synthetic battery | battery | 0 | 0.059629 | 0.064677 | 0 | 0 | 0
2493 | Synthetic pumped | pumped | 0 | 5.3677 | 5.9641 | 0 | 0 | 0
2493 | Synthetic battery | battery | 0 | 0 | 0 | 0 | 0 | 0
2494 | Synthetic pumped | pumped | 0 | 0 | 0 | 0 | 0 | 0
2494 | Synthetic battery | battery | 0 | 0 | 0 | 0 | 0 | 0
2495 | Synthetic pumped | pumped | 0 | 0 | 0 | 0 | 0 | 0
2495 | Synthetic battery | battery | 0 | 0 | 0 | 0 | 0 | 0
2496 | Synthetic pumped | pumped | 0 | 0 | 0 | 0 | 0 | 0
2496 | Synthetic battery | battery | 0 | 0 | 0 | 0 | 0 | 0
2497 | Synthetic pumped | pumped | 0 | 0 | 0 | 0 | 0 | 0
2497 | Synthetic battery | battery | 0 | 0 | 0 | 0 | 0 | 0
2498 | Synthetic pumped | pumped | 0 | 0 | 0 | 0 | 0 | 0
2498 | Synthetic battery | battery | 0 | 0 | 0 | 0 | 0 | 0
2499 | Synthetic pumped | pumped | 0 | 0 | 0 | 0 | 0 | 0
2499 | Synthetic battery | battery | 0 | 0 | 0 | 0 | 0 | 0
2500 | Synthetic pumped | pumped | 0 | 0 | 0 | 0 | 0 | 0
2500 | Synthetic battery | battery | 0 | 0 | 0 | 0 | 0 | 0
2501 | Synthetic pumped | pumped | 0 | 0 | 0 | 0 | 0 | 0
2501 | Synthetic battery | battery | 0 | 0 | 0 | 0 | 0 | 0
2502 | Synthetic pumped | pumped | 0 | 0 | 0 | 0 | 0 | 0
2502 | Synthetic battery | battery | 0 | 0 | 0 | 0 | 0 | 0
2503 | Synthetic pumped | pumped | 0 | 0 | 0 | 0 | 0 | 0
2503 | Synthetic battery | battery | 0 | 0 | 0 | 0 | 0 | 0
2504 | Synthetic pumped | pumped | 0.79405 | 0 | 0 | 0.71465 | 0.014888 | 0
2504 | Synthetic battery | battery | 0 | 0 | 0 | 0 | 0 | 0
2505 | Synthetic pumped | pumped | 9.4702 | 0 | 0.71465 | 9.2378 | 0.19245 | 0
2505 | Synthetic battery | battery | 0 | 0 | 0 | 0 | 0 | 0
2506 | Synthetic pumped | pumped | 12 | 0 | 9.2378 | 20.0378 | 0.41745 | 1.7764e-15
2506 | Synthetic battery | battery | 2.5568 | 0 | 0 | 2.3573 | 0.11786 | 0
2507 | Synthetic pumped | pumped | 12 | 0 | 20.0378 | 30.8378 | 0.64245 | 0
2507 | Synthetic battery | battery | 7.4191 | 0 | 2.3573 | 9.1974 | 0.45987 | 0
2508 | Synthetic pumped | pumped | 12 | 0 | 30.8378 | 41.6378 | 0.86745 | 0
2508 | Synthetic battery | battery | 7.587 | 0 | 9.1974 | 16.1922 | 0.80961 | 1.7764e-15
2509 | Synthetic pumped | pumped | 7.0691 | 0 | 41.6378 | 48 | 1 | 0
2509 | Synthetic battery | battery | 4.1301 | 0 | 16.1922 | 20 | 1 | 0
2510 | Synthetic pumped | pumped | 0 | 0 | 48 | 48 | 1 | 0
2510 | Synthetic battery | battery | 0 | 0 | 20 | 20 | 1 | 0
2511 | Synthetic pumped | pumped | 0 | 0 | 48 | 48 | 1 | 0
2511 | Synthetic battery | battery | 0 | 0 | 20 | 20 | 1 | 0
2512 | Synthetic pumped | pumped | 0 | 0 | 48 | 48 | 1 | 0
2512 | Synthetic battery | battery | 0 | 0 | 20 | 20 | 1 | 0
2513 | Synthetic pumped | pumped | 0 | 0.56395 | 48 | 47.3734 | 0.98695 | -2.3315e-15
2513 | Synthetic battery | battery | 0 | 0 | 20 | 20 | 1 | 0
2514 | Synthetic pumped | pumped | 0 | 12 | 47.3734 | 34.0401 | 0.70917 | -3.5527e-15
2514 | Synthetic battery | battery | 0 | 5.2724 | 20 | 14.2813 | 0.71407 | -8.8818e-16
2515 | Synthetic pumped | pumped | 0 | 12 | 34.0401 | 20.7067 | 0.43139 | 0
2515 | Synthetic battery | battery | 0 | 8.1018 | 14.2813 | 5.4937 | 0.27469 | 0
2516 | Synthetic pumped | pumped | 0 | 12 | 20.7067 | 7.3734 | 0.15361 | 0
2516 | Synthetic battery | battery | 0 | 5.0649 | 5.4937 | 0 | 0 | 0
2517 | Synthetic pumped | pumped | 0 | 6.6361 | 7.3734 | 0 | 0 | 0
2517 | Synthetic battery | battery | 0 | 0 | 0 | 0 | 0 | 0
2518 | Synthetic pumped | pumped | 0 | 0 | 0 | 0 | 0 | 0
2518 | Synthetic battery | battery | 0 | 0 | 0 | 0 | 0 | 0
2519 | Synthetic pumped | pumped | 0 | 0 | 0 | 0 | 0 | 0
2519 | Synthetic battery | battery | 0 | 0 | 0 | 0 | 0 | 0
2520 | Synthetic pumped | pumped | 0 | 0 | 0 | 0 | 0 | 0
2520 | Synthetic battery | battery | 0 | 0 | 0 | 0 | 0 | 0
2521 | Synthetic pumped | pumped | 0 | 0 | 0 | 0 | 0 | 0
2521 | Synthetic battery | battery | 0 | 0 | 0 | 0 | 0 | 0
2522 | Synthetic pumped | pumped | 0 | 0 | 0 | 0 | 0 | 0
2522 | Synthetic battery | battery | 0 | 0 | 0 | 0 | 0 | 0
2523 | Synthetic pumped | pumped | 0 | 0 | 0 | 0 | 0 | 0
2523 | Synthetic battery | battery | 0 | 0 | 0 | 0 | 0 | 0
2524 | Synthetic pumped | pumped | 0 | 0 | 0 | 0 | 0 | 0
2524 | Synthetic battery | battery | 0 | 0 | 0 | 0 | 0 | 0
2525 | Synthetic pumped | pumped | 0 | 0 | 0 | 0 | 0 | 0
2525 | Synthetic battery | battery | 0 | 0 | 0 | 0 | 0 | 0
2526 | Synthetic pumped | pumped | 0 | 0 | 0 | 0 | 0 | 0
2526 | Synthetic battery | battery | 0 | 0 | 0 | 0 | 0 | 0
2527 | Synthetic pumped | pumped | 0 | 0 | 0 | 0 | 0 | 0
2527 | Synthetic battery | battery | 0 | 0 | 0 | 0 | 0 | 0
2528 | Synthetic pumped | pumped | 0 | 0 | 0 | 0 | 0 | 0
2528 | Synthetic battery | battery | 0 | 0 | 0 | 0 | 0 | 0
2529 | Synthetic pumped | pumped | 9.794 | 0 | 0 | 8.8146 | 0.18364 | 0
2529 | Synthetic battery | battery | 0 | 0 | 0 | 0 | 0 | 0
2530 | Synthetic pumped | pumped | 12 | 0 | 8.8146 | 19.6146 | 0.40864 | -1.7764e-15
2530 | Synthetic battery | battery | 7.8016 | 0 | 0 | 7.1927 | 0.35964 | 0
2531 | Synthetic pumped | pumped | 12 | 0 | 19.6146 | 30.4146 | 0.63364 | 0
2531 | Synthetic battery | battery | 10 | 0 | 7.1927 | 16.4123 | 0.82061 | 1.7764e-15
2532 | Synthetic pumped | pumped | 12 | 0 | 30.4146 | 41.2146 | 0.85864 | 0
2532 | Synthetic battery | battery | 3.8914 | 0 | 16.4123 | 20 | 1 | 0
2533 | Synthetic pumped | pumped | 7.5393 | 0 | 41.2146 | 48 | 1 | 0
2533 | Synthetic battery | battery | 0 | 0 | 20 | 20 | 1 | 0
2534 | Synthetic pumped | pumped | 0 | 0 | 48 | 48 | 1 | 0
2534 | Synthetic battery | battery | 0 | 0 | 20 | 20 | 1 | 0
2535 | Synthetic pumped | pumped | 0 | 0 | 48 | 48 | 1 | 0
2535 | Synthetic battery | battery | 0 | 0 | 20 | 20 | 1 | 0
2536 | Synthetic pumped | pumped | 0 | 0 | 48 | 48 | 1 | 0
2536 | Synthetic battery | battery | 0 | 0 | 20 | 20 | 1 | 0
2537 | Synthetic pumped | pumped | 0 | 1.8655 | 48 | 45.9272 | 0.95682 | 2.2204e-15
2537 | Synthetic battery | battery | 0 | 0 | 20 | 20 | 1 | 0
2538 | Synthetic pumped | pumped | 0 | 12 | 45.9272 | 32.5939 | 0.67904 | -3.5527e-15
2538 | Synthetic battery | battery | 0 | 5.9871 | 20 | 13.506 | 0.6753 | 0
2539 | Synthetic pumped | pumped | 0 | 12 | 32.5939 | 19.2605 | 0.40126 | 0
2539 | Synthetic battery | battery | 0 | 10 | 13.506 | 2.6595 | 0.13298 | 0
2540 | Synthetic pumped | pumped | 0 | 12 | 19.2605 | 5.9272 | 0.12348 | 0
2540 | Synthetic battery | battery | 0 | 2.452 | 2.6595 | 0 | 0 | 0
2541 | Synthetic pumped | pumped | 0 | 5.3345 | 5.9272 | 0 | 0 | 0
2541 | Synthetic battery | battery | 0 | 0 | 0 | 0 | 0 | 0
2542 | Synthetic pumped | pumped | 0 | 0 | 0 | 0 | 0 | 0
2542 | Synthetic battery | battery | 0 | 0 | 0 | 0 | 0 | 0
2543 | Synthetic pumped | pumped | 0 | 0 | 0 | 0 | 0 | 0
2543 | Synthetic battery | battery | 0 | 0 | 0 | 0 | 0 | 0
2544 | Synthetic pumped | pumped | 0 | 0 | 0 | 0 | 0 | 0
2544 | Synthetic battery | battery | 0 | 0 | 0 | 0 | 0 | 0
2545 | Synthetic pumped | pumped | 0 | 0 | 0 | 0 | 0 | 0
2545 | Synthetic battery | battery | 0 | 0 | 0 | 0 | 0 | 0
2546 | Synthetic pumped | pumped | 0 | 0 | 0 | 0 | 0 | 0
2546 | Synthetic battery | battery | 0 | 0 | 0 | 0 | 0 | 0
2547 | Synthetic pumped | pumped | 0 | 0 | 0 | 0 | 0 | 0
2547 | Synthetic battery | battery | 0 | 0 | 0 | 0 | 0 | 0
2548 | Synthetic pumped | pumped | 0 | 0 | 0 | 0 | 0 | 0
2548 | Synthetic battery | battery | 0 | 0 | 0 | 0 | 0 | 0
2549 | Synthetic pumped | pumped | 0 | 0 | 0 | 0 | 0 | 0
2549 | Synthetic battery | battery | 0 | 0 | 0 | 0 | 0 | 0
2550 | Synthetic pumped | pumped | 0 | 0 | 0 | 0 | 0 | 0
2550 | Synthetic battery | battery | 0 | 0 | 0 | 0 | 0 | 0
2551 | Synthetic pumped | pumped | 0 | 0 | 0 | 0 | 0 | 0
2551 | Synthetic battery | battery | 0 | 0 | 0 | 0 | 0 | 0
2552 | Synthetic pumped | pumped | 0 | 0 | 0 | 0 | 0 | 0
2552 | Synthetic battery | battery | 0 | 0 | 0 | 0 | 0 | 0
2553 | Synthetic pumped | pumped | 1.8707 | 0 | 0 | 1.6836 | 0.035075 | 0
2553 | Synthetic battery | battery | 0 | 0 | 0 | 0 | 0 | 0
2554 | Synthetic pumped | pumped | 9.2099 | 0 | 1.6836 | 9.9725 | 0.20776 | 0
2554 | Synthetic battery | battery | 0 | 0 | 0 | 0 | 0 | 0
2555 | Synthetic pumped | pumped | 12 | 0 | 9.9725 | 20.7725 | 0.43276 | 1.7764e-15
2555 | Synthetic battery | battery | 1.9257 | 0 | 0 | 1.7754 | 0.088771 | 0
2556 | Synthetic pumped | pumped | 12 | 0 | 20.7725 | 31.5725 | 0.65776 | 0
2556 | Synthetic battery | battery | 5.1422 | 0 | 1.7754 | 6.5163 | 0.32581 | 0
2557 | Synthetic pumped | pumped | 12 | 0 | 31.5725 | 42.3725 | 0.88276 | 0
2557 | Synthetic battery | battery | 3.9144 | 0 | 6.5163 | 10.1251 | 0.50626 | -4.4409e-16
2558 | Synthetic pumped | pumped | 6.2527 | 0 | 42.3725 | 48 | 1 | 0
2558 | Synthetic battery | battery | 8.8765 | 0 | 10.1251 | 18.3088 | 0.91544 | -1.7764e-15
2559 | Synthetic pumped | pumped | 0 | 0 | 48 | 48 | 1 | 0
2559 | Synthetic battery | battery | 1.8343 | 0 | 18.3088 | 20 | 1 | 0
2560 | Synthetic pumped | pumped | 0 | 0 | 48 | 48 | 1 | 0
2560 | Synthetic battery | battery | 0 | 0 | 20 | 20 | 1 | 0
2561 | Synthetic pumped | pumped | 0 | 1.6053 | 48 | 46.2163 | 0.96284 | -2.4425e-15
2561 | Synthetic battery | battery | 0 | 0 | 20 | 20 | 1 | 0
2562 | Synthetic pumped | pumped | 0 | 12 | 46.2163 | 32.8829 | 0.68506 | -3.5527e-15
2562 | Synthetic battery | battery | 0 | 1.7273 | 20 | 18.1265 | 0.90632 | -6.6613e-16
2563 | Synthetic pumped | pumped | 0 | 12 | 32.8829 | 19.5496 | 0.40728 | 0
2563 | Synthetic battery | battery | 0 | 6.0389 | 18.1265 | 11.5763 | 0.57882 | 0
2564 | Synthetic pumped | pumped | 0 | 12 | 19.5496 | 6.2163 | 0.12951 | 0
2564 | Synthetic battery | battery | 0 | 10 | 11.5763 | 0.72982 | 0.036491 | 0
2565 | Synthetic pumped | pumped | 0 | 5.5947 | 6.2163 | 0 | 0 | 0
2565 | Synthetic battery | battery | 0 | 0.67286 | 0.72982 | 0 | 0 | 0
2566 | Synthetic pumped | pumped | 0 | 0 | 0 | 0 | 0 | 0
2566 | Synthetic battery | battery | 0 | 0 | 0 | 0 | 0 | 0
2567 | Synthetic pumped | pumped | 0 | 0 | 0 | 0 | 0 | 0
2567 | Synthetic battery | battery | 0 | 0 | 0 | 0 | 0 | 0
2568 | Synthetic pumped | pumped | 0 | 0 | 0 | 0 | 0 | 0
2568 | Synthetic battery | battery | 0 | 0 | 0 | 0 | 0 | 0
2569 | Synthetic pumped | pumped | 0 | 0 | 0 | 0 | 0 | 0
2569 | Synthetic battery | battery | 0 | 0 | 0 | 0 | 0 | 0
2570 | Synthetic pumped | pumped | 0 | 0 | 0 | 0 | 0 | 0
2570 | Synthetic battery | battery | 0 | 0 | 0 | 0 | 0 | 0
2571 | Synthetic pumped | pumped | 0 | 0 | 0 | 0 | 0 | 0
2571 | Synthetic battery | battery | 0 | 0 | 0 | 0 | 0 | 0
2572 | Synthetic pumped | pumped | 0 | 0 | 0 | 0 | 0 | 0
2572 | Synthetic battery | battery | 0 | 0 | 0 | 0 | 0 | 0
2573 | Synthetic pumped | pumped | 0 | 0 | 0 | 0 | 0 | 0
2573 | Synthetic battery | battery | 0 | 0 | 0 | 0 | 0 | 0
2574 | Synthetic pumped | pumped | 0 | 0 | 0 | 0 | 0 | 0
2574 | Synthetic battery | battery | 0 | 0 | 0 | 0 | 0 | 0
2575 | Synthetic pumped | pumped | 0 | 0 | 0 | 0 | 0 | 0
2575 | Synthetic battery | battery | 0 | 0 | 0 | 0 | 0 | 0
2576 | Synthetic pumped | pumped | 0 | 0 | 0 | 0 | 0 | 0
2576 | Synthetic battery | battery | 0 | 0 | 0 | 0 | 0 | 0
2577 | Synthetic pumped | pumped | 0 | 0 | 0 | 0 | 0 | 0
2577 | Synthetic battery | battery | 0 | 0 | 0 | 0 | 0 | 0
2578 | Synthetic pumped | pumped | 9.422 | 0 | 0 | 8.4798 | 0.17666 | 0
2578 | Synthetic battery | battery | 0 | 0 | 0 | 0 | 0 | 0
2579 | Synthetic pumped | pumped | 11.4394 | 0 | 8.4798 | 18.7752 | 0.39115 | 1.7764e-15
2579 | Synthetic battery | battery | 0 | 0 | 0 | 0 | 0 | 0
2580 | Synthetic pumped | pumped | 11.1502 | 0 | 18.7752 | 28.8104 | 0.60022 | 1.7764e-15
2580 | Synthetic battery | battery | 0 | 0 | 0 | 0 | 0 | 0
2581 | Synthetic pumped | pumped | 8.7834 | 0 | 28.8104 | 36.7154 | 0.7649 | -2.6645e-15
2581 | Synthetic battery | battery | 0 | 0 | 0 | 0 | 0 | 0
2582 | Synthetic pumped | pumped | 7.9631 | 0 | 36.7154 | 43.8822 | 0.91421 | 8.8818e-16
2582 | Synthetic battery | battery | 0 | 0 | 0 | 0 | 0 | 0
2583 | Synthetic pumped | pumped | 0 | 0 | 43.8822 | 43.8822 | 0.91421 | 0
2583 | Synthetic battery | battery | 0 | 0 | 0 | 0 | 0 | 0
2584 | Synthetic pumped | pumped | 0 | 0 | 43.8822 | 43.8822 | 0.91421 | 0
2584 | Synthetic battery | battery | 0 | 0 | 0 | 0 | 0 | 0
2585 | Synthetic pumped | pumped | 0 | 7.0878 | 43.8822 | 36.0069 | 0.75014 | -8.8818e-16
2585 | Synthetic battery | battery | 0 | 0 | 0 | 0 | 0 | 0
2586 | Synthetic pumped | pumped | 0 | 12 | 36.0069 | 22.6736 | 0.47237 | 0
2586 | Synthetic battery | battery | 0 | 0 | 0 | 0 | 0 | 0
2587 | Synthetic pumped | pumped | 0 | 12 | 22.6736 | 9.3402 | 0.19459 | 0
2587 | Synthetic battery | battery | 0 | 0 | 0 | 0 | 0 | 0
2588 | Synthetic pumped | pumped | 0 | 8.4062 | 9.3402 | -1.7764e-15 | -3.7007e-17 | 0
2588 | Synthetic battery | battery | 0 | 0 | 0 | 0 | 0 | 0
2589 | Synthetic pumped | pumped | 0 | -1.5987e-15 | -1.7764e-15 | 0 | 0 | 0
2589 | Synthetic battery | battery | 0 | 0 | 0 | 0 | 0 | 0
2590 | Synthetic pumped | pumped | 0 | 0 | 0 | 0 | 0 | 0
2590 | Synthetic battery | battery | 0 | 0 | 0 | 0 | 0 | 0
2591 | Synthetic pumped | pumped | 0 | 0 | 0 | 0 | 0 | 0
2591 | Synthetic battery | battery | 0 | 0 | 0 | 0 | 0 | 0
2592 | Synthetic pumped | pumped | 0 | 0 | 0 | 0 | 0 | 0
2592 | Synthetic battery | battery | 0 | 0 | 0 | 0 | 0 | 0
2593 | Synthetic pumped | pumped | 0 | 0 | 0 | 0 | 0 | 0
2593 | Synthetic battery | battery | 0 | 0 | 0 | 0 | 0 | 0
2594 | Synthetic pumped | pumped | 0 | 0 | 0 | 0 | 0 | 0
2594 | Synthetic battery | battery | 0 | 0 | 0 | 0 | 0 | 0
2595 | Synthetic pumped | pumped | 0 | 0 | 0 | 0 | 0 | 0
2595 | Synthetic battery | battery | 0 | 0 | 0 | 0 | 0 | 0
2596 | Synthetic pumped | pumped | 0 | 0 | 0 | 0 | 0 | 0
2596 | Synthetic battery | battery | 0 | 0 | 0 | 0 | 0 | 0
2597 | Synthetic pumped | pumped | 0 | 0 | 0 | 0 | 0 | 0
2597 | Synthetic battery | battery | 0 | 0 | 0 | 0 | 0 | 0
2598 | Synthetic pumped | pumped | 0 | 0 | 0 | 0 | 0 | 0
2598 | Synthetic battery | battery | 0 | 0 | 0 | 0 | 0 | 0
2599 | Synthetic pumped | pumped | 0 | 0 | 0 | 0 | 0 | 0
2599 | Synthetic battery | battery | 0 | 0 | 0 | 0 | 0 | 0
2600 | Synthetic pumped | pumped | 0.031658 | 0 | 0 | 0.028492 | 0.00059359 | 0
2600 | Synthetic battery | battery | 0 | 0 | 0 | 0 | 0 | 0
2601 | Synthetic pumped | pumped | 8.6263 | 0 | 0.028492 | 7.7922 | 0.16234 | 0
2601 | Synthetic battery | battery | 0 | 0 | 0 | 0 | 0 | 0
2602 | Synthetic pumped | pumped | 12 | 0 | 7.7922 | 18.5922 | 0.38734 | 1.7764e-15
2602 | Synthetic battery | battery | 7.6392 | 0 | 0 | 7.043 | 0.35215 | 0
2603 | Synthetic pumped | pumped | 12 | 0 | 18.5922 | 29.3922 | 0.61234 | 0
2603 | Synthetic battery | battery | 7.3292 | 0 | 7.043 | 13.8003 | 0.69001 | 8.8818e-16
2604 | Synthetic pumped | pumped | 12 | 0 | 29.3922 | 40.1922 | 0.83734 | 0
2604 | Synthetic battery | battery | 6.7246 | 0 | 13.8003 | 20 | 1 | 0
2605 | Synthetic pumped | pumped | 8.6754 | 0 | 40.1922 | 48 | 1 | 0
2605 | Synthetic battery | battery | 0 | 0 | 20 | 20 | 1 | 0
2606 | Synthetic pumped | pumped | 0 | 0 | 48 | 48 | 1 | 0
2606 | Synthetic battery | battery | 0 | 0 | 20 | 20 | 1 | 0
2607 | Synthetic pumped | pumped | 0 | 0 | 48 | 48 | 1 | 0
2607 | Synthetic battery | battery | 0 | 0 | 20 | 20 | 1 | 0
2608 | Synthetic pumped | pumped | 0 | 0 | 48 | 48 | 1 | 0
2608 | Synthetic battery | battery | 0 | 0 | 20 | 20 | 1 | 0
2609 | Synthetic pumped | pumped | 0 | 4.6012 | 48 | 42.8876 | 0.89349 | 1.7764e-15
2609 | Synthetic battery | battery | 0 | 0 | 20 | 20 | 1 | 0
2610 | Synthetic pumped | pumped | 0 | 12 | 42.8876 | 29.5543 | 0.61571 | 0
2610 | Synthetic battery | battery | 0 | 10 | 20 | 9.1535 | 0.45767 | 0
2611 | Synthetic pumped | pumped | 0 | 12 | 29.5543 | 16.2209 | 0.33794 | 0
2611 | Synthetic battery | battery | 0 | 8.4391 | 9.1535 | 0 | 0 | 0
2612 | Synthetic pumped | pumped | 0 | 12 | 16.2209 | 2.8876 | 0.060158 | 0
2612 | Synthetic battery | battery | 0 | 0 | 0 | 0 | 0 | 0
2613 | Synthetic pumped | pumped | 0 | 2.5988 | 2.8876 | 0 | 0 | 0
2613 | Synthetic battery | battery | 0 | 0 | 0 | 0 | 0 | 0
2614 | Synthetic pumped | pumped | 0 | 0 | 0 | 0 | 0 | 0
2614 | Synthetic battery | battery | 0 | 0 | 0 | 0 | 0 | 0
2615 | Synthetic pumped | pumped | 0 | 0 | 0 | 0 | 0 | 0
2615 | Synthetic battery | battery | 0 | 0 | 0 | 0 | 0 | 0
2616 | Synthetic pumped | pumped | 0 | 0 | 0 | 0 | 0 | 0
2616 | Synthetic battery | battery | 0 | 0 | 0 | 0 | 0 | 0
2617 | Synthetic pumped | pumped | 0 | 0 | 0 | 0 | 0 | 0
2617 | Synthetic battery | battery | 0 | 0 | 0 | 0 | 0 | 0
2618 | Synthetic pumped | pumped | 0 | 0 | 0 | 0 | 0 | 0
2618 | Synthetic battery | battery | 0 | 0 | 0 | 0 | 0 | 0
2619 | Synthetic pumped | pumped | 0 | 0 | 0 | 0 | 0 | 0
2619 | Synthetic battery | battery | 0 | 0 | 0 | 0 | 0 | 0
2620 | Synthetic pumped | pumped | 0 | 0 | 0 | 0 | 0 | 0
2620 | Synthetic battery | battery | 0 | 0 | 0 | 0 | 0 | 0
2621 | Synthetic pumped | pumped | 0 | 0 | 0 | 0 | 0 | 0
2621 | Synthetic battery | battery | 0 | 0 | 0 | 0 | 0 | 0
2622 | Synthetic pumped | pumped | 0 | 0 | 0 | 0 | 0 | 0
2622 | Synthetic battery | battery | 0 | 0 | 0 | 0 | 0 | 0
2623 | Synthetic pumped | pumped | 0 | 0 | 0 | 0 | 0 | 0
2623 | Synthetic battery | battery | 0 | 0 | 0 | 0 | 0 | 0
2624 | Synthetic pumped | pumped | 0.76167 | 0 | 0 | 0.68551 | 0.014281 | 0
2624 | Synthetic battery | battery | 0 | 0 | 0 | 0 | 0 | 0
2625 | Synthetic pumped | pumped | 12 | 0 | 0.68551 | 11.4855 | 0.23928 | 0
2625 | Synthetic battery | battery | 1.6879 | 0 | 0 | 1.5562 | 0.077809 | 0
2626 | Synthetic pumped | pumped | 12 | 0 | 11.4855 | 22.2855 | 0.46428 | -1.7764e-15
2626 | Synthetic battery | battery | 5.9221 | 0 | 1.5562 | 7.0161 | 0.35081 | 0
2627 | Synthetic pumped | pumped | 12 | 0 | 22.2855 | 33.0855 | 0.68928 | -3.5527e-15
2627 | Synthetic battery | battery | 10 | 0 | 7.0161 | 16.2357 | 0.81178 | 1.7764e-15
2628 | Synthetic pumped | pumped | 12 | 0 | 33.0855 | 43.8855 | 0.91428 | -3.5527e-15
2628 | Synthetic battery | battery | 4.083 | 0 | 16.2357 | 20 | 1 | -4.4409e-16
2629 | Synthetic pumped | pumped | 4.5717 | 0 | 43.8855 | 48 | 1 | 0
2629 | Synthetic battery | battery | 0 | 0 | 20 | 20 | 1 | 0
2630 | Synthetic pumped | pumped | 0 | 0 | 48 | 48 | 1 | 0
2630 | Synthetic battery | battery | 0 | 0 | 20 | 20 | 1 | 0
2631 | Synthetic pumped | pumped | 0 | 0 | 48 | 48 | 1 | 0
2631 | Synthetic battery | battery | 0 | 0 | 20 | 20 | 1 | 0
2632 | Synthetic pumped | pumped | 0 | 0 | 48 | 48 | 1 | 0
2632 | Synthetic battery | battery | 0 | 0 | 20 | 20 | 1 | 0
2633 | Synthetic pumped | pumped | 0 | 2.9549 | 48 | 44.7167 | 0.9316 | -8.8818e-16
2633 | Synthetic battery | battery | 0 | 0 | 20 | 20 | 1 | 0
2634 | Synthetic pumped | pumped | 0 | 12 | 44.7167 | 31.3834 | 0.65382 | 0
2634 | Synthetic battery | battery | 0 | 6.1228 | 20 | 13.3589 | 0.66795 | 0
2635 | Synthetic pumped | pumped | 0 | 12 | 31.3834 | 18.0501 | 0.37604 | 0
2635 | Synthetic battery | battery | 0 | 10 | 13.3589 | 2.5124 | 0.12562 | 0
2636 | Synthetic pumped | pumped | 0 | 12 | 18.0501 | 4.7167 | 0.098265 | 0
2636 | Synthetic battery | battery | 0 | 2.3163 | 2.5124 | 0 | 0 | 0
2637 | Synthetic pumped | pumped | 0 | 4.2451 | 4.7167 | 0 | 0 | 0
2637 | Synthetic battery | battery | 0 | 0 | 0 | 0 | 0 | 0
2638 | Synthetic pumped | pumped | 0 | 0 | 0 | 0 | 0 | 0
2638 | Synthetic battery | battery | 0 | 0 | 0 | 0 | 0 | 0
2639 | Synthetic pumped | pumped | 0 | 0 | 0 | 0 | 0 | 0
2639 | Synthetic battery | battery | 0 | 0 | 0 | 0 | 0 | 0
2640 | Synthetic pumped | pumped | 0 | 0 | 0 | 0 | 0 | 0
2640 | Synthetic battery | battery | 0 | 0 | 0 | 0 | 0 | 0
2641 | Synthetic pumped | pumped | 0 | 0 | 0 | 0 | 0 | 0
2641 | Synthetic battery | battery | 0 | 0 | 0 | 0 | 0 | 0
2642 | Synthetic pumped | pumped | 0 | 0 | 0 | 0 | 0 | 0
2642 | Synthetic battery | battery | 0 | 0 | 0 | 0 | 0 | 0
2643 | Synthetic pumped | pumped | 0 | 0 | 0 | 0 | 0 | 0
2643 | Synthetic battery | battery | 0 | 0 | 0 | 0 | 0 | 0
2644 | Synthetic pumped | pumped | 0 | 0 | 0 | 0 | 0 | 0
2644 | Synthetic battery | battery | 0 | 0 | 0 | 0 | 0 | 0
2645 | Synthetic pumped | pumped | 0 | 0 | 0 | 0 | 0 | 0
2645 | Synthetic battery | battery | 0 | 0 | 0 | 0 | 0 | 0
2646 | Synthetic pumped | pumped | 0 | 0 | 0 | 0 | 0 | 0
2646 | Synthetic battery | battery | 0 | 0 | 0 | 0 | 0 | 0
2647 | Synthetic pumped | pumped | 0 | 0 | 0 | 0 | 0 | 0
2647 | Synthetic battery | battery | 0 | 0 | 0 | 0 | 0 | 0
2648 | Synthetic pumped | pumped | 0 | 0 | 0 | 0 | 0 | 0
2648 | Synthetic battery | battery | 0 | 0 | 0 | 0 | 0 | 0
2649 | Synthetic pumped | pumped | 4.7554 | 0 | 0 | 4.2799 | 0.089164 | 0
2649 | Synthetic battery | battery | 0 | 0 | 0 | 0 | 0 | 0
2650 | Synthetic pumped | pumped | 12 | 0 | 4.2799 | 15.0799 | 0.31416 | 0
2650 | Synthetic battery | battery | 1.6873 | 0 | 0 | 1.5556 | 0.077781 | 0
2651 | Synthetic pumped | pumped | 12 | 0 | 15.0799 | 25.8799 | 0.53916 | 0
2651 | Synthetic battery | battery | 2.5274 | 0 | 1.5556 | 3.8858 | 0.19429 | 4.4409e-16
2652 | Synthetic pumped | pumped | 12 | 0 | 25.8799 | 36.6799 | 0.76416 | 0
2652 | Synthetic battery | battery | 1.9728 | 0 | 3.8858 | 5.7047 | 0.28523 | 0
2653 | Synthetic pumped | pumped | 12 | 0 | 36.6799 | 47.4799 | 0.98916 | 3.5527e-15
2653 | Synthetic battery | battery | 8.0598 | 0 | 5.7047 | 13.1354 | 0.65677 | 0
2654 | Synthetic pumped | pumped | 0.5779 | 0 | 47.4799 | 48 | 1 | 0
2654 | Synthetic battery | battery | 7.4457 | 0 | 13.1354 | 20 | 1 | 0
2655 | Synthetic pumped | pumped | 0 | 0 | 48 | 48 | 1 | 0
2655 | Synthetic battery | battery | 0 | 0 | 20 | 20 | 1 | 0
2656 | Synthetic pumped | pumped | 0 | 0 | 48 | 48 | 1 | 0
2656 | Synthetic battery | battery | 0 | 0 | 20 | 20 | 1 | 0
2657 | Synthetic pumped | pumped | 0 | 5.7312 | 48 | 41.632 | 0.86733 | 8.8818e-16
2657 | Synthetic battery | battery | 0 | 0 | 20 | 20 | 1 | 0
2658 | Synthetic pumped | pumped | 0 | 12 | 41.632 | 28.2987 | 0.58956 | 0
2658 | Synthetic battery | battery | 0 | 8.2653 | 20 | 11.035 | 0.55175 | 0
2659 | Synthetic pumped | pumped | 0 | 12 | 28.2987 | 14.9653 | 0.31178 | 0
2659 | Synthetic battery | battery | 0 | 10 | 11.035 | 0.1885 | 0.009425 | 0
2660 | Synthetic pumped | pumped | 0 | 12 | 14.9653 | 1.632 | 0.034 | 0
2660 | Synthetic battery | battery | 0 | 0.17379 | 0.1885 | 0 | 0 | 0
2661 | Synthetic pumped | pumped | 0 | 1.4688 | 1.632 | 0 | 0 | 0
2661 | Synthetic battery | battery | 0 | 0 | 0 | 0 | 0 | 0
2662 | Synthetic pumped | pumped | 0 | 0 | 0 | 0 | 0 | 0
2662 | Synthetic battery | battery | 0 | 0 | 0 | 0 | 0 | 0
2663 | Synthetic pumped | pumped | 0 | 0 | 0 | 0 | 0 | 0
2663 | Synthetic battery | battery | 0 | 0 | 0 | 0 | 0 | 0
2664 | Synthetic pumped | pumped | 0 | 0 | 0 | 0 | 0 | 0
2664 | Synthetic battery | battery | 0 | 0 | 0 | 0 | 0 | 0
2665 | Synthetic pumped | pumped | 0 | 0 | 0 | 0 | 0 | 0
2665 | Synthetic battery | battery | 0 | 0 | 0 | 0 | 0 | 0
2666 | Synthetic pumped | pumped | 0 | 0 | 0 | 0 | 0 | 0
2666 | Synthetic battery | battery | 0 | 0 | 0 | 0 | 0 | 0
2667 | Synthetic pumped | pumped | 0 | 0 | 0 | 0 | 0 | 0
2667 | Synthetic battery | battery | 0 | 0 | 0 | 0 | 0 | 0
2668 | Synthetic pumped | pumped | 0 | 0 | 0 | 0 | 0 | 0
2668 | Synthetic battery | battery | 0 | 0 | 0 | 0 | 0 | 0
2669 | Synthetic pumped | pumped | 0 | 0 | 0 | 0 | 0 | 0
2669 | Synthetic battery | battery | 0 | 0 | 0 | 0 | 0 | 0
2670 | Synthetic pumped | pumped | 0 | 0 | 0 | 0 | 0 | 0
2670 | Synthetic battery | battery | 0 | 0 | 0 | 0 | 0 | 0
2671 | Synthetic pumped | pumped | 0 | 0 | 0 | 0 | 0 | 0
2671 | Synthetic battery | battery | 0 | 0 | 0 | 0 | 0 | 0
2672 | Synthetic pumped | pumped | 0 | 0 | 0 | 0 | 0 | 0
2672 | Synthetic battery | battery | 0 | 0 | 0 | 0 | 0 | 0
2673 | Synthetic pumped | pumped | 7.1603 | 0 | 0 | 6.4443 | 0.13426 | 0
2673 | Synthetic battery | battery | 0 | 0 | 0 | 0 | 0 | 0
2674 | Synthetic pumped | pumped | 12 | 0 | 6.4443 | 17.2443 | 0.35926 | 0
2674 | Synthetic battery | battery | 1.0578 | 0 | 0 | 0.97527 | 0.048763 | 0
2675 | Synthetic pumped | pumped | 12 | 0 | 17.2443 | 28.0443 | 0.58426 | 0
2675 | Synthetic battery | battery | 9.1451 | 0 | 0.97527 | 9.4066 | 0.47033 | 0
2676 | Synthetic pumped | pumped | 12 | 0 | 28.0443 | 38.8443 | 0.80926 | 0
2676 | Synthetic battery | battery | 8.8298 | 0 | 9.4066 | 17.5472 | 0.87736 | 0
2677 | Synthetic pumped | pumped | 10.173 | 0 | 38.8443 | 48 | 1 | 0
2677 | Synthetic battery | battery | 2.6604 | 0 | 17.5472 | 20 | 1 | 0
2678 | Synthetic pumped | pumped | 0 | 0 | 48 | 48 | 1 | 0
2678 | Synthetic battery | battery | 0 | 0 | 20 | 20 | 1 | 0
2679 | Synthetic pumped | pumped | 0 | 0 | 48 | 48 | 1 | 0
2679 | Synthetic battery | battery | 0 | 0 | 20 | 20 | 1 | 0
2680 | Synthetic pumped | pumped | 0 | 0 | 48 | 48 | 1 | 0
2680 | Synthetic battery | battery | 0 | 0 | 20 | 20 | 1 | 0
2681 | Synthetic pumped | pumped | 0 | 2.2637 | 48 | 45.4848 | 0.9476 | 1.3323e-15
2681 | Synthetic battery | battery | 0 | 0 | 20 | 20 | 1 | 0
2682 | Synthetic pumped | pumped | 0 | 12 | 45.4848 | 32.1515 | 0.66982 | 3.5527e-15
2682 | Synthetic battery | battery | 0 | 4.6279 | 20 | 14.9803 | 0.74902 | 0
2683 | Synthetic pumped | pumped | 0 | 12 | 32.1515 | 18.8181 | 0.39204 | 0
2683 | Synthetic battery | battery | 0 | 8.1861 | 14.9803 | 6.1013 | 0.30507 | 0
2684 | Synthetic pumped | pumped | 0 | 12 | 18.8181 | 5.4848 | 0.11427 | 0
2684 | Synthetic battery | battery | 0 | 5.6251 | 6.1013 | 0 | 0 | 0
2685 | Synthetic pumped | pumped | 0 | 4.9363 | 5.4848 | 0 | 0 | 0
2685 | Synthetic battery | battery | 0 | 0 | 0 | 0 | 0 | 0
2686 | Synthetic pumped | pumped | 0 | 0 | 0 | 0 | 0 | 0
2686 | Synthetic battery | battery | 0 | 0 | 0 | 0 | 0 | 0
2687 | Synthetic pumped | pumped | 0 | 0 | 0 | 0 | 0 | 0
2687 | Synthetic battery | battery | 0 | 0 | 0 | 0 | 0 | 0
2688 | Synthetic pumped | pumped | 0 | 0 | 0 | 0 | 0 | 0
2688 | Synthetic battery | battery | 0 | 0 | 0 | 0 | 0 | 0
2689 | Synthetic pumped | pumped | 0 | 0 | 0 | 0 | 0 | 0
2689 | Synthetic battery | battery | 0 | 0 | 0 | 0 | 0 | 0
2690 | Synthetic pumped | pumped | 0 | 0 | 0 | 0 | 0 | 0
2690 | Synthetic battery | battery | 0 | 0 | 0 | 0 | 0 | 0
2691 | Synthetic pumped | pumped | 0 | 0 | 0 | 0 | 0 | 0
2691 | Synthetic battery | battery | 0 | 0 | 0 | 0 | 0 | 0
2692 | Synthetic pumped | pumped | 0 | 0 | 0 | 0 | 0 | 0
2692 | Synthetic battery | battery | 0 | 0 | 0 | 0 | 0 | 0
2693 | Synthetic pumped | pumped | 0 | 0 | 0 | 0 | 0 | 0
2693 | Synthetic battery | battery | 0 | 0 | 0 | 0 | 0 | 0
2694 | Synthetic pumped | pumped | 0 | 0 | 0 | 0 | 0 | 0
2694 | Synthetic battery | battery | 0 | 0 | 0 | 0 | 0 | 0
2695 | Synthetic pumped | pumped | 0 | 0 | 0 | 0 | 0 | 0
2695 | Synthetic battery | battery | 0 | 0 | 0 | 0 | 0 | 0
2696 | Synthetic pumped | pumped | 0 | 0 | 0 | 0 | 0 | 0
2696 | Synthetic battery | battery | 0 | 0 | 0 | 0 | 0 | 0
2697 | Synthetic pumped | pumped | 5.1623 | 0 | 0 | 4.6461 | 0.096793 | 0
2697 | Synthetic battery | battery | 0 | 0 | 0 | 0 | 0 | 0
2698 | Synthetic pumped | pumped | 12 | 0 | 4.6461 | 15.4461 | 0.32179 | 0
2698 | Synthetic battery | battery | 2.7148 | 0 | 0 | 2.5029 | 0.12515 | 0
2699 | Synthetic pumped | pumped | 12 | 0 | 15.4461 | 26.2461 | 0.54679 | 0
2699 | Synthetic battery | battery | 4.113 | 0 | 2.5029 | 6.2949 | 0.31475 | 4.4409e-16
2700 | Synthetic pumped | pumped | 12 | 0 | 26.2461 | 37.0461 | 0.77179 | 0
2700 | Synthetic battery | battery | 3.2746 | 0 | 6.2949 | 9.3139 | 0.4657 | -4.4409e-16
2701 | Synthetic pumped | pumped | 12 | 0 | 37.0461 | 47.8461 | 0.99679 | -3.5527e-15
2701 | Synthetic battery | battery | 8.6594 | 0 | 9.3139 | 17.2975 | 0.86487 | 8.8818e-16
2702 | Synthetic pumped | pumped | 0.17101 | 0 | 47.8461 | 48 | 1 | 0
2702 | Synthetic battery | battery | 2.9313 | 0 | 17.2975 | 20 | 1 | 0
2703 | Synthetic pumped | pumped | 0 | 0 | 48 | 48 | 1 | 0
2703 | Synthetic battery | battery | 0 | 0 | 20 | 20 | 1 | 0
2704 | Synthetic pumped | pumped | 0 | 0 | 48 | 48 | 1 | 0
2704 | Synthetic battery | battery | 0 | 0 | 20 | 20 | 1 | 0
2705 | Synthetic pumped | pumped | 0 | 2.3327 | 48 | 45.4081 | 0.946 | -2.2204e-15
2705 | Synthetic battery | battery | 0 | 0 | 20 | 20 | 1 | 0
2706 | Synthetic pumped | pumped | 0 | 12 | 45.4081 | 32.0747 | 0.66822 | -3.5527e-15
2706 | Synthetic battery | battery | 0 | 4.4157 | 20 | 15.2105 | 0.76053 | 8.8818e-16
2707 | Synthetic pumped | pumped | 0 | 12 | 32.0747 | 18.7414 | 0.39045 | 0
2707 | Synthetic battery | battery | 0 | 10 | 15.2105 | 4.364 | 0.2182 | 0
2708 | Synthetic pumped | pumped | 0 | 12 | 18.7414 | 5.4081 | 0.11267 | 0
2708 | Synthetic battery | battery | 0 | 4.0234 | 4.364 | 0 | 0 | 0
2709 | Synthetic pumped | pumped | 0 | 4.8673 | 5.4081 | -8.8818e-16 | -1.8504e-17 | 0
2709 | Synthetic battery | battery | 0 | 0 | 0 | 0 | 0 | 0
2710 | Synthetic pumped | pumped | 0 | -7.9936e-16 | -8.8818e-16 | 0 | 0 | 0
2710 | Synthetic battery | battery | 0 | 0 | 0 | 0 | 0 | 0
2711 | Synthetic pumped | pumped | 0 | 0 | 0 | 0 | 0 | 0
2711 | Synthetic battery | battery | 0 | 0 | 0 | 0 | 0 | 0
2712 | Synthetic pumped | pumped | 0 | 0 | 0 | 0 | 0 | 0
2712 | Synthetic battery | battery | 0 | 0 | 0 | 0 | 0 | 0
2713 | Synthetic pumped | pumped | 0 | 0 | 0 | 0 | 0 | 0
2713 | Synthetic battery | battery | 0 | 0 | 0 | 0 | 0 | 0
2714 | Synthetic pumped | pumped | 0 | 0 | 0 | 0 | 0 | 0
2714 | Synthetic battery | battery | 0 | 0 | 0 | 0 | 0 | 0
2715 | Synthetic pumped | pumped | 0 | 0 | 0 | 0 | 0 | 0
2715 | Synthetic battery | battery | 0 | 0 | 0 | 0 | 0 | 0
2716 | Synthetic pumped | pumped | 0 | 0 | 0 | 0 | 0 | 0
2716 | Synthetic battery | battery | 0 | 0 | 0 | 0 | 0 | 0
2717 | Synthetic pumped | pumped | 0 | 0 | 0 | 0 | 0 | 0
2717 | Synthetic battery | battery | 0 | 0 | 0 | 0 | 0 | 0
2718 | Synthetic pumped | pumped | 0 | 0 | 0 | 0 | 0 | 0
2718 | Synthetic battery | battery | 0 | 0 | 0 | 0 | 0 | 0
2719 | Synthetic pumped | pumped | 0 | 0 | 0 | 0 | 0 | 0
2719 | Synthetic battery | battery | 0 | 0 | 0 | 0 | 0 | 0
2720 | Synthetic pumped | pumped | 0 | 0 | 0 | 0 | 0 | 0
2720 | Synthetic battery | battery | 0 | 0 | 0 | 0 | 0 | 0
2721 | Synthetic pumped | pumped | 0 | 0 | 0 | 0 | 0 | 0
2721 | Synthetic battery | battery | 0 | 0 | 0 | 0 | 0 | 0
2722 | Synthetic pumped | pumped | 0.65296 | 0 | 0 | 0.58766 | 0.012243 | 0
2722 | Synthetic battery | battery | 0 | 0 | 0 | 0 | 0 | 0
2723 | Synthetic pumped | pumped | 12 | 0 | 0.58766 | 11.3877 | 0.23724 | 0
2723 | Synthetic battery | battery | 1.3634 | 0 | 0 | 1.257 | 0.062848 | 0
2724 | Synthetic pumped | pumped | 8.0076 | 0 | 11.3877 | 18.5945 | 0.38739 | -8.8818e-16
2724 | Synthetic battery | battery | 0 | 0 | 1.257 | 1.257 | 0.062848 | 0
2725 | Synthetic pumped | pumped | 12 | 0 | 18.5945 | 29.3945 | 0.61239 | 0
2725 | Synthetic battery | battery | 2.3336 | 0 | 1.257 | 3.4084 | 0.17042 | -4.4409e-16
2726 | Synthetic pumped | pumped | 2.818 | 0 | 29.3945 | 31.9307 | 0.66522 | 1.3323e-15
2726 | Synthetic battery | battery | 0 | 0 | 3.4084 | 3.4084 | 0.17042 | 0
2727 | Synthetic pumped | pumped | 1.4182 | 0 | 31.9307 | 33.2071 | 0.69182 | -6.6613e-16
2727 | Synthetic battery | battery | 0 | 0 | 3.4084 | 3.4084 | 0.17042 | 0
2728 | Synthetic pumped | pumped | 0 | 0 | 33.2071 | 33.2071 | 0.69182 | 0
2728 | Synthetic battery | battery | 0 | 0 | 3.4084 | 3.4084 | 0.17042 | 0
2729 | Synthetic pumped | pumped | 0 | 9.3446 | 33.2071 | 22.8242 | 0.4755 | 1.7764e-15
2729 | Synthetic battery | battery | 0 | 0 | 3.4084 | 3.4084 | 0.17042 | 0
2730 | Synthetic pumped | pumped | 0 | 12 | 22.8242 | 9.4909 | 0.19773 | 0
2730 | Synthetic battery | battery | 0 | 3.1424 | 3.4084 | 0 | 0 | 0
2731 | Synthetic pumped | pumped | 0 | 8.5418 | 9.4909 | -1.7764e-15 | -3.7007e-17 | 0
2731 | Synthetic battery | battery | 0 | 0 | 0 | 0 | 0 | 0
2732 | Synthetic pumped | pumped | 0 | -1.5987e-15 | -1.7764e-15 | 0 | 0 | 0
2732 | Synthetic battery | battery | 0 | 0 | 0 | 0 | 0 | 0
2733 | Synthetic pumped | pumped | 0 | 0 | 0 | 0 | 0 | 0
2733 | Synthetic battery | battery | 0 | 0 | 0 | 0 | 0 | 0
2734 | Synthetic pumped | pumped | 0 | 0 | 0 | 0 | 0 | 0
2734 | Synthetic battery | battery | 0 | 0 | 0 | 0 | 0 | 0
2735 | Synthetic pumped | pumped | 0 | 0 | 0 | 0 | 0 | 0
2735 | Synthetic battery | battery | 0 | 0 | 0 | 0 | 0 | 0
2736 | Synthetic pumped | pumped | 0 | 0 | 0 | 0 | 0 | 0
2736 | Synthetic battery | battery | 0 | 0 | 0 | 0 | 0 | 0
2737 | Synthetic pumped | pumped | 0 | 0 | 0 | 0 | 0 | 0
2737 | Synthetic battery | battery | 0 | 0 | 0 | 0 | 0 | 0
2738 | Synthetic pumped | pumped | 0 | 0 | 0 | 0 | 0 | 0
2738 | Synthetic battery | battery | 0 | 0 | 0 | 0 | 0 | 0
2739 | Synthetic pumped | pumped | 0 | 0 | 0 | 0 | 0 | 0
2739 | Synthetic battery | battery | 0 | 0 | 0 | 0 | 0 | 0
2740 | Synthetic pumped | pumped | 0 | 0 | 0 | 0 | 0 | 0
2740 | Synthetic battery | battery | 0 | 0 | 0 | 0 | 0 | 0
2741 | Synthetic pumped | pumped | 0 | 0 | 0 | 0 | 0 | 0
2741 | Synthetic battery | battery | 0 | 0 | 0 | 0 | 0 | 0
2742 | Synthetic pumped | pumped | 0 | 0 | 0 | 0 | 0 | 0
2742 | Synthetic battery | battery | 0 | 0 | 0 | 0 | 0 | 0
2743 | Synthetic pumped | pumped | 0 | 0 | 0 | 0 | 0 | 0
2743 | Synthetic battery | battery | 0 | 0 | 0 | 0 | 0 | 0
2744 | Synthetic pumped | pumped | 0 | 0 | 0 | 0 | 0 | 0
2744 | Synthetic battery | battery | 0 | 0 | 0 | 0 | 0 | 0
2745 | Synthetic pumped | pumped | 2.9726 | 0 | 0 | 2.6754 | 0.055737 | 0
2745 | Synthetic battery | battery | 0 | 0 | 0 | 0 | 0 | 0
2746 | Synthetic pumped | pumped | 10.8645 | 0 | 2.6754 | 12.4534 | 0.25945 | 0
2746 | Synthetic battery | battery | 0 | 0 | 0 | 0 | 0 | 0
2747 | Synthetic pumped | pumped | 12 | 0 | 12.4534 | 23.2534 | 0.48445 | 0
2747 | Synthetic battery | battery | 0.35355 | 0 | 0 | 0.32596 | 0.016298 | 0
2748 | Synthetic pumped | pumped | 12 | 0 | 23.2534 | 34.0534 | 0.70945 | -3.5527e-15
2748 | Synthetic battery | battery | 6.5431 | 0 | 0.32596 | 6.3584 | 0.31792 | 0
2749 | Synthetic pumped | pumped | 12 | 0 | 34.0534 | 44.8534 | 0.93445 | -3.5527e-15
2749 | Synthetic battery | battery | 4.1298 | 0 | 6.3584 | 10.1659 | 0.50829 | 4.4409e-16
2750 | Synthetic pumped | pumped | 3.4962 | 0 | 44.8534 | 48 | 1 | 0
2750 | Synthetic battery | battery | 6.7882 | 0 | 10.1659 | 16.4243 | 0.82121 | -1.7764e-15
2751 | Synthetic pumped | pumped | 0 | 0 | 48 | 48 | 1 | 0
2751 | Synthetic battery | battery | 3.8784 | 0 | 16.4243 | 20 | 1 | 0
2752 | Synthetic pumped | pumped | 0 | 0 | 48 | 48 | 1 | 0
2752 | Synthetic battery | battery | 0 | 0 | 20 | 20 | 1 | 0
2753 | Synthetic pumped | pumped | 0 | 6.9232 | 48 | 40.3076 | 0.83974 | -2.6645e-15
2753 | Synthetic battery | battery | 0 | 0 | 20 | 20 | 1 | 0
2754 | Synthetic pumped | pumped | 0 | 12 | 40.3076 | 26.9742 | 0.56196 | 0
2754 | Synthetic battery | battery | 0 | 5.3038 | 20 | 14.2472 | 0.71236 | 0
2755 | Synthetic pumped | pumped | 0 | 12 | 26.9742 | 13.6409 | 0.28419 | 0
2755 | Synthetic battery | battery | 0 | 10 | 14.2472 | 3.4007 | 0.17003 | 0
2756 | Synthetic pumped | pumped | 0 | 12 | 13.6409 | 0.30757 | 0.0064078 | 0
2756 | Synthetic battery | battery | 0 | 3.1353 | 3.4007 | 0 | 0 | 0
2757 | Synthetic pumped | pumped | 0 | 0.27682 | 0.30757 | 0 | 0 | 0
2757 | Synthetic battery | battery | 0 | 0 | 0 | 0 | 0 | 0
2758 | Synthetic pumped | pumped | 0 | 0 | 0 | 0 | 0 | 0
2758 | Synthetic battery | battery | 0 | 0 | 0 | 0 | 0 | 0
2759 | Synthetic pumped | pumped | 0 | 0 | 0 | 0 | 0 | 0
2759 | Synthetic battery | battery | 0 | 0 | 0 | 0 | 0 | 0
2760 | Synthetic pumped | pumped | 0 | 0 | 0 | 0 | 0 | 0
2760 | Synthetic battery | battery | 0 | 0 | 0 | 0 | 0 | 0
2761 | Synthetic pumped | pumped | 0 | 0 | 0 | 0 | 0 | 0
2761 | Synthetic battery | battery | 0 | 0 | 0 | 0 | 0 | 0
2762 | Synthetic pumped | pumped | 0 | 0 | 0 | 0 | 0 | 0
2762 | Synthetic battery | battery | 0 | 0 | 0 | 0 | 0 | 0
2763 | Synthetic pumped | pumped | 0 | 0 | 0 | 0 | 0 | 0
2763 | Synthetic battery | battery | 0 | 0 | 0 | 0 | 0 | 0
2764 | Synthetic pumped | pumped | 0 | 0 | 0 | 0 | 0 | 0
2764 | Synthetic battery | battery | 0 | 0 | 0 | 0 | 0 | 0
2765 | Synthetic pumped | pumped | 0 | 0 | 0 | 0 | 0 | 0
2765 | Synthetic battery | battery | 0 | 0 | 0 | 0 | 0 | 0
2766 | Synthetic pumped | pumped | 0 | 0 | 0 | 0 | 0 | 0
2766 | Synthetic battery | battery | 0 | 0 | 0 | 0 | 0 | 0
2767 | Synthetic pumped | pumped | 0 | 0 | 0 | 0 | 0 | 0
2767 | Synthetic battery | battery | 0 | 0 | 0 | 0 | 0 | 0
2768 | Synthetic pumped | pumped | 0 | 0 | 0 | 0 | 0 | 0
2768 | Synthetic battery | battery | 0 | 0 | 0 | 0 | 0 | 0
2769 | Synthetic pumped | pumped | 3.3312 | 0 | 0 | 2.9981 | 0.06246 | 0
2769 | Synthetic battery | battery | 0 | 0 | 0 | 0 | 0 | 0
2770 | Synthetic pumped | pumped | 12 | 0 | 2.9981 | 13.7981 | 0.28746 | 0
2770 | Synthetic battery | battery | 1.0306 | 0 | 0 | 0.95019 | 0.047509 | 0
2771 | Synthetic pumped | pumped | 12 | 0 | 13.7981 | 24.5981 | 0.51246 | 0
2771 | Synthetic battery | battery | 6.8533 | 0 | 0.95019 | 7.2686 | 0.36343 | 0
2772 | Synthetic pumped | pumped | 12 | 0 | 24.5981 | 35.3981 | 0.73746 | 0
2772 | Synthetic battery | battery | 4.0358 | 0 | 7.2686 | 10.9894 | 0.54947 | 8.8818e-16
2773 | Synthetic pumped | pumped | 12 | 0 | 35.3981 | 46.1981 | 0.96246 | 3.5527e-15
2773 | Synthetic battery | battery | 7.2234 | 0 | 10.9894 | 17.6491 | 0.88245 | 8.8818e-16
2774 | Synthetic pumped | pumped | 2.0022 | 0 | 46.1981 | 48 | 1 | 2.2204e-16
2774 | Synthetic battery | battery | 2.5499 | 0 | 17.6491 | 20 | 1 | 0
2775 | Synthetic pumped | pumped | 0 | 0 | 48 | 48 | 1 | 0
2775 | Synthetic battery | battery | 0 | 0 | 20 | 20 | 1 | 0
2776 | Synthetic pumped | pumped | 0 | 0 | 48 | 48 | 1 | 0
2776 | Synthetic battery | battery | 0 | 0 | 20 | 20 | 1 | 0
2777 | Synthetic pumped | pumped | 0 | 7.5337 | 48 | 39.6292 | 0.82561 | 0
2777 | Synthetic battery | battery | 0 | 0 | 20 | 20 | 1 | 0
2778 | Synthetic pumped | pumped | 0 | 12 | 39.6292 | 26.2959 | 0.54783 | 0
2778 | Synthetic battery | battery | 0 | 10 | 20 | 9.1535 | 0.45767 | 0
2779 | Synthetic pumped | pumped | 0 | 12 | 26.2959 | 12.9626 | 0.27005 | 0
2779 | Synthetic battery | battery | 0 | 8.4391 | 9.1535 | 0 | 0 | 0
2780 | Synthetic pumped | pumped | 0 | 11.6663 | 12.9626 | 0 | 0 | 0
2780 | Synthetic battery | battery | 0 | 0 | 0 | 0 | 0 | 0
2781 | Synthetic pumped | pumped | 0 | 0 | 0 | 0 | 0 | 0
2781 | Synthetic battery | battery | 0 | 0 | 0 | 0 | 0 | 0
2782 | Synthetic pumped | pumped | 0 | 0 | 0 | 0 | 0 | 0
2782 | Synthetic battery | battery | 0 | 0 | 0 | 0 | 0 | 0
2783 | Synthetic pumped | pumped | 0 | 0 | 0 | 0 | 0 | 0
2783 | Synthetic battery | battery | 0 | 0 | 0 | 0 | 0 | 0
2784 | Synthetic pumped | pumped | 0 | 0 | 0 | 0 | 0 | 0
2784 | Synthetic battery | battery | 0 | 0 | 0 | 0 | 0 | 0
2785 | Synthetic pumped | pumped | 0 | 0 | 0 | 0 | 0 | 0
2785 | Synthetic battery | battery | 0 | 0 | 0 | 0 | 0 | 0
2786 | Synthetic pumped | pumped | 0 | 0 | 0 | 0 | 0 | 0
2786 | Synthetic battery | battery | 0 | 0 | 0 | 0 | 0 | 0
2787 | Synthetic pumped | pumped | 0 | 0 | 0 | 0 | 0 | 0
2787 | Synthetic battery | battery | 0 | 0 | 0 | 0 | 0 | 0
2788 | Synthetic pumped | pumped | 0 | 0 | 0 | 0 | 0 | 0
2788 | Synthetic battery | battery | 0 | 0 | 0 | 0 | 0 | 0
2789 | Synthetic pumped | pumped | 0 | 0 | 0 | 0 | 0 | 0
2789 | Synthetic battery | battery | 0 | 0 | 0 | 0 | 0 | 0
2790 | Synthetic pumped | pumped | 0 | 0 | 0 | 0 | 0 | 0
2790 | Synthetic battery | battery | 0 | 0 | 0 | 0 | 0 | 0
2791 | Synthetic pumped | pumped | 0 | 0 | 0 | 0 | 0 | 0
2791 | Synthetic battery | battery | 0 | 0 | 0 | 0 | 0 | 0
2792 | Synthetic pumped | pumped | 0 | 0 | 0 | 0 | 0 | 0
2792 | Synthetic battery | battery | 0 | 0 | 0 | 0 | 0 | 0
2793 | Synthetic pumped | pumped | 3.6281 | 0 | 0 | 3.2653 | 0.068027 | 0
2793 | Synthetic battery | battery | 0 | 0 | 0 | 0 | 0 | 0
2794 | Synthetic pumped | pumped | 10.4841 | 0 | 3.2653 | 12.701 | 0.2646 | 1.7764e-15
2794 | Synthetic battery | battery | 0 | 0 | 0 | 0 | 0 | 0
2795 | Synthetic pumped | pumped | 12 | 0 | 12.701 | 23.501 | 0.4896 | 0
2795 | Synthetic battery | battery | 5.556 | 0 | 0 | 5.1224 | 0.25612 | 0
2796 | Synthetic pumped | pumped | 12 | 0 | 23.501 | 34.301 | 0.7146 | -3.5527e-15
2796 | Synthetic battery | battery | 9.6759 | 0 | 5.1224 | 14.0431 | 0.70216 | 0
2797 | Synthetic pumped | pumped | 12 | 0 | 34.301 | 45.101 | 0.9396 | -3.5527e-15
2797 | Synthetic battery | battery | 4.1795 | 0 | 14.0431 | 17.8965 | 0.89482 | -4.4409e-16
2798 | Synthetic pumped | pumped | 3.2211 | 0 | 45.101 | 48 | 1 | 0
2798 | Synthetic battery | battery | 2.2816 | 0 | 17.8965 | 20 | 1 | 0
2799 | Synthetic pumped | pumped | 0 | 0 | 48 | 48 | 1 | 0
2799 | Synthetic battery | battery | 0 | 0 | 20 | 20 | 1 | 0
2800 | Synthetic pumped | pumped | 0 | 0 | 48 | 48 | 1 | 0
2800 | Synthetic battery | battery | 0 | 0 | 20 | 20 | 1 | 0
2801 | Synthetic pumped | pumped | 0 | 5.5407 | 48 | 41.8437 | 0.87174 | 2.6645e-15
2801 | Synthetic battery | battery | 0 | 0 | 20 | 20 | 1 | 0
2802 | Synthetic pumped | pumped | 0 | 12 | 41.8437 | 28.5104 | 0.59397 | 0
2802 | Synthetic battery | battery | 0 | 9.0352 | 20 | 10.1999 | 0.51 | 0
2803 | Synthetic pumped | pumped | 0 | 12 | 28.5104 | 15.177 | 0.31619 | 0
2803 | Synthetic battery | battery | 0 | 9.4039 | 10.1999 | 0 | 0 | 0
2804 | Synthetic pumped | pumped | 0 | 12 | 15.177 | 1.8437 | 0.03841 | 0
2804 | Synthetic battery | battery | 0 | 0 | 0 | 0 | 0 | 0
2805 | Synthetic pumped | pumped | 0 | 1.6593 | 1.8437 | 0 | 0 | 0
2805 | Synthetic battery | battery | 0 | 0 | 0 | 0 | 0 | 0
2806 | Synthetic pumped | pumped | 0 | 0 | 0 | 0 | 0 | 0
2806 | Synthetic battery | battery | 0 | 0 | 0 | 0 | 0 | 0
2807 | Synthetic pumped | pumped | 0 | 0 | 0 | 0 | 0 | 0
2807 | Synthetic battery | battery | 0 | 0 | 0 | 0 | 0 | 0
2808 | Synthetic pumped | pumped | 0 | 0 | 0 | 0 | 0 | 0
2808 | Synthetic battery | battery | 0 | 0 | 0 | 0 | 0 | 0
2809 | Synthetic pumped | pumped | 0 | 0 | 0 | 0 | 0 | 0
2809 | Synthetic battery | battery | 0 | 0 | 0 | 0 | 0 | 0
2810 | Synthetic pumped | pumped | 0 | 0 | 0 | 0 | 0 | 0
2810 | Synthetic battery | battery | 0 | 0 | 0 | 0 | 0 | 0
2811 | Synthetic pumped | pumped | 0 | 0 | 0 | 0 | 0 | 0
2811 | Synthetic battery | battery | 0 | 0 | 0 | 0 | 0 | 0
2812 | Synthetic pumped | pumped | 0 | 0 | 0 | 0 | 0 | 0
2812 | Synthetic battery | battery | 0 | 0 | 0 | 0 | 0 | 0
2813 | Synthetic pumped | pumped | 0 | 0 | 0 | 0 | 0 | 0
2813 | Synthetic battery | battery | 0 | 0 | 0 | 0 | 0 | 0
2814 | Synthetic pumped | pumped | 0 | 0 | 0 | 0 | 0 | 0
2814 | Synthetic battery | battery | 0 | 0 | 0 | 0 | 0 | 0
2815 | Synthetic pumped | pumped | 0 | 0 | 0 | 0 | 0 | 0
2815 | Synthetic battery | battery | 0 | 0 | 0 | 0 | 0 | 0
2816 | Synthetic pumped | pumped | 0 | 0 | 0 | 0 | 0 | 0
2816 | Synthetic battery | battery | 0 | 0 | 0 | 0 | 0 | 0
2817 | Synthetic pumped | pumped | 10.1662 | 0 | 0 | 9.1495 | 0.19062 | 0
2817 | Synthetic battery | battery | 0 | 0 | 0 | 0 | 0 | 0
2818 | Synthetic pumped | pumped | 12 | 0 | 9.1495 | 19.9495 | 0.41562 | -1.7764e-15
2818 | Synthetic battery | battery | 1.1027 | 0 | 0 | 1.0167 | 0.050833 | 0
2819 | Synthetic pumped | pumped | 12 | 0 | 19.9495 | 30.7495 | 0.64062 | 0
2819 | Synthetic battery | battery | 9.4043 | 0 | 1.0167 | 9.687 | 0.48435 | 0
2820 | Synthetic pumped | pumped | 12 | 0 | 30.7495 | 41.5495 | 0.86562 | 0
2820 | Synthetic battery | battery | 10 | 0 | 9.687 | 18.9066 | 0.94533 | -1.7764e-15
2821 | Synthetic pumped | pumped | 7.1672 | 0 | 41.5495 | 48 | 1 | 0
2821 | Synthetic battery | battery | 1.186 | 0 | 18.9066 | 20 | 1 | 0
2822 | Synthetic pumped | pumped | 0 | 0 | 48 | 48 | 1 | 0
2822 | Synthetic battery | battery | 0 | 0 | 20 | 20 | 1 | 0
2823 | Synthetic pumped | pumped | 0 | 0 | 48 | 48 | 1 | 0
2823 | Synthetic battery | battery | 0 | 0 | 20 | 20 | 1 | 0
2824 | Synthetic pumped | pumped | 0 | 0 | 48 | 48 | 1 | 0
2824 | Synthetic battery | battery | 0 | 0 | 20 | 20 | 1 | 0
2825 | Synthetic pumped | pumped | 0 | 4.8346 | 48 | 42.6283 | 0.88809 | 8.8818e-16
2825 | Synthetic battery | battery | 0 | 0 | 20 | 20 | 1 | 0
2826 | Synthetic pumped | pumped | 0 | 12 | 42.6283 | 29.2949 | 0.61031 | 0
2826 | Synthetic battery | battery | 0 | 10 | 20 | 9.1535 | 0.45767 | 0
2827 | Synthetic pumped | pumped | 0 | 12 | 29.2949 | 15.9616 | 0.33253 | 0
2827 | Synthetic battery | battery | 0 | 8.4391 | 9.1535 | 0 | 0 | 0
2828 | Synthetic pumped | pumped | 0 | 12 | 15.9616 | 2.6283 | 0.054756 | 0
2828 | Synthetic battery | battery | 0 | 0 | 0 | 0 | 0 | 0
2829 | Synthetic pumped | pumped | 0 | 2.3654 | 2.6283 | -4.4409e-16 | -9.2519e-18 | 0
2829 | Synthetic battery | battery | 0 | 0 | 0 | 0 | 0 | 0
2830 | Synthetic pumped | pumped | 0 | -3.9968e-16 | -4.4409e-16 | 0 | 0 | 0
2830 | Synthetic battery | battery | 0 | 0 | 0 | 0 | 0 | 0
2831 | Synthetic pumped | pumped | 0 | 0 | 0 | 0 | 0 | 0
2831 | Synthetic battery | battery | 0 | 0 | 0 | 0 | 0 | 0
2832 | Synthetic pumped | pumped | 0 | 0 | 0 | 0 | 0 | 0
2832 | Synthetic battery | battery | 0 | 0 | 0 | 0 | 0 | 0
2833 | Synthetic pumped | pumped | 0 | 0 | 0 | 0 | 0 | 0
2833 | Synthetic battery | battery | 0 | 0 | 0 | 0 | 0 | 0
2834 | Synthetic pumped | pumped | 0 | 0 | 0 | 0 | 0 | 0
2834 | Synthetic battery | battery | 0 | 0 | 0 | 0 | 0 | 0
2835 | Synthetic pumped | pumped | 0 | 0 | 0 | 0 | 0 | 0
2835 | Synthetic battery | battery | 0 | 0 | 0 | 0 | 0 | 0
2836 | Synthetic pumped | pumped | 0 | 0 | 0 | 0 | 0 | 0
2836 | Synthetic battery | battery | 0 | 0 | 0 | 0 | 0 | 0
2837 | Synthetic pumped | pumped | 0 | 0 | 0 | 0 | 0 | 0
2837 | Synthetic battery | battery | 0 | 0 | 0 | 0 | 0 | 0
2838 | Synthetic pumped | pumped | 0 | 0 | 0 | 0 | 0 | 0
2838 | Synthetic battery | battery | 0 | 0 | 0 | 0 | 0 | 0
2839 | Synthetic pumped | pumped | 0 | 0 | 0 | 0 | 0 | 0
2839 | Synthetic battery | battery | 0 | 0 | 0 | 0 | 0 | 0
2840 | Synthetic pumped | pumped | 0 | 0 | 0 | 0 | 0 | 0
2840 | Synthetic battery | battery | 0 | 0 | 0 | 0 | 0 | 0
2841 | Synthetic pumped | pumped | 7.8038 | 0 | 0 | 7.0234 | 0.14632 | 0
2841 | Synthetic battery | battery | 0 | 0 | 0 | 0 | 0 | 0
2842 | Synthetic pumped | pumped | 12 | 0 | 7.0234 | 17.8234 | 0.37132 | 1.7764e-15
2842 | Synthetic battery | battery | 1.3092 | 0 | 0 | 1.207 | 0.06035 | 0
2843 | Synthetic pumped | pumped | 12 | 0 | 17.8234 | 28.6234 | 0.59632 | 0
2843 | Synthetic battery | battery | 10 | 0 | 1.207 | 10.4265 | 0.52133 | 0
2844 | Synthetic pumped | pumped | 12 | 0 | 28.6234 | 39.4234 | 0.82132 | 0
2844 | Synthetic battery | battery | 10 | 0 | 10.4265 | 19.6461 | 0.9823 | 1.7764e-15
2845 | Synthetic pumped | pumped | 9.5295 | 0 | 39.4234 | 48 | 1 | 0
2845 | Synthetic battery | battery | 0.38388 | 0 | 19.6461 | 20 | 1 | 0
2846 | Synthetic pumped | pumped | 0 | 0 | 48 | 48 | 1 | 0
2846 | Synthetic battery | battery | 0 | 0 | 20 | 20 | 1 | 0
2847 | Synthetic pumped | pumped | 0 | 0 | 48 | 48 | 1 | 0
2847 | Synthetic battery | battery | 0 | 0 | 20 | 20 | 1 | 0
2848 | Synthetic pumped | pumped | 0 | 0 | 48 | 48 | 1 | 0
2848 | Synthetic battery | battery | 0 | 0 | 20 | 20 | 1 | 0
2849 | Synthetic pumped | pumped | 0 | 5.7491 | 48 | 41.6121 | 0.86692 | 1.7764e-15
2849 | Synthetic battery | battery | 0 | 0 | 20 | 20 | 1 | 0
2850 | Synthetic pumped | pumped | 0 | 12 | 41.6121 | 28.2787 | 0.58914 | 0
2850 | Synthetic battery | battery | 0 | 9.9516 | 20 | 9.206 | 0.4603 | 0
2851 | Synthetic pumped | pumped | 0 | 12 | 28.2787 | 14.9454 | 0.31136 | 0
2851 | Synthetic battery | battery | 0 | 8.4875 | 9.206 | 0 | 0 | 0
2852 | Synthetic pumped | pumped | 0 | 12 | 14.9454 | 1.6121 | 0.033585 | 0
2852 | Synthetic battery | battery | 0 | 0 | 0 | 0 | 0 | 0
2853 | Synthetic pumped | pumped | 0 | 1.4509 | 1.6121 | 0 | 0 | 0
2853 | Synthetic battery | battery | 0 | 0 | 0 | 0 | 0 | 0
2854 | Synthetic pumped | pumped | 0 | 0 | 0 | 0 | 0 | 0
2854 | Synthetic battery | battery | 0 | 0 | 0 | 0 | 0 | 0
2855 | Synthetic pumped | pumped | 0 | 0 | 0 | 0 | 0 | 0
2855 | Synthetic battery | battery | 0 | 0 | 0 | 0 | 0 | 0
2856 | Synthetic pumped | pumped | 0 | 0 | 0 | 0 | 0 | 0
2856 | Synthetic battery | battery | 0 | 0 | 0 | 0 | 0 | 0
2857 | Synthetic pumped | pumped | 0 | 0 | 0 | 0 | 0 | 0
2857 | Synthetic battery | battery | 0 | 0 | 0 | 0 | 0 | 0
2858 | Synthetic pumped | pumped | 0 | 0 | 0 | 0 | 0 | 0
2858 | Synthetic battery | battery | 0 | 0 | 0 | 0 | 0 | 0
2859 | Synthetic pumped | pumped | 0 | 0 | 0 | 0 | 0 | 0
2859 | Synthetic battery | battery | 0 | 0 | 0 | 0 | 0 | 0
2860 | Synthetic pumped | pumped | 0 | 0 | 0 | 0 | 0 | 0
2860 | Synthetic battery | battery | 0 | 0 | 0 | 0 | 0 | 0
2861 | Synthetic pumped | pumped | 0 | 0 | 0 | 0 | 0 | 0
2861 | Synthetic battery | battery | 0 | 0 | 0 | 0 | 0 | 0
2862 | Synthetic pumped | pumped | 0 | 0 | 0 | 0 | 0 | 0
2862 | Synthetic battery | battery | 0 | 0 | 0 | 0 | 0 | 0
2863 | Synthetic pumped | pumped | 0 | 0 | 0 | 0 | 0 | 0
2863 | Synthetic battery | battery | 0 | 0 | 0 | 0 | 0 | 0
2864 | Synthetic pumped | pumped | 0 | 0 | 0 | 0 | 0 | 0
2864 | Synthetic battery | battery | 0 | 0 | 0 | 0 | 0 | 0
2865 | Synthetic pumped | pumped | 10.8349 | 0 | 0 | 9.7514 | 0.20315 | 0
2865 | Synthetic battery | battery | 0 | 0 | 0 | 0 | 0 | 0
2866 | Synthetic pumped | pumped | 12 | 0 | 9.7514 | 20.5514 | 0.42815 | 0
2866 | Synthetic battery | battery | 7.6713 | 0 | 0 | 7.0726 | 0.35363 | 0
2867 | Synthetic pumped | pumped | 12 | 0 | 20.5514 | 31.3514 | 0.65315 | 0
2867 | Synthetic battery | battery | 10 | 0 | 7.0726 | 16.2921 | 0.81461 | 1.7764e-15
2868 | Synthetic pumped | pumped | 12 | 0 | 31.3514 | 42.1514 | 0.87815 | 3.5527e-15
2868 | Synthetic battery | battery | 4.0218 | 0 | 16.2921 | 20 | 1 | 4.4409e-16
2869 | Synthetic pumped | pumped | 6.4984 | 0 | 42.1514 | 48 | 1 | 0
2869 | Synthetic battery | battery | 0 | 0 | 20 | 20 | 1 | 0
2870 | Synthetic pumped | pumped | 0 | 0 | 48 | 48 | 1 | 0
2870 | Synthetic battery | battery | 0 | 0 | 20 | 20 | 1 | 0
2871 | Synthetic pumped | pumped | 0 | 0 | 48 | 48 | 1 | 0
2871 | Synthetic battery | battery | 0 | 0 | 20 | 20 | 1 | 0
2872 | Synthetic pumped | pumped | 0 | 0 | 48 | 48 | 1 | 0
2872 | Synthetic battery | battery | 0 | 0 | 20 | 20 | 1 | 0
2873 | Synthetic pumped | pumped | 0 | 3.5668 | 48 | 44.0369 | 0.91744 | -3.1086e-15
2873 | Synthetic battery | battery | 0 | 0 | 20 | 20 | 1 | 0
2874 | Synthetic pumped | pumped | 0 | 12 | 44.0369 | 30.7036 | 0.63966 | 0
2874 | Synthetic battery | battery | 0 | 9.005 | 20 | 10.2327 | 0.51164 | 0
2875 | Synthetic pumped | pumped | 0 | 12 | 30.7036 | 17.3703 | 0.36188 | 0
2875 | Synthetic battery | battery | 0 | 9.4341 | 10.2327 | 0 | 0 | 0
2876 | Synthetic pumped | pumped | 0 | 12 | 17.3703 | 4.0369 | 0.084103 | 0
2876 | Synthetic battery | battery | 0 | 0 | 0 | 0 | 0 | 0
2877 | Synthetic pumped | pumped | 0 | 3.6332 | 4.0369 | 0 | 0 | 0
2877 | Synthetic battery | battery | 0 | 0 | 0 | 0 | 0 | 0
2878 | Synthetic pumped | pumped | 0 | 0 | 0 | 0 | 0 | 0
2878 | Synthetic battery | battery | 0 | 0 | 0 | 0 | 0 | 0
2879 | Synthetic pumped | pumped | 0 | 0 | 0 | 0 | 0 | 0
2879 | Synthetic battery | battery | 0 | 0 | 0 | 0 | 0 | 0
2880 | Synthetic pumped | pumped | 0 | 0 | 0 | 0 | 0 | 0
2880 | Synthetic battery | battery | 0 | 0 | 0 | 0 | 0 | 0
2881 | Synthetic pumped | pumped | 0 | 0 | 0 | 0 | 0 | 0
2881 | Synthetic battery | battery | 0 | 0 | 0 | 0 | 0 | 0
2882 | Synthetic pumped | pumped | 0 | 0 | 0 | 0 | 0 | 0
2882 | Synthetic battery | battery | 0 | 0 | 0 | 0 | 0 | 0
2883 | Synthetic pumped | pumped | 0 | 0 | 0 | 0 | 0 | 0
2883 | Synthetic battery | battery | 0 | 0 | 0 | 0 | 0 | 0
2884 | Synthetic pumped | pumped | 0 | 0 | 0 | 0 | 0 | 0
2884 | Synthetic battery | battery | 0 | 0 | 0 | 0 | 0 | 0
2885 | Synthetic pumped | pumped | 0 | 0 | 0 | 0 | 0 | 0
2885 | Synthetic battery | battery | 0 | 0 | 0 | 0 | 0 | 0
2886 | Synthetic pumped | pumped | 0 | 0 | 0 | 0 | 0 | 0
2886 | Synthetic battery | battery | 0 | 0 | 0 | 0 | 0 | 0
2887 | Synthetic pumped | pumped | 0 | 0 | 0 | 0 | 0 | 0
2887 | Synthetic battery | battery | 0 | 0 | 0 | 0 | 0 | 0
2888 | Synthetic pumped | pumped | 0 | 0 | 0 | 0 | 0 | 0
2888 | Synthetic battery | battery | 0 | 0 | 0 | 0 | 0 | 0
2889 | Synthetic pumped | pumped | 6.2521 | 0 | 0 | 5.6269 | 0.11723 | 0
2889 | Synthetic battery | battery | 0 | 0 | 0 | 0 | 0 | 0
2890 | Synthetic pumped | pumped | 12 | 0 | 5.6269 | 16.4269 | 0.34223 | 0
2890 | Synthetic battery | battery | 1.7057 | 0 | 0 | 1.5726 | 0.078628 | 0
2891 | Synthetic pumped | pumped | 12 | 0 | 16.4269 | 27.2269 | 0.56723 | 0
2891 | Synthetic battery | battery | 3.4947 | 0 | 1.5726 | 4.7945 | 0.23973 | 4.4409e-16
2892 | Synthetic pumped | pumped | 12 | 0 | 27.2269 | 38.0269 | 0.79223 | 0
2892 | Synthetic battery | battery | 10 | 0 | 4.7945 | 14.0141 | 0.7007 | 0
2893 | Synthetic pumped | pumped | 11.0812 | 0 | 38.0269 | 48 | 1 | 0
2893 | Synthetic battery | battery | 6.4927 | 0 | 14.0141 | 20 | 1 | 0
2894 | Synthetic pumped | pumped | 0 | 0 | 48 | 48 | 1 | 0
2894 | Synthetic battery | battery | 0 | 0 | 20 | 20 | 1 | 0
2895 | Synthetic pumped | pumped | 0 | 0 | 48 | 48 | 1 | 0
2895 | Synthetic battery | battery | 0 | 0 | 20 | 20 | 1 | 0
2896 | Synthetic pumped | pumped | 0 | 0 | 48 | 48 | 1 | 0
2896 | Synthetic battery | battery | 0 | 0 | 20 | 20 | 1 | 0
2897 | Synthetic pumped | pumped | 0 | 4.8842 | 48 | 42.5731 | 0.88694 | -2.6645e-15
2897 | Synthetic battery | battery | 0 | 0 | 20 | 20 | 1 | 0
2898 | Synthetic pumped | pumped | 0 | 12 | 42.5731 | 29.2398 | 0.60916 | 0
2898 | Synthetic battery | battery | 0 | 10 | 20 | 9.1535 | 0.45767 | 0
2899 | Synthetic pumped | pumped | 0 | 12 | 29.2398 | 15.9064 | 0.33138 | 0
2899 | Synthetic battery | battery | 0 | 8.4391 | 9.1535 | 0 | 0 | 0
2900 | Synthetic pumped | pumped | 0 | 12 | 15.9064 | 2.5731 | 0.053606 | 0
2900 | Synthetic battery | battery | 0 | 0 | 0 | 0 | 0 | 0
2901 | Synthetic pumped | pumped | 0 | 2.3158 | 2.5731 | 0 | 0 | 0
2901 | Synthetic battery | battery | 0 | 0 | 0 | 0 | 0 | 0
2902 | Synthetic pumped | pumped | 0 | 0 | 0 | 0 | 0 | 0
2902 | Synthetic battery | battery | 0 | 0 | 0 | 0 | 0 | 0
2903 | Synthetic pumped | pumped | 0 | 0 | 0 | 0 | 0 | 0
2903 | Synthetic battery | battery | 0 | 0 | 0 | 0 | 0 | 0
2904 | Synthetic pumped | pumped | 0 | 0 | 0 | 0 | 0 | 0
2904 | Synthetic battery | battery | 0 | 0 | 0 | 0 | 0 | 0
2905 | Synthetic pumped | pumped | 0 | 0 | 0 | 0 | 0 | 0
2905 | Synthetic battery | battery | 0 | 0 | 0 | 0 | 0 | 0
2906 | Synthetic pumped | pumped | 0 | 0 | 0 | 0 | 0 | 0
2906 | Synthetic battery | battery | 0 | 0 | 0 | 0 | 0 | 0
2907 | Synthetic pumped | pumped | 0 | 0 | 0 | 0 | 0 | 0
2907 | Synthetic battery | battery | 0 | 0 | 0 | 0 | 0 | 0
2908 | Synthetic pumped | pumped | 0 | 0 | 0 | 0 | 0 | 0
2908 | Synthetic battery | battery | 0 | 0 | 0 | 0 | 0 | 0
2909 | Synthetic pumped | pumped | 0 | 0 | 0 | 0 | 0 | 0
2909 | Synthetic battery | battery | 0 | 0 | 0 | 0 | 0 | 0
2910 | Synthetic pumped | pumped | 0 | 0 | 0 | 0 | 0 | 0
2910 | Synthetic battery | battery | 0 | 0 | 0 | 0 | 0 | 0
2911 | Synthetic pumped | pumped | 0 | 0 | 0 | 0 | 0 | 0
2911 | Synthetic battery | battery | 0 | 0 | 0 | 0 | 0 | 0
2912 | Synthetic pumped | pumped | 0 | 0 | 0 | 0 | 0 | 0
2912 | Synthetic battery | battery | 0 | 0 | 0 | 0 | 0 | 0
2913 | Synthetic pumped | pumped | 1.4029 | 0 | 0 | 1.2626 | 0.026304 | 0
2913 | Synthetic battery | battery | 0 | 0 | 0 | 0 | 0 | 0
2914 | Synthetic pumped | pumped | 11.6332 | 0 | 1.2626 | 11.7325 | 0.24443 | 0
2914 | Synthetic battery | battery | 0 | 0 | 0 | 0 | 0 | 0
2915 | Synthetic pumped | pumped | 12 | 0 | 11.7325 | 22.5325 | 0.46943 | 0
2915 | Synthetic battery | battery | 5.4869 | 0 | 0 | 5.0587 | 0.25294 | 0
2916 | Synthetic pumped | pumped | 12 | 0 | 22.5325 | 33.3325 | 0.69443 | -3.5527e-15
2916 | Synthetic battery | battery | 6.1436 | 0 | 5.0587 | 10.7228 | 0.53614 | 0
2917 | Synthetic pumped | pumped | 12 | 0 | 33.3325 | 44.1325 | 0.91943 | -3.5527e-15
2917 | Synthetic battery | battery | 8.8836 | 0 | 10.7228 | 18.9132 | 0.94566 | 0
2918 | Synthetic pumped | pumped | 4.2972 | 0 | 44.1325 | 48 | 1 | -4.4409e-16
2918 | Synthetic battery | battery | 1.1789 | 0 | 18.9132 | 20 | 1 | 0
2919 | Synthetic pumped | pumped | 0 | 0 | 48 | 48 | 1 | 0
2919 | Synthetic battery | battery | 0 | 0 | 20 | 20 | 1 | 0
2920 | Synthetic pumped | pumped | 0 | 0 | 48 | 48 | 1 | 0
2920 | Synthetic battery | battery | 0 | 0 | 20 | 20 | 1 | 0
2921 | Synthetic pumped | pumped | 0 | 6.9144 | 48 | 40.3173 | 0.83994 | 1.7764e-15
2921 | Synthetic battery | battery | 0 | 0 | 20 | 20 | 1 | 0
2922 | Synthetic pumped | pumped | 0 | 12 | 40.3173 | 26.984 | 0.56217 | 0
2922 | Synthetic battery | battery | 0 | 7.4852 | 20 | 11.8811 | 0.59406 | 0
2923 | Synthetic pumped | pumped | 0 | 12 | 26.984 | 13.6506 | 0.28439 | 0
2923 | Synthetic battery | battery | 0 | 10 | 11.8811 | 1.0346 | 0.051731 | 0
2924 | Synthetic pumped | pumped | 0 | 12 | 13.6506 | 0.31729 | 0.0066103 | 0
2924 | Synthetic battery | battery | 0 | 0.95386 | 1.0346 | 0 | 0 | 0
2925 | Synthetic pumped | pumped | 0 | 0.28556 | 0.31729 | 0 | 0 | 0
2925 | Synthetic battery | battery | 0 | 0 | 0 | 0 | 0 | 0
2926 | Synthetic pumped | pumped | 0 | 0 | 0 | 0 | 0 | 0
2926 | Synthetic battery | battery | 0 | 0 | 0 | 0 | 0 | 0
2927 | Synthetic pumped | pumped | 0 | 0 | 0 | 0 | 0 | 0
2927 | Synthetic battery | battery | 0 | 0 | 0 | 0 | 0 | 0
2928 | Synthetic pumped | pumped | 0 | 0 | 0 | 0 | 0 | 0
2928 | Synthetic battery | battery | 0 | 0 | 0 | 0 | 0 | 0
2929 | Synthetic pumped | pumped | 0 | 0 | 0 | 0 | 0 | 0
2929 | Synthetic battery | battery | 0 | 0 | 0 | 0 | 0 | 0
2930 | Synthetic pumped | pumped | 0 | 0 | 0 | 0 | 0 | 0
2930 | Synthetic battery | battery | 0 | 0 | 0 | 0 | 0 | 0
2931 | Synthetic pumped | pumped | 0 | 0 | 0 | 0 | 0 | 0
2931 | Synthetic battery | battery | 0 | 0 | 0 | 0 | 0 | 0
2932 | Synthetic pumped | pumped | 0 | 0 | 0 | 0 | 0 | 0
2932 | Synthetic battery | battery | 0 | 0 | 0 | 0 | 0 | 0
2933 | Synthetic pumped | pumped | 0 | 0 | 0 | 0 | 0 | 0
2933 | Synthetic battery | battery | 0 | 0 | 0 | 0 | 0 | 0
2934 | Synthetic pumped | pumped | 0 | 0 | 0 | 0 | 0 | 0
2934 | Synthetic battery | battery | 0 | 0 | 0 | 0 | 0 | 0
2935 | Synthetic pumped | pumped | 0 | 0 | 0 | 0 | 0 | 0
2935 | Synthetic battery | battery | 0 | 0 | 0 | 0 | 0 | 0
2936 | Synthetic pumped | pumped | 0.53772 | 0 | 0 | 0.48395 | 0.010082 | 0
2936 | Synthetic battery | battery | 0 | 0 | 0 | 0 | 0 | 0
2937 | Synthetic pumped | pumped | 8.0467 | 0 | 0.48395 | 7.726 | 0.16096 | 0
2937 | Synthetic battery | battery | 0 | 0 | 0 | 0 | 0 | 0
2938 | Synthetic pumped | pumped | 12 | 0 | 7.726 | 18.526 | 0.38596 | 1.7764e-15
2938 | Synthetic battery | battery | 8.5544 | 0 | 0 | 7.8868 | 0.39434 | 0
2939 | Synthetic pumped | pumped | 12 | 0 | 18.526 | 29.326 | 0.61096 | 0
2939 | Synthetic battery | battery | 10 | 0 | 7.8868 | 17.1064 | 0.85532 | 0
2940 | Synthetic pumped | pumped | 12 | 0 | 29.326 | 40.126 | 0.83596 | 0
2940 | Synthetic battery | battery | 3.1386 | 0 | 17.1064 | 20 | 1 | 0
2941 | Synthetic pumped | pumped | 8.7489 | 0 | 40.126 | 48 | 1 | 0
2941 | Synthetic battery | battery | 0 | 0 | 20 | 20 | 1 | 0
2942 | Synthetic pumped | pumped | 0 | 0 | 48 | 48 | 1 | 0
2942 | Synthetic battery | battery | 0 | 0 | 20 | 20 | 1 | 0
2943 | Synthetic pumped | pumped | 0 | 0 | 48 | 48 | 1 | 0
2943 | Synthetic battery | battery | 0 | 0 | 20 | 20 | 1 | 0
2944 | Synthetic pumped | pumped | 0 | 0 | 48 | 48 | 1 | 0
2944 | Synthetic battery | battery | 0 | 0 | 20 | 20 | 1 | 0
2945 | Synthetic pumped | pumped | 0 | 0.52759 | 48 | 47.4138 | 0.98779 | -7.7716e-16
2945 | Synthetic battery | battery | 0 | 0 | 20 | 20 | 1 | 0
2946 | Synthetic pumped | pumped | 0 | 12 | 47.4138 | 34.0805 | 0.71001 | -3.5527e-15
2946 | Synthetic battery | battery | 0 | 8.6795 | 20 | 10.5858 | 0.52929 | 0
2947 | Synthetic pumped | pumped | 0 | 12 | 34.0805 | 20.7471 | 0.43223 | 0
2947 | Synthetic battery | battery | 0 | 9.7596 | 10.5858 | 0 | 0 | 0
2948 | Synthetic pumped | pumped | 0 | 12 | 20.7471 | 7.4138 | 0.15445 | 0
2948 | Synthetic battery | battery | 0 | 0 | 0 | 0 | 0 | 0
2949 | Synthetic pumped | pumped | 0 | 6.6724 | 7.4138 | 0 | 0 | 0
2949 | Synthetic battery | battery | 0 | 0 | 0 | 0 | 0 | 0
2950 | Synthetic pumped | pumped | 0 | 0 | 0 | 0 | 0 | 0
2950 | Synthetic battery | battery | 0 | 0 | 0 | 0 | 0 | 0
2951 | Synthetic pumped | pumped | 0 | 0 | 0 | 0 | 0 | 0
2951 | Synthetic battery | battery | 0 | 0 | 0 | 0 | 0 | 0
2952 | Synthetic pumped | pumped | 0 | 0 | 0 | 0 | 0 | 0
2952 | Synthetic battery | battery | 0 | 0 | 0 | 0 | 0 | 0
2953 | Synthetic pumped | pumped | 0 | 0 | 0 | 0 | 0 | 0
2953 | Synthetic battery | battery | 0 | 0 | 0 | 0 | 0 | 0
2954 | Synthetic pumped | pumped | 0 | 0 | 0 | 0 | 0 | 0
2954 | Synthetic battery | battery | 0 | 0 | 0 | 0 | 0 | 0
2955 | Synthetic pumped | pumped | 0 | 0 | 0 | 0 | 0 | 0
2955 | Synthetic battery | battery | 0 | 0 | 0 | 0 | 0 | 0
2956 | Synthetic pumped | pumped | 0 | 0 | 0 | 0 | 0 | 0
2956 | Synthetic battery | battery | 0 | 0 | 0 | 0 | 0 | 0
2957 | Synthetic pumped | pumped | 0 | 0 | 0 | 0 | 0 | 0
2957 | Synthetic battery | battery | 0 | 0 | 0 | 0 | 0 | 0
2958 | Synthetic pumped | pumped | 0 | 0 | 0 | 0 | 0 | 0
2958 | Synthetic battery | battery | 0 | 0 | 0 | 0 | 0 | 0
2959 | Synthetic pumped | pumped | 0 | 0 | 0 | 0 | 0 | 0
2959 | Synthetic battery | battery | 0 | 0 | 0 | 0 | 0 | 0
2960 | Synthetic pumped | pumped | 0 | 0 | 0 | 0 | 0 | 0
2960 | Synthetic battery | battery | 0 | 0 | 0 | 0 | 0 | 0
2961 | Synthetic pumped | pumped | 5.4657 | 0 | 0 | 4.9192 | 0.10248 | 0
2961 | Synthetic battery | battery | 0 | 0 | 0 | 0 | 0 | 0
2962 | Synthetic pumped | pumped | 7.7028 | 0 | 4.9192 | 11.8516 | 0.24691 | 0
2962 | Synthetic battery | battery | 0 | 0 | 0 | 0 | 0 | 0
2963 | Synthetic pumped | pumped | 12 | 0 | 11.8516 | 22.6516 | 0.47191 | 1.7764e-15
2963 | Synthetic battery | battery | 0.59713 | 0 | 0 | 0.55052 | 0.027526 | 0
2964 | Synthetic pumped | pumped | 12 | 0 | 22.6516 | 33.4516 | 0.69691 | -3.5527e-15
2964 | Synthetic battery | battery | 7.8896 | 0 | 0.55052 | 7.8244 | 0.39122 | 0
2965 | Synthetic pumped | pumped | 12 | 0 | 33.4516 | 44.2516 | 0.92191 | -3.5527e-15
2965 | Synthetic battery | battery | 6.7632 | 0 | 7.8244 | 14.0598 | 0.70299 | 8.8818e-16
2966 | Synthetic pumped | pumped | 4.1648 | 0 | 44.2516 | 48 | 1 | 0
2966 | Synthetic battery | battery | 6.4431 | 0 | 14.0598 | 20 | 1 | 0
2967 | Synthetic pumped | pumped | 0 | 0 | 48 | 48 | 1 | 0
2967 | Synthetic battery | battery | 0 | 0 | 20 | 20 | 1 | 0
2968 | Synthetic pumped | pumped | 0 | 0 | 48 | 48 | 1 | 0
2968 | Synthetic battery | battery | 0 | 0 | 20 | 20 | 1 | 0
2969 | Synthetic pumped | pumped | 0 | 3.5016 | 48 | 44.1093 | 0.91894 | -1.7764e-15
2969 | Synthetic battery | battery | 0 | 0 | 20 | 20 | 1 | 0
2970 | Synthetic pumped | pumped | 0 | 12 | 44.1093 | 30.776 | 0.64117 | 0
2970 | Synthetic battery | battery | 0 | 10 | 20 | 9.1535 | 0.45767 | 0
2971 | Synthetic pumped | pumped | 0 | 12 | 30.776 | 17.4427 | 0.36339 | 0
2971 | Synthetic battery | battery | 0 | 8.4391 | 9.1535 | 0 | 0 | 0
2972 | Synthetic pumped | pumped | 0 | 12 | 17.4427 | 4.1093 | 0.085611 | 0
2972 | Synthetic battery | battery | 0 | 0 | 0 | 0 | 0 | 0
2973 | Synthetic pumped | pumped | 0 | 3.6984 | 4.1093 | 0 | 0 | 0
2973 | Synthetic battery | battery | 0 | 0 | 0 | 0 | 0 | 0
2974 | Synthetic pumped | pumped | 0 | 0 | 0 | 0 | 0 | 0
2974 | Synthetic battery | battery | 0 | 0 | 0 | 0 | 0 | 0
2975 | Synthetic pumped | pumped | 0 | 0 | 0 | 0 | 0 | 0
2975 | Synthetic battery | battery | 0 | 0 | 0 | 0 | 0 | 0
2976 | Synthetic pumped | pumped | 0 | 0 | 0 | 0 | 0 | 0
2976 | Synthetic battery | battery | 0 | 0 | 0 | 0 | 0 | 0
2977 | Synthetic pumped | pumped | 0 | 0 | 0 | 0 | 0 | 0
2977 | Synthetic battery | battery | 0 | 0 | 0 | 0 | 0 | 0
2978 | Synthetic pumped | pumped | 0 | 0 | 0 | 0 | 0 | 0
2978 | Synthetic battery | battery | 0 | 0 | 0 | 0 | 0 | 0
2979 | Synthetic pumped | pumped | 0 | 0 | 0 | 0 | 0 | 0
2979 | Synthetic battery | battery | 0 | 0 | 0 | 0 | 0 | 0
2980 | Synthetic pumped | pumped | 0 | 0 | 0 | 0 | 0 | 0
2980 | Synthetic battery | battery | 0 | 0 | 0 | 0 | 0 | 0
2981 | Synthetic pumped | pumped | 0 | 0 | 0 | 0 | 0 | 0
2981 | Synthetic battery | battery | 0 | 0 | 0 | 0 | 0 | 0
2982 | Synthetic pumped | pumped | 0 | 0 | 0 | 0 | 0 | 0
2982 | Synthetic battery | battery | 0 | 0 | 0 | 0 | 0 | 0
2983 | Synthetic pumped | pumped | 0 | 0 | 0 | 0 | 0 | 0
2983 | Synthetic battery | battery | 0 | 0 | 0 | 0 | 0 | 0
2984 | Synthetic pumped | pumped | 0 | 0 | 0 | 0 | 0 | 0
2984 | Synthetic battery | battery | 0 | 0 | 0 | 0 | 0 | 0
2985 | Synthetic pumped | pumped | 10.9995 | 0 | 0 | 9.8996 | 0.20624 | 0
2985 | Synthetic battery | battery | 0 | 0 | 0 | 0 | 0 | 0
2986 | Synthetic pumped | pumped | 12 | 0 | 9.8996 | 20.6996 | 0.43124 | -1.7764e-15
2986 | Synthetic battery | battery | 4.1897 | 0 | 0 | 3.8627 | 0.19314 | 0
2987 | Synthetic pumped | pumped | 12 | 0 | 20.6996 | 31.4996 | 0.65624 | 0
2987 | Synthetic battery | battery | 10 | 0 | 3.8627 | 13.0823 | 0.65411 | 0
2988 | Synthetic pumped | pumped | 12 | 0 | 31.4996 | 42.2996 | 0.88124 | 0
2988 | Synthetic battery | battery | 7.5033 | 0 | 13.0823 | 20 | 1 | 0
2989 | Synthetic pumped | pumped | 6.3338 | 0 | 42.2996 | 48 | 1 | 0
2989 | Synthetic battery | battery | 0 | 0 | 20 | 20 | 1 | 0
2990 | Synthetic pumped | pumped | 0 | 0 | 48 | 48 | 1 | 0
2990 | Synthetic battery | battery | 0 | 0 | 20 | 20 | 1 | 0
2991 | Synthetic pumped | pumped | 0 | 0 | 48 | 48 | 1 | 0
2991 | Synthetic battery | battery | 0 | 0 | 20 | 20 | 1 | 0
2992 | Synthetic pumped | pumped | 0 | 0 | 48 | 48 | 1 | 0
2992 | Synthetic battery | battery | 0 | 0 | 20 | 20 | 1 | 0
2993 | Synthetic pumped | pumped | 0 | 2.8014 | 48 | 44.8874 | 0.93515 | -1.7764e-15
2993 | Synthetic battery | battery | 0 | 0 | 20 | 20 | 1 | 0
2994 | Synthetic pumped | pumped | 0 | 12 | 44.8874 | 31.5541 | 0.65738 | 0
2994 | Synthetic battery | battery | 0 | 10 | 20 | 9.1535 | 0.45767 | 0
2995 | Synthetic pumped | pumped | 0 | 12 | 31.5541 | 18.2207 | 0.3796 | 0
2995 | Synthetic battery | battery | 0 | 8.4391 | 9.1535 | 0 | 0 | 0
2996 | Synthetic pumped | pumped | 0 | 12 | 18.2207 | 4.8874 | 0.10182 | 0
2996 | Synthetic battery | battery | 0 | 0 | 0 | 0 | 0 | 0
2997 | Synthetic pumped | pumped | 0 | 4.3986 | 4.8874 | 0 | 0 | 0
2997 | Synthetic battery | battery | 0 | 0 | 0 | 0 | 0 | 0
2998 | Synthetic pumped | pumped | 0 | 0 | 0 | 0 | 0 | 0
2998 | Synthetic battery | battery | 0 | 0 | 0 | 0 | 0 | 0
2999 | Synthetic pumped | pumped | 0 | 0 | 0 | 0 | 0 | 0
2999 | Synthetic battery | battery | 0 | 0 | 0 | 0 | 0 | 0
3000 | Synthetic pumped | pumped | 0 | 0 | 0 | 0 | 0 | 0
3000 | Synthetic battery | battery | 0 | 0 | 0 | 0 | 0 | 0
3001 | Synthetic pumped | pumped | 0 | 0 | 0 | 0 | 0 | 0
3001 | Synthetic battery | battery | 0 | 0 | 0 | 0 | 0 | 0
3002 | Synthetic pumped | pumped | 0 | 0 | 0 | 0 | 0 | 0
3002 | Synthetic battery | battery | 0 | 0 | 0 | 0 | 0 | 0
3003 | Synthetic pumped | pumped | 0 | 0 | 0 | 0 | 0 | 0
3003 | Synthetic battery | battery | 0 | 0 | 0 | 0 | 0 | 0
3004 | Synthetic pumped | pumped | 0 | 0 | 0 | 0 | 0 | 0
3004 | Synthetic battery | battery | 0 | 0 | 0 | 0 | 0 | 0
3005 | Synthetic pumped | pumped | 0 | 0 | 0 | 0 | 0 | 0
3005 | Synthetic battery | battery | 0 | 0 | 0 | 0 | 0 | 0
3006 | Synthetic pumped | pumped | 0 | 0 | 0 | 0 | 0 | 0
3006 | Synthetic battery | battery | 0 | 0 | 0 | 0 | 0 | 0
3007 | Synthetic pumped | pumped | 0 | 0 | 0 | 0 | 0 | 0
3007 | Synthetic battery | battery | 0 | 0 | 0 | 0 | 0 | 0
3008 | Synthetic pumped | pumped | 0 | 0 | 0 | 0 | 0 | 0
3008 | Synthetic battery | battery | 0 | 0 | 0 | 0 | 0 | 0
3009 | Synthetic pumped | pumped | 12 | 0 | 0 | 10.8 | 0.225 | 0
3009 | Synthetic battery | battery | 1.0117 | 0 | 0 | 0.93273 | 0.046637 | 0
3010 | Synthetic pumped | pumped | 11.3135 | 0 | 10.8 | 20.9821 | 0.43713 | 0
3010 | Synthetic battery | battery | 0 | 0 | 0.93273 | 0.93273 | 0.046637 | 0
3011 | Synthetic pumped | pumped | 12 | 0 | 20.9821 | 31.7821 | 0.66213 | 0
3011 | Synthetic battery | battery | 7.7446 | 0 | 0.93273 | 8.0729 | 0.40365 | -8.8818e-16
3012 | Synthetic pumped | pumped | 12 | 0 | 31.7821 | 42.5821 | 0.88713 | -3.5527e-15
3012 | Synthetic battery | battery | 10 | 0 | 8.0729 | 17.2925 | 0.86462 | 1.7764e-15
3013 | Synthetic pumped | pumped | 6.0198 | 0 | 42.5821 | 48 | 1 | 0
3013 | Synthetic battery | battery | 2.9367 | 0 | 17.2925 | 20 | 1 | 0
3014 | Synthetic pumped | pumped | 0 | 0 | 48 | 48 | 1 | 0
3014 | Synthetic battery | battery | 0 | 0 | 20 | 20 | 1 | 0
3015 | Synthetic pumped | pumped | 0 | 0 | 48 | 48 | 1 | 0
3015 | Synthetic battery | battery | 0 | 0 | 20 | 20 | 1 | 0
3016 | Synthetic pumped | pumped | 0 | 0 | 48 | 48 | 1 | 0
3016 | Synthetic battery | battery | 0 | 0 | 20 | 20 | 1 | 0
3017 | Synthetic pumped | pumped | 0 | 5.0405 | 48 | 42.3995 | 0.88332 | -1.7764e-15
3017 | Synthetic battery | battery | 0 | 0 | 20 | 20 | 1 | 0
3018 | Synthetic pumped | pumped | 0 | 12 | 42.3995 | 29.0661 | 0.60554 | 0
3018 | Synthetic battery | battery | 0 | 10 | 20 | 9.1535 | 0.45767 | 0
3019 | Synthetic pumped | pumped | 0 | 12 | 29.0661 | 15.7328 | 0.32777 | 0
3019 | Synthetic battery | battery | 0 | 8.4391 | 9.1535 | 0 | 0 | 0
3020 | Synthetic pumped | pumped | 0 | 12 | 15.7328 | 2.3995 | 0.049989 | 0
3020 | Synthetic battery | battery | 0 | 0 | 0 | 0 | 0 | 0
3021 | Synthetic pumped | pumped | 0 | 2.1595 | 2.3995 | 0 | 0 | 0
3021 | Synthetic battery | battery | 0 | 0 | 0 | 0 | 0 | 0
3022 | Synthetic pumped | pumped | 0 | 0 | 0 | 0 | 0 | 0
3022 | Synthetic battery | battery | 0 | 0 | 0 | 0 | 0 | 0
3023 | Synthetic pumped | pumped | 0 | 0 | 0 | 0 | 0 | 0
3023 | Synthetic battery | battery | 0 | 0 | 0 | 0 | 0 | 0
3024 | Synthetic pumped | pumped | 0 | 0 | 0 | 0 | 0 | 0
3024 | Synthetic battery | battery | 0 | 0 | 0 | 0 | 0 | 0
3025 | Synthetic pumped | pumped | 0 | 0 | 0 | 0 | 0 | 0
3025 | Synthetic battery | battery | 0 | 0 | 0 | 0 | 0 | 0
3026 | Synthetic pumped | pumped | 0 | 0 | 0 | 0 | 0 | 0
3026 | Synthetic battery | battery | 0 | 0 | 0 | 0 | 0 | 0
3027 | Synthetic pumped | pumped | 0 | 0 | 0 | 0 | 0 | 0
3027 | Synthetic battery | battery | 0 | 0 | 0 | 0 | 0 | 0
3028 | Synthetic pumped | pumped | 0 | 0 | 0 | 0 | 0 | 0
3028 | Synthetic battery | battery | 0 | 0 | 0 | 0 | 0 | 0
3029 | Synthetic pumped | pumped | 0 | 0 | 0 | 0 | 0 | 0
3029 | Synthetic battery | battery | 0 | 0 | 0 | 0 | 0 | 0
3030 | Synthetic pumped | pumped | 0 | 0 | 0 | 0 | 0 | 0
3030 | Synthetic battery | battery | 0 | 0 | 0 | 0 | 0 | 0
3031 | Synthetic pumped | pumped | 0 | 0 | 0 | 0 | 0 | 0
3031 | Synthetic battery | battery | 0 | 0 | 0 | 0 | 0 | 0
3032 | Synthetic pumped | pumped | 0 | 0 | 0 | 0 | 0 | 0
3032 | Synthetic battery | battery | 0 | 0 | 0 | 0 | 0 | 0
3033 | Synthetic pumped | pumped | 8.1954 | 0 | 0 | 7.3758 | 0.15366 | 0
3033 | Synthetic battery | battery | 0 | 0 | 0 | 0 | 0 | 0
3034 | Synthetic pumped | pumped | 10.9779 | 0 | 7.3758 | 17.2559 | 0.3595 | -1.7764e-15
3034 | Synthetic battery | battery | 0 | 0 | 0 | 0 | 0 | 0
3035 | Synthetic pumped | pumped | 12 | 0 | 17.2559 | 28.0559 | 0.5845 | 0
3035 | Synthetic battery | battery | 10 | 0 | 0 | 9.2195 | 0.46098 | 0
3036 | Synthetic pumped | pumped | 12 | 0 | 28.0559 | 38.8559 | 0.8095 | 0
3036 | Synthetic battery | battery | 10 | 0 | 9.2195 | 18.4391 | 0.92195 | 0
3037 | Synthetic pumped | pumped | 10.1601 | 0 | 38.8559 | 48 | 1 | 0
3037 | Synthetic battery | battery | 1.693 | 0 | 18.4391 | 20 | 1 | 0
3038 | Synthetic pumped | pumped | 0 | 0 | 48 | 48 | 1 | 0
3038 | Synthetic battery | battery | 0 | 0 | 20 | 20 | 1 | 0
3039 | Synthetic pumped | pumped | 0 | 0 | 48 | 48 | 1 | 0
3039 | Synthetic battery | battery | 0 | 0 | 20 | 20 | 1 | 0
3040 | Synthetic pumped | pumped | 0 | 0 | 48 | 48 | 1 | 0
3040 | Synthetic battery | battery | 0 | 0 | 20 | 20 | 1 | 0
3041 | Synthetic pumped | pumped | 0 | 6.0421 | 48 | 41.2866 | 0.86014 | -1.7764e-15
3041 | Synthetic battery | battery | 0 | 0 | 20 | 20 | 1 | 0
3042 | Synthetic pumped | pumped | 0 | 12 | 41.2866 | 27.9532 | 0.58236 | 0
3042 | Synthetic battery | battery | 0 | 8.8246 | 20 | 10.4284 | 0.52142 | 0
3043 | Synthetic pumped | pumped | 0 | 12 | 27.9532 | 14.6199 | 0.30458 | 0
3043 | Synthetic battery | battery | 0 | 9.6145 | 10.4284 | -1.7764e-15 | -8.8818e-17 | 0
3044 | Synthetic pumped | pumped | 0 | 12 | 14.6199 | 1.2866 | 0.026804 | 0
3044 | Synthetic battery | battery | 0 | -1.6377e-15 | -1.7764e-15 | 0 | 0 | 0
3045 | Synthetic pumped | pumped | 0 | 1.1579 | 1.2866 | 0 | 0 | 0
3045 | Synthetic battery | battery | 0 | 0 | 0 | 0 | 0 | 0
3046 | Synthetic pumped | pumped | 0 | 0 | 0 | 0 | 0 | 0
3046 | Synthetic battery | battery | 0 | 0 | 0 | 0 | 0 | 0
3047 | Synthetic pumped | pumped | 0 | 0 | 0 | 0 | 0 | 0
3047 | Synthetic battery | battery | 0 | 0 | 0 | 0 | 0 | 0
3048 | Synthetic pumped | pumped | 0 | 0 | 0 | 0 | 0 | 0
3048 | Synthetic battery | battery | 0 | 0 | 0 | 0 | 0 | 0
3049 | Synthetic pumped | pumped | 0 | 0 | 0 | 0 | 0 | 0
3049 | Synthetic battery | battery | 0 | 0 | 0 | 0 | 0 | 0
3050 | Synthetic pumped | pumped | 0 | 0 | 0 | 0 | 0 | 0
3050 | Synthetic battery | battery | 0 | 0 | 0 | 0 | 0 | 0
3051 | Synthetic pumped | pumped | 0 | 0 | 0 | 0 | 0 | 0
3051 | Synthetic battery | battery | 0 | 0 | 0 | 0 | 0 | 0
3052 | Synthetic pumped | pumped | 0 | 0 | 0 | 0 | 0 | 0
3052 | Synthetic battery | battery | 0 | 0 | 0 | 0 | 0 | 0
3053 | Synthetic pumped | pumped | 0 | 0 | 0 | 0 | 0 | 0
3053 | Synthetic battery | battery | 0 | 0 | 0 | 0 | 0 | 0
3054 | Synthetic pumped | pumped | 0 | 0 | 0 | 0 | 0 | 0
3054 | Synthetic battery | battery | 0 | 0 | 0 | 0 | 0 | 0
3055 | Synthetic pumped | pumped | 0 | 0 | 0 | 0 | 0 | 0
3055 | Synthetic battery | battery | 0 | 0 | 0 | 0 | 0 | 0
3056 | Synthetic pumped | pumped | 0 | 0 | 0 | 0 | 0 | 0
3056 | Synthetic battery | battery | 0 | 0 | 0 | 0 | 0 | 0
3057 | Synthetic pumped | pumped | 9.6487 | 0 | 0 | 8.6838 | 0.18091 | 0
3057 | Synthetic battery | battery | 0 | 0 | 0 | 0 | 0 | 0
3058 | Synthetic pumped | pumped | 11.8033 | 0 | 8.6838 | 19.3068 | 0.40223 | -1.7764e-15
3058 | Synthetic battery | battery | 0 | 0 | 0 | 0 | 0 | 0
3059 | Synthetic pumped | pumped | 12 | 0 | 19.3068 | 30.1068 | 0.62723 | 0
3059 | Synthetic battery | battery | 6.1392 | 0 | 0 | 5.66 | 0.283 | 0
3060 | Synthetic pumped | pumped | 12 | 0 | 30.1068 | 40.9068 | 0.85223 | 0
3060 | Synthetic battery | battery | 6.4802 | 0 | 5.66 | 11.6345 | 0.58173 | 8.8818e-16
3061 | Synthetic pumped | pumped | 7.8813 | 0 | 40.9068 | 48 | 1 | 0
3061 | Synthetic battery | battery | 9.0736 | 0 | 11.6345 | 20 | 1 | 0
3062 | Synthetic pumped | pumped | 0 | 0 | 48 | 48 | 1 | 0
3062 | Synthetic battery | battery | 0 | 0 | 20 | 20 | 1 | 0
3063 | Synthetic pumped | pumped | 0 | 0 | 48 | 48 | 1 | 0
3063 | Synthetic battery | battery | 0 | 0 | 20 | 20 | 1 | 0
3064 | Synthetic pumped | pumped | 0 | 0 | 48 | 48 | 1 | 0
3064 | Synthetic battery | battery | 0 | 0 | 20 | 20 | 1 | 0
3065 | Synthetic pumped | pumped | 0 | 8.356 | 48 | 38.7155 | 0.80657 | 1.7764e-15
3065 | Synthetic battery | battery | 0 | 0 | 20 | 20 | 1 | 0
3066 | Synthetic pumped | pumped | 0 | 12 | 38.7155 | 25.3822 | 0.5288 | 0
3066 | Synthetic battery | battery | 0 | 10 | 20 | 9.1535 | 0.45767 | 0
3067 | Synthetic pumped | pumped | 0 | 12 | 25.3822 | 12.0489 | 0.25102 | 0
3067 | Synthetic battery | battery | 0 | 8.4391 | 9.1535 | 0 | 0 | 0
3068 | Synthetic pumped | pumped | 0 | 10.844 | 12.0489 | 0 | 0 | 0
3068 | Synthetic battery | battery | 0 | 0 | 0 | 0 | 0 | 0
3069 | Synthetic pumped | pumped | 0 | 0 | 0 | 0 | 0 | 0
3069 | Synthetic battery | battery | 0 | 0 | 0 | 0 | 0 | 0
3070 | Synthetic pumped | pumped | 0 | 0 | 0 | 0 | 0 | 0
3070 | Synthetic battery | battery | 0 | 0 | 0 | 0 | 0 | 0
3071 | Synthetic pumped | pumped | 0 | 0 | 0 | 0 | 0 | 0
3071 | Synthetic battery | battery | 0 | 0 | 0 | 0 | 0 | 0
3072 | Synthetic pumped | pumped | 0 | 0 | 0 | 0 | 0 | 0
3072 | Synthetic battery | battery | 0 | 0 | 0 | 0 | 0 | 0
3073 | Synthetic pumped | pumped | 0 | 0 | 0 | 0 | 0 | 0
3073 | Synthetic battery | battery | 0 | 0 | 0 | 0 | 0 | 0
3074 | Synthetic pumped | pumped | 0 | 0 | 0 | 0 | 0 | 0
3074 | Synthetic battery | battery | 0 | 0 | 0 | 0 | 0 | 0
3075 | Synthetic pumped | pumped | 0 | 0 | 0 | 0 | 0 | 0
3075 | Synthetic battery | battery | 0 | 0 | 0 | 0 | 0 | 0
3076 | Synthetic pumped | pumped | 0 | 0 | 0 | 0 | 0 | 0
3076 | Synthetic battery | battery | 0 | 0 | 0 | 0 | 0 | 0
3077 | Synthetic pumped | pumped | 0 | 0 | 0 | 0 | 0 | 0
3077 | Synthetic battery | battery | 0 | 0 | 0 | 0 | 0 | 0
3078 | Synthetic pumped | pumped | 0 | 0 | 0 | 0 | 0 | 0
3078 | Synthetic battery | battery | 0 | 0 | 0 | 0 | 0 | 0
3079 | Synthetic pumped | pumped | 0 | 0 | 0 | 0 | 0 | 0
3079 | Synthetic battery | battery | 0 | 0 | 0 | 0 | 0 | 0
3080 | Synthetic pumped | pumped | 0 | 0 | 0 | 0 | 0 | 0
3080 | Synthetic battery | battery | 0 | 0 | 0 | 0 | 0 | 0
3081 | Synthetic pumped | pumped | 2.1156 | 0 | 0 | 1.9041 | 0.039668 | 0
3081 | Synthetic battery | battery | 0 | 0 | 0 | 0 | 0 | 0
3082 | Synthetic pumped | pumped | 9.4429 | 0 | 1.9041 | 10.4027 | 0.21672 | 0
3082 | Synthetic battery | battery | 0 | 0 | 0 | 0 | 0 | 0
3083 | Synthetic pumped | pumped | 12 | 0 | 10.4027 | 21.2027 | 0.44172 | 1.7764e-15
3083 | Synthetic battery | battery | 1.8686 | 0 | 0 | 1.7227 | 0.086137 | 0
3084 | Synthetic pumped | pumped | 12 | 0 | 21.2027 | 32.0027 | 0.66672 | 3.5527e-15
3084 | Synthetic battery | battery | 7.3619 | 0 | 1.7227 | 8.51 | 0.4255 | 0
3085 | Synthetic pumped | pumped | 10.9233 | 0 | 32.0027 | 41.8336 | 0.87153 | 3.5527e-15
3085 | Synthetic battery | battery | 0 | 0 | 8.51 | 8.51 | 0.4255 | 0
3086 | Synthetic pumped | pumped | 6.8515 | 0 | 41.8336 | 48 | 1 | 0
3086 | Synthetic battery | battery | 10 | 0 | 8.51 | 17.7296 | 0.88648 | 0
3087 | Synthetic pumped | pumped | 0 | 0 | 48 | 48 | 1 | 0
3087 | Synthetic battery | battery | 2.4626 | 0 | 17.7296 | 20 | 1 | 0
3088 | Synthetic pumped | pumped | 0 | 0 | 48 | 48 | 1 | 0
3088 | Synthetic battery | battery | 0 | 0 | 20 | 20 | 1 | 0
3089 | Synthetic pumped | pumped | 0 | 7.966 | 48 | 39.1489 | 0.8156 | 1.7764e-15
3089 | Synthetic battery | battery | 0 | 0 | 20 | 20 | 1 | 0
3090 | Synthetic pumped | pumped | 0 | 12 | 39.1489 | 25.8156 | 0.53782 | 0
3090 | Synthetic battery | battery | 0 | 7.6124 | 20 | 11.7432 | 0.58716 | 0
3091 | Synthetic pumped | pumped | 0 | 12 | 25.8156 | 12.4822 | 0.26005 | 0
3091 | Synthetic battery | battery | 0 | 10 | 11.7432 | 0.89672 | 0.044836 | 0
3092 | Synthetic pumped | pumped | 0 | 11.234 | 12.4822 | 0 | 0 | 0
3092 | Synthetic battery | battery | 0 | 0.82673 | 0.89672 | 0 | 0 | 0
3093 | Synthetic pumped | pumped | 0 | 0 | 0 | 0 | 0 | 0
3093 | Synthetic battery | battery | 0 | 0 | 0 | 0 | 0 | 0
3094 | Synthetic pumped | pumped | 0 | 0 | 0 | 0 | 0 | 0
3094 | Synthetic battery | battery | 0 | 0 | 0 | 0 | 0 | 0
3095 | Synthetic pumped | pumped | 0 | 0 | 0 | 0 | 0 | 0
3095 | Synthetic battery | battery | 0 | 0 | 0 | 0 | 0 | 0
3096 | Synthetic pumped | pumped | 0 | 0 | 0 | 0 | 0 | 0
3096 | Synthetic battery | battery | 0 | 0 | 0 | 0 | 0 | 0
3097 | Synthetic pumped | pumped | 0 | 0 | 0 | 0 | 0 | 0
3097 | Synthetic battery | battery | 0 | 0 | 0 | 0 | 0 | 0
3098 | Synthetic pumped | pumped | 0 | 0 | 0 | 0 | 0 | 0
3098 | Synthetic battery | battery | 0 | 0 | 0 | 0 | 0 | 0
3099 | Synthetic pumped | pumped | 0 | 0 | 0 | 0 | 0 | 0
3099 | Synthetic battery | battery | 0 | 0 | 0 | 0 | 0 | 0
3100 | Synthetic pumped | pumped | 0 | 0 | 0 | 0 | 0 | 0
3100 | Synthetic battery | battery | 0 | 0 | 0 | 0 | 0 | 0
3101 | Synthetic pumped | pumped | 0 | 0 | 0 | 0 | 0 | 0
3101 | Synthetic battery | battery | 0 | 0 | 0 | 0 | 0 | 0
3102 | Synthetic pumped | pumped | 0 | 0 | 0 | 0 | 0 | 0
3102 | Synthetic battery | battery | 0 | 0 | 0 | 0 | 0 | 0
3103 | Synthetic pumped | pumped | 0 | 0 | 0 | 0 | 0 | 0
3103 | Synthetic battery | battery | 0 | 0 | 0 | 0 | 0 | 0
3104 | Synthetic pumped | pumped | 0 | 0 | 0 | 0 | 0 | 0
3104 | Synthetic battery | battery | 0 | 0 | 0 | 0 | 0 | 0
3105 | Synthetic pumped | pumped | 6.5529 | 0 | 0 | 5.8976 | 0.12287 | 0
3105 | Synthetic battery | battery | 0 | 0 | 0 | 0 | 0 | 0
3106 | Synthetic pumped | pumped | 12 | 0 | 5.8976 | 16.6976 | 0.34787 | 0
3106 | Synthetic battery | battery | 2.1208 | 0 | 0 | 1.9553 | 0.097763 | 0
3107 | Synthetic pumped | pumped | 12 | 0 | 16.6976 | 27.4976 | 0.57287 | 0
3107 | Synthetic battery | battery | 6.1313 | 0 | 1.9553 | 7.6081 | 0.3804 | 0
3108 | Synthetic pumped | pumped | 12 | 0 | 27.4976 | 38.2976 | 0.79787 | -3.5527e-15
3108 | Synthetic battery | battery | 10 | 0 | 7.6081 | 16.8276 | 0.84138 | 1.7764e-15
3109 | Synthetic pumped | pumped | 10.7804 | 0 | 38.2976 | 48 | 1 | 0
3109 | Synthetic battery | battery | 3.4409 | 0 | 16.8276 | 20 | 1 | 0
3110 | Synthetic pumped | pumped | 0 | 0 | 48 | 48 | 1 | 0
3110 | Synthetic battery | battery | 0 | 0 | 20 | 20 | 1 | 0
3111 | Synthetic pumped | pumped | 0 | 0 | 48 | 48 | 1 | 0
3111 | Synthetic battery | battery | 0 | 0 | 20 | 20 | 1 | 0
3112 | Synthetic pumped | pumped | 0 | 0 | 48 | 48 | 1 | 0
3112 | Synthetic battery | battery | 0 | 0 | 20 | 20 | 1 | 0
3113 | Synthetic pumped | pumped | 0 | 6.6367 | 48 | 40.6259 | 0.84637 | -3.5527e-15
3113 | Synthetic battery | battery | 0 | 0 | 20 | 20 | 1 | 0
3114 | Synthetic pumped | pumped | 0 | 12 | 40.6259 | 27.2926 | 0.5686 | 0
3114 | Synthetic battery | battery | 0 | 5.4764 | 20 | 14.06 | 0.703 | 0
3115 | Synthetic pumped | pumped | 0 | 12 | 27.2926 | 13.9593 | 0.29082 | 0
3115 | Synthetic battery | battery | 0 | 9.1709 | 14.06 | 4.1127 | 0.20564 | 0
3116 | Synthetic pumped | pumped | 0 | 12 | 13.9593 | 0.62592 | 0.01304 | 0
3116 | Synthetic battery | battery | 0 | 3.7917 | 4.1127 | 0 | 0 | 0
3117 | Synthetic pumped | pumped | 0 | 0.56333 | 0.62592 | 0 | 0 | 0
3117 | Synthetic battery | battery | 0 | 0 | 0 | 0 | 0 | 0
3118 | Synthetic pumped | pumped | 0 | 0 | 0 | 0 | 0 | 0
3118 | Synthetic battery | battery | 0 | 0 | 0 | 0 | 0 | 0
3119 | Synthetic pumped | pumped | 0 | 0 | 0 | 0 | 0 | 0
3119 | Synthetic battery | battery | 0 | 0 | 0 | 0 | 0 | 0
3120 | Synthetic pumped | pumped | 0 | 0 | 0 | 0 | 0 | 0
3120 | Synthetic battery | battery | 0 | 0 | 0 | 0 | 0 | 0
3121 | Synthetic pumped | pumped | 0 | 0 | 0 | 0 | 0 | 0
3121 | Synthetic battery | battery | 0 | 0 | 0 | 0 | 0 | 0
3122 | Synthetic pumped | pumped | 0 | 0 | 0 | 0 | 0 | 0
3122 | Synthetic battery | battery | 0 | 0 | 0 | 0 | 0 | 0
3123 | Synthetic pumped | pumped | 0 | 0 | 0 | 0 | 0 | 0
3123 | Synthetic battery | battery | 0 | 0 | 0 | 0 | 0 | 0
3124 | Synthetic pumped | pumped | 0 | 0 | 0 | 0 | 0 | 0
3124 | Synthetic battery | battery | 0 | 0 | 0 | 0 | 0 | 0
3125 | Synthetic pumped | pumped | 0 | 0 | 0 | 0 | 0 | 0
3125 | Synthetic battery | battery | 0 | 0 | 0 | 0 | 0 | 0
3126 | Synthetic pumped | pumped | 0 | 0 | 0 | 0 | 0 | 0
3126 | Synthetic battery | battery | 0 | 0 | 0 | 0 | 0 | 0
3127 | Synthetic pumped | pumped | 0 | 0 | 0 | 0 | 0 | 0
3127 | Synthetic battery | battery | 0 | 0 | 0 | 0 | 0 | 0
3128 | Synthetic pumped | pumped | 0 | 0 | 0 | 0 | 0 | 0
3128 | Synthetic battery | battery | 0 | 0 | 0 | 0 | 0 | 0
3129 | Synthetic pumped | pumped | 6.1658 | 0 | 0 | 5.5492 | 0.11561 | 0
3129 | Synthetic battery | battery | 0 | 0 | 0 | 0 | 0 | 0
3130 | Synthetic pumped | pumped | 12 | 0 | 5.5492 | 16.3492 | 0.34061 | 0
3130 | Synthetic battery | battery | 0.063219 | 0 | 0 | 0.058285 | 0.0029143 | 0
3131 | Synthetic pumped | pumped | 12 | 0 | 16.3492 | 27.1492 | 0.56561 | 0
3131 | Synthetic battery | battery | 5.6297 | 0 | 0.058285 | 5.2487 | 0.26243 | 0
3132 | Synthetic pumped | pumped | 12 | 0 | 27.1492 | 37.9492 | 0.79061 | 0
3132 | Synthetic battery | battery | 2.51 | 0 | 5.2487 | 7.5628 | 0.37814 | 0
3133 | Synthetic pumped | pumped | 11.1675 | 0 | 37.9492 | 48 | 1 | 0
3133 | Synthetic battery | battery | 10 | 0 | 7.5628 | 16.7823 | 0.83912 | 0
3134 | Synthetic pumped | pumped | 0 | 0 | 48 | 48 | 1 | 0
3134 | Synthetic battery | battery | 3.4901 | 0 | 16.7823 | 20 | 1 | 0
3135 | Synthetic pumped | pumped | 0 | 0 | 48 | 48 | 1 | 0
3135 | Synthetic battery | battery | 0 | 0 | 20 | 20 | 1 | 0
3136 | Synthetic pumped | pumped | 0 | 0 | 48 | 48 | 1 | 0
3136 | Synthetic battery | battery | 0 | 0 | 20 | 20 | 1 | 0
3137 | Synthetic pumped | pumped | 0 | 5.6023 | 48 | 41.7753 | 0.87032 | 2.6645e-15
3137 | Synthetic battery | battery | 0 | 0 | 20 | 20 | 1 | 0
3138 | Synthetic pumped | pumped | 0 | 12 | 41.7753 | 28.4419 | 0.59254 | 0
3138 | Synthetic battery | battery | 0 | 10 | 20 | 9.1535 | 0.45767 | 0
3139 | Synthetic pumped | pumped | 0 | 12 | 28.4419 | 15.1086 | 0.31476 | 0
3139 | Synthetic battery | battery | 0 | 8.4391 | 9.1535 | 0 | 0 | 0
3140 | Synthetic pumped | pumped | 0 | 12 | 15.1086 | 1.7753 | 0.036985 | 0
3140 | Synthetic battery | battery | 0 | 0 | 0 | 0 | 0 | 0
3141 | Synthetic pumped | pumped | 0 | 1.5977 | 1.7753 | 0 | 0 | 0
3141 | Synthetic battery | battery | 0 | 0 | 0 | 0 | 0 | 0
3142 | Synthetic pumped | pumped | 0 | 0 | 0 | 0 | 0 | 0
3142 | Synthetic battery | battery | 0 | 0 | 0 | 0 | 0 | 0
3143 | Synthetic pumped | pumped | 0 | 0 | 0 | 0 | 0 | 0
3143 | Synthetic battery | battery | 0 | 0 | 0 | 0 | 0 | 0
3144 | Synthetic pumped | pumped | 0 | 0 | 0 | 0 | 0 | 0
3144 | Synthetic battery | battery | 0 | 0 | 0 | 0 | 0 | 0
3145 | Synthetic pumped | pumped | 0 | 0 | 0 | 0 | 0 | 0
3145 | Synthetic battery | battery | 0 | 0 | 0 | 0 | 0 | 0
3146 | Synthetic pumped | pumped | 0 | 0 | 0 | 0 | 0 | 0
3146 | Synthetic battery | battery | 0 | 0 | 0 | 0 | 0 | 0
3147 | Synthetic pumped | pumped | 0 | 0 | 0 | 0 | 0 | 0
3147 | Synthetic battery | battery | 0 | 0 | 0 | 0 | 0 | 0
3148 | Synthetic pumped | pumped | 0 | 0 | 0 | 0 | 0 | 0
3148 | Synthetic battery | battery | 0 | 0 | 0 | 0 | 0 | 0
3149 | Synthetic pumped | pumped | 0 | 0 | 0 | 0 | 0 | 0
3149 | Synthetic battery | battery | 0 | 0 | 0 | 0 | 0 | 0
3150 | Synthetic pumped | pumped | 0 | 0 | 0 | 0 | 0 | 0
3150 | Synthetic battery | battery | 0 | 0 | 0 | 0 | 0 | 0
3151 | Synthetic pumped | pumped | 0 | 0 | 0 | 0 | 0 | 0
3151 | Synthetic battery | battery | 0 | 0 | 0 | 0 | 0 | 0
3152 | Synthetic pumped | pumped | 1.1517 | 0 | 0 | 1.0366 | 0.021595 | 0
3152 | Synthetic battery | battery | 0 | 0 | 0 | 0 | 0 | 0
3153 | Synthetic pumped | pumped | 11.9207 | 0 | 1.0366 | 11.7652 | 0.24511 | 0
3153 | Synthetic battery | battery | 0 | 0 | 0 | 0 | 0 | 0
3154 | Synthetic pumped | pumped | 12 | 0 | 11.7652 | 22.5652 | 0.47011 | 0
3154 | Synthetic battery | battery | 3.1249 | 0 | 0 | 2.881 | 0.14405 | 0
3155 | Synthetic pumped | pumped | 12 | 0 | 22.5652 | 33.3652 | 0.69511 | 0
3155 | Synthetic battery | battery | 10 | 0 | 2.881 | 12.1006 | 0.60503 | 0
3156 | Synthetic pumped | pumped | 12 | 0 | 33.3652 | 44.1652 | 0.92011 | 3.5527e-15
3156 | Synthetic battery | battery | 4.2446 | 0 | 12.1006 | 16.0139 | 0.80069 | 8.8818e-16
3157 | Synthetic pumped | pumped | 4.2609 | 0 | 44.1652 | 48 | 1 | 0
3157 | Synthetic battery | battery | 4.3235 | 0 | 16.0139 | 20 | 1 | -4.4409e-16
3158 | Synthetic pumped | pumped | 0 | 0 | 48 | 48 | 1 | 0
3158 | Synthetic battery | battery | 0 | 0 | 20 | 20 | 1 | 0
3159 | Synthetic pumped | pumped | 0 | 0 | 48 | 48 | 1 | 0
3159 | Synthetic battery | battery | 0 | 0 | 20 | 20 | 1 | 0
3160 | Synthetic pumped | pumped | 0 | 0 | 48 | 48 | 1 | 0
3160 | Synthetic battery | battery | 0 | 0 | 20 | 20 | 1 | 0
3161 | Synthetic pumped | pumped | 0 | 3.0913 | 48 | 44.5653 | 0.92844 | 3.1086e-15
3161 | Synthetic battery | battery | 0 | 0 | 20 | 20 | 1 | 0
3162 | Synthetic pumped | pumped | 0 | 12 | 44.5653 | 31.2319 | 0.65067 | 0
3162 | Synthetic battery | battery | 0 | 10 | 20 | 9.1535 | 0.45767 | 0
3163 | Synthetic pumped | pumped | 0 | 12 | 31.2319 | 17.8986 | 0.37289 | 0
3163 | Synthetic battery | battery | 0 | 8.4391 | 9.1535 | 0 | 0 | 0
3164 | Synthetic pumped | pumped | 0 | 12 | 17.8986 | 4.5653 | 0.09511 | 0
3164 | Synthetic battery | battery | 0 | 0 | 0 | 0 | 0 | 0
3165 | Synthetic pumped | pumped | 0 | 4.1087 | 4.5653 | 0 | 0 | 0
3165 | Synthetic battery | battery | 0 | 0 | 0 | 0 | 0 | 0
3166 | Synthetic pumped | pumped | 0 | 0 | 0 | 0 | 0 | 0
3166 | Synthetic battery | battery | 0 | 0 | 0 | 0 | 0 | 0
3167 | Synthetic pumped | pumped | 0 | 0 | 0 | 0 | 0 | 0
3167 | Synthetic battery | battery | 0 | 0 | 0 | 0 | 0 | 0
3168 | Synthetic pumped | pumped | 0 | 0 | 0 | 0 | 0 | 0
3168 | Synthetic battery | battery | 0 | 0 | 0 | 0 | 0 | 0
3169 | Synthetic pumped | pumped | 0 | 0 | 0 | 0 | 0 | 0
3169 | Synthetic battery | battery | 0 | 0 | 0 | 0 | 0 | 0
3170 | Synthetic pumped | pumped | 0 | 0 | 0 | 0 | 0 | 0
3170 | Synthetic battery | battery | 0 | 0 | 0 | 0 | 0 | 0
3171 | Synthetic pumped | pumped | 0 | 0 | 0 | 0 | 0 | 0
3171 | Synthetic battery | battery | 0 | 0 | 0 | 0 | 0 | 0
3172 | Synthetic pumped | pumped | 0 | 0 | 0 | 0 | 0 | 0
3172 | Synthetic battery | battery | 0 | 0 | 0 | 0 | 0 | 0
3173 | Synthetic pumped | pumped | 0 | 0 | 0 | 0 | 0 | 0
3173 | Synthetic battery | battery | 0 | 0 | 0 | 0 | 0 | 0
3174 | Synthetic pumped | pumped | 0 | 0 | 0 | 0 | 0 | 0
3174 | Synthetic battery | battery | 0 | 0 | 0 | 0 | 0 | 0
3175 | Synthetic pumped | pumped | 0 | 0 | 0 | 0 | 0 | 0
3175 | Synthetic battery | battery | 0 | 0 | 0 | 0 | 0 | 0
3176 | Synthetic pumped | pumped | 0 | 0 | 0 | 0 | 0 | 0
3176 | Synthetic battery | battery | 0 | 0 | 0 | 0 | 0 | 0
3177 | Synthetic pumped | pumped | 12 | 0 | 0 | 10.8 | 0.225 | 0
3177 | Synthetic battery | battery | 1.079 | 0 | 0 | 0.99483 | 0.049742 | 0
3178 | Synthetic pumped | pumped | 12 | 0 | 10.8 | 21.6 | 0.45 | 0
3178 | Synthetic battery | battery | 4.0671 | 0 | 0.99483 | 4.7445 | 0.23723 | 0
3179 | Synthetic pumped | pumped | 12 | 0 | 21.6 | 32.4 | 0.675 | 3.5527e-15
3179 | Synthetic battery | battery | 10 | 0 | 4.7445 | 13.964 | 0.6982 | 0
3180 | Synthetic pumped | pumped | 12 | 0 | 32.4 | 43.2 | 0.9 | -3.5527e-15
3180 | Synthetic battery | battery | 6.5469 | 0 | 13.964 | 20 | 1 | 0
3181 | Synthetic pumped | pumped | 5.3333 | 0 | 43.2 | 48 | 1 | 0
3181 | Synthetic battery | battery | 0 | 0 | 20 | 20 | 1 | 0
3182 | Synthetic pumped | pumped | 0 | 0 | 48 | 48 | 1 | 0
3182 | Synthetic battery | battery | 0 | 0 | 20 | 20 | 1 | 0
3183 | Synthetic pumped | pumped | 0 | 0 | 48 | 48 | 1 | 0
3183 | Synthetic battery | battery | 0 | 0 | 20 | 20 | 1 | 0
3184 | Synthetic pumped | pumped | 0 | 0 | 48 | 48 | 1 | 0
3184 | Synthetic battery | battery | 0 | 0 | 20 | 20 | 1 | 0
3185 | Synthetic pumped | pumped | 0 | 0 | 48 | 48 | 1 | 0
3185 | Synthetic battery | battery | 0 | 0 | 20 | 20 | 1 | 0
3186 | Synthetic pumped | pumped | 0 | 10.9103 | 48 | 35.8774 | 0.74745 | -3.5527e-15
3186 | Synthetic battery | battery | 0 | 0 | 20 | 20 | 1 | 0
3187 | Synthetic pumped | pumped | 0 | 12 | 35.8774 | 22.5441 | 0.46967 | 0
3187 | Synthetic battery | battery | 0 | 6.7484 | 20 | 12.6803 | 0.63402 | -8.8818e-16
3188 | Synthetic pumped | pumped | 0 | 12 | 22.5441 | 9.2108 | 0.19189 | 0
3188 | Synthetic battery | battery | 0 | 7.8531 | 12.6803 | 4.1624 | 0.20812 | 0
3189 | Synthetic pumped | pumped | 0 | 8.2897 | 9.2108 | 0 | 0 | 0
3189 | Synthetic battery | battery | 0 | 3.8375 | 4.1624 | 0 | 0 | 0
3190 | Synthetic pumped | pumped | 0 | 0 | 0 | 0 | 0 | 0
3190 | Synthetic battery | battery | 0 | 0 | 0 | 0 | 0 | 0
3191 | Synthetic pumped | pumped | 0 | 0 | 0 | 0 | 0 | 0
3191 | Synthetic battery | battery | 0 | 0 | 0 | 0 | 0 | 0
3192 | Synthetic pumped | pumped | 0 | 0 | 0 | 0 | 0 | 0
3192 | Synthetic battery | battery | 0 | 0 | 0 | 0 | 0 | 0
3193 | Synthetic pumped | pumped | 0 | 0 | 0 | 0 | 0 | 0
3193 | Synthetic battery | battery | 0 | 0 | 0 | 0 | 0 | 0
3194 | Synthetic pumped | pumped | 0 | 0 | 0 | 0 | 0 | 0
3194 | Synthetic battery | battery | 0 | 0 | 0 | 0 | 0 | 0
3195 | Synthetic pumped | pumped | 0 | 0 | 0 | 0 | 0 | 0
3195 | Synthetic battery | battery | 0 | 0 | 0 | 0 | 0 | 0
3196 | Synthetic pumped | pumped | 0 | 0 | 0 | 0 | 0 | 0
3196 | Synthetic battery | battery | 0 | 0 | 0 | 0 | 0 | 0
3197 | Synthetic pumped | pumped | 0 | 0 | 0 | 0 | 0 | 0
3197 | Synthetic battery | battery | 0 | 0 | 0 | 0 | 0 | 0
3198 | Synthetic pumped | pumped | 0 | 0 | 0 | 0 | 0 | 0
3198 | Synthetic battery | battery | 0 | 0 | 0 | 0 | 0 | 0
3199 | Synthetic pumped | pumped | 0 | 0 | 0 | 0 | 0 | 0
3199 | Synthetic battery | battery | 0 | 0 | 0 | 0 | 0 | 0
3200 | Synthetic pumped | pumped | 0 | 0 | 0 | 0 | 0 | 0
3200 | Synthetic battery | battery | 0 | 0 | 0 | 0 | 0 | 0
3201 | Synthetic pumped | pumped | 0 | 0 | 0 | 0 | 0 | 0
3201 | Synthetic battery | battery | 0 | 0 | 0 | 0 | 0 | 0
3202 | Synthetic pumped | pumped | 3.5087 | 0 | 0 | 3.1578 | 0.065788 | 0
3202 | Synthetic battery | battery | 0 | 0 | 0 | 0 | 0 | 0
3203 | Synthetic pumped | pumped | 10.0145 | 0 | 3.1578 | 12.1709 | 0.25356 | 1.7764e-15
3203 | Synthetic battery | battery | 0 | 0 | 0 | 0 | 0 | 0
3204 | Synthetic pumped | pumped | 12 | 0 | 12.1709 | 22.9709 | 0.47856 | 0
3204 | Synthetic battery | battery | 1.6675 | 0 | 0 | 1.5373 | 0.076867 | 0
3205 | Synthetic pumped | pumped | 11.0218 | 0 | 22.9709 | 32.8905 | 0.68522 | -1.7764e-15
3205 | Synthetic battery | battery | 0 | 0 | 1.5373 | 1.5373 | 0.076867 | 0
3206 | Synthetic pumped | pumped | 10.0271 | 0 | 32.8905 | 41.9149 | 0.87323 | 1.7764e-15
3206 | Synthetic battery | battery | 0 | 0 | 1.5373 | 1.5373 | 0.076867 | 0
3207 | Synthetic pumped | pumped | 1.1774 | 0 | 41.9149 | 42.9746 | 0.8953 | 0
3207 | Synthetic battery | battery | 0 | 0 | 1.5373 | 1.5373 | 0.076867 | 0
3208 | Synthetic pumped | pumped | 0 | 0 | 42.9746 | 42.9746 | 0.8953 | 0
3208 | Synthetic battery | battery | 0 | 0 | 1.5373 | 1.5373 | 0.076867 | 0
3209 | Synthetic pumped | pumped | 0 | 4.568 | 42.9746 | 37.899 | 0.78956 | 3.5527e-15
3209 | Synthetic battery | battery | 0 | 0 | 1.5373 | 1.5373 | 0.076867 | 0
3210 | Synthetic pumped | pumped | 0 | 12 | 37.899 | 24.5657 | 0.51179 | 0
3210 | Synthetic battery | battery | 0 | 1.4174 | 1.5373 | 0 | 0 | 0
3211 | Synthetic pumped | pumped | 0 | 12 | 24.5657 | 11.2324 | 0.23401 | 0
3211 | Synthetic battery | battery | 0 | 0 | 0 | 0 | 0 | 0
3212 | Synthetic pumped | pumped | 0 | 10.1091 | 11.2324 | 0 | 0 | 0
3212 | Synthetic battery | battery | 0 | 0 | 0 | 0 | 0 | 0
3213 | Synthetic pumped | pumped | 0 | 0 | 0 | 0 | 0 | 0
3213 | Synthetic battery | battery | 0 | 0 | 0 | 0 | 0 | 0
3214 | Synthetic pumped | pumped | 0 | 0 | 0 | 0 | 0 | 0
3214 | Synthetic battery | battery | 0 | 0 | 0 | 0 | 0 | 0
3215 | Synthetic pumped | pumped | 0 | 0 | 0 | 0 | 0 | 0
3215 | Synthetic battery | battery | 0 | 0 | 0 | 0 | 0 | 0
3216 | Synthetic pumped | pumped | 0 | 0 | 0 | 0 | 0 | 0
3216 | Synthetic battery | battery | 0 | 0 | 0 | 0 | 0 | 0
3217 | Synthetic pumped | pumped | 0 | 0 | 0 | 0 | 0 | 0
3217 | Synthetic battery | battery | 0 | 0 | 0 | 0 | 0 | 0
3218 | Synthetic pumped | pumped | 0 | 0 | 0 | 0 | 0 | 0
3218 | Synthetic battery | battery | 0 | 0 | 0 | 0 | 0 | 0
3219 | Synthetic pumped | pumped | 0 | 0 | 0 | 0 | 0 | 0
3219 | Synthetic battery | battery | 0 | 0 | 0 | 0 | 0 | 0
3220 | Synthetic pumped | pumped | 0 | 0 | 0 | 0 | 0 | 0
3220 | Synthetic battery | battery | 0 | 0 | 0 | 0 | 0 | 0
3221 | Synthetic pumped | pumped | 0 | 0 | 0 | 0 | 0 | 0
3221 | Synthetic battery | battery | 0 | 0 | 0 | 0 | 0 | 0
3222 | Synthetic pumped | pumped | 0 | 0 | 0 | 0 | 0 | 0
3222 | Synthetic battery | battery | 0 | 0 | 0 | 0 | 0 | 0
3223 | Synthetic pumped | pumped | 0 | 0 | 0 | 0 | 0 | 0
3223 | Synthetic battery | battery | 0 | 0 | 0 | 0 | 0 | 0
3224 | Synthetic pumped | pumped | 0 | 0 | 0 | 0 | 0 | 0
3224 | Synthetic battery | battery | 0 | 0 | 0 | 0 | 0 | 0
3225 | Synthetic pumped | pumped | 0 | 0 | 0 | 0 | 0 | 0
3225 | Synthetic battery | battery | 0 | 0 | 0 | 0 | 0 | 0
3226 | Synthetic pumped | pumped | 2.5011 | 0 | 0 | 2.251 | 0.046895 | 0
3226 | Synthetic battery | battery | 0 | 0 | 0 | 0 | 0 | 0
3227 | Synthetic pumped | pumped | 12 | 0 | 2.251 | 13.051 | 0.2719 | 0
3227 | Synthetic battery | battery | 1.913 | 0 | 0 | 1.7637 | 0.088183 | 0
3228 | Synthetic pumped | pumped | 12 | 0 | 13.051 | 23.851 | 0.4969 | 0
3228 | Synthetic battery | battery | 8.7982 | 0 | 1.7637 | 9.8752 | 0.49376 | 0
3229 | Synthetic pumped | pumped | 12 | 0 | 23.851 | 34.651 | 0.7219 | -3.5527e-15
3229 | Synthetic battery | battery | 6.8231 | 0 | 9.8752 | 16.1658 | 0.80829 | -8.8818e-16
3230 | Synthetic pumped | pumped | 12 | 0 | 34.651 | 45.451 | 0.9469 | -3.5527e-15
3230 | Synthetic battery | battery | 4.1588 | 0 | 16.1658 | 20 | 1 | 0
3231 | Synthetic pumped | pumped | 2.8322 | 0 | 45.451 | 48 | 1 | 0
3231 | Synthetic battery | battery | 0 | 0 | 20 | 20 | 1 | 0
3232 | Synthetic pumped | pumped | 0 | 0 | 48 | 48 | 1 | 0
3232 | Synthetic battery | battery | 0 | 0 | 20 | 20 | 1 | 0
3233 | Synthetic pumped | pumped | 0 | 4.5783 | 48 | 42.913 | 0.89402 | -2.6645e-15
3233 | Synthetic battery | battery | 0 | 0 | 20 | 20 | 1 | 0
3234 | Synthetic pumped | pumped | 0 | 12 | 42.913 | 29.5797 | 0.61624 | 0
3234 | Synthetic battery | battery | 0 | 8.3926 | 20 | 10.8969 | 0.54485 | 0
3235 | Synthetic pumped | pumped | 0 | 12 | 29.5797 | 16.2464 | 0.33847 | 0
3235 | Synthetic battery | battery | 0 | 10 | 10.8969 | 0.050385 | 0.0025192 | 0
3236 | Synthetic pumped | pumped | 0 | 12 | 16.2464 | 2.913 | 0.060688 | 0
3236 | Synthetic battery | battery | 0 | 0.046452 | 0.050385 | 0 | 0 | 0
3237 | Synthetic pumped | pumped | 0 | 2.6217 | 2.913 | 0 | 0 | 0
3237 | Synthetic battery | battery | 0 | 0 | 0 | 0 | 0 | 0
3238 | Synthetic pumped | pumped | 0 | 0 | 0 | 0 | 0 | 0
3238 | Synthetic battery | battery | 0 | 0 | 0 | 0 | 0 | 0
3239 | Synthetic pumped | pumped | 0 | 0 | 0 | 0 | 0 | 0
3239 | Synthetic battery | battery | 0 | 0 | 0 | 0 | 0 | 0
3240 | Synthetic pumped | pumped | 0 | 0 | 0 | 0 | 0 | 0
3240 | Synthetic battery | battery | 0 | 0 | 0 | 0 | 0 | 0
3241 | Synthetic pumped | pumped | 0 | 0 | 0 | 0 | 0 | 0
3241 | Synthetic battery | battery | 0 | 0 | 0 | 0 | 0 | 0
3242 | Synthetic pumped | pumped | 0 | 0 | 0 | 0 | 0 | 0
3242 | Synthetic battery | battery | 0 | 0 | 0 | 0 | 0 | 0
3243 | Synthetic pumped | pumped | 0 | 0 | 0 | 0 | 0 | 0
3243 | Synthetic battery | battery | 0 | 0 | 0 | 0 | 0 | 0
3244 | Synthetic pumped | pumped | 0 | 0 | 0 | 0 | 0 | 0
3244 | Synthetic battery | battery | 0 | 0 | 0 | 0 | 0 | 0
3245 | Synthetic pumped | pumped | 0 | 0 | 0 | 0 | 0 | 0
3245 | Synthetic battery | battery | 0 | 0 | 0 | 0 | 0 | 0
3246 | Synthetic pumped | pumped | 0 | 0 | 0 | 0 | 0 | 0
3246 | Synthetic battery | battery | 0 | 0 | 0 | 0 | 0 | 0
3247 | Synthetic pumped | pumped | 0 | 0 | 0 | 0 | 0 | 0
3247 | Synthetic battery | battery | 0 | 0 | 0 | 0 | 0 | 0
3248 | Synthetic pumped | pumped | 0 | 0 | 0 | 0 | 0 | 0
3248 | Synthetic battery | battery | 0 | 0 | 0 | 0 | 0 | 0
3249 | Synthetic pumped | pumped | 1.9458 | 0 | 0 | 1.7512 | 0.036483 | 0
3249 | Synthetic battery | battery | 0 | 0 | 0 | 0 | 0 | 0
3250 | Synthetic pumped | pumped | 8.7905 | 0 | 1.7512 | 9.6626 | 0.2013 | 8.8818e-16
3250 | Synthetic battery | battery | 0 | 0 | 0 | 0 | 0 | 0
3251 | Synthetic pumped | pumped | 10.3524 | 0 | 9.6626 | 18.9798 | 0.39541 | 0
3251 | Synthetic battery | battery | 0 | 0 | 0 | 0 | 0 | 0
3252 | Synthetic pumped | pumped | 12 | 0 | 18.9798 | 29.7798 | 0.62041 | 0
3252 | Synthetic battery | battery | 4.3336 | 0 | 0 | 3.9953 | 0.19977 | 0
3253 | Synthetic pumped | pumped | 12 | 0 | 29.7798 | 40.5798 | 0.84541 | 3.5527e-15
3253 | Synthetic battery | battery | 1.0185 | 0 | 3.9953 | 4.9344 | 0.24672 | 3.3307e-16
3254 | Synthetic pumped | pumped | 8.2447 | 0 | 40.5798 | 48 | 1 | 0
3254 | Synthetic battery | battery | 5.3018 | 0 | 4.9344 | 9.8224 | 0.49112 | 0
3255 | Synthetic pumped | pumped | 0 | 0 | 48 | 48 | 1 | 0
3255 | Synthetic battery | battery | 5.7864 | 0 | 9.8224 | 15.1572 | 0.75786 | -8.8818e-16
3256 | Synthetic pumped | pumped | 0 | 0 | 48 | 48 | 1 | 0
3256 | Synthetic battery | battery | 0 | 0 | 15.1572 | 15.1572 | 0.75786 | 0
3257 | Synthetic pumped | pumped | 0 | 7.7842 | 48 | 39.3509 | 0.81981 | 1.7764e-15
3257 | Synthetic battery | battery | 0 | 0 | 15.1572 | 15.1572 | 0.75786 | 0
3258 | Synthetic pumped | pumped | 0 | 12 | 39.3509 | 26.0175 | 0.54203 | 0
3258 | Synthetic battery | battery | 0 | 10 | 15.1572 | 4.3107 | 0.21553 | 0
3259 | Synthetic pumped | pumped | 0 | 12 | 26.0175 | 12.6842 | 0.26425 | 0
3259 | Synthetic battery | battery | 0 | 3.9742 | 4.3107 | 0 | 0 | 0
3260 | Synthetic pumped | pumped | 0 | 11.4158 | 12.6842 | 0 | 0 | 0
3260 | Synthetic battery | battery | 0 | 0 | 0 | 0 | 0 | 0
3261 | Synthetic pumped | pumped | 0 | 0 | 0 | 0 | 0 | 0
3261 | Synthetic battery | battery | 0 | 0 | 0 | 0 | 0 | 0
3262 | Synthetic pumped | pumped | 0 | 0 | 0 | 0 | 0 | 0
3262 | Synthetic battery | battery | 0 | 0 | 0 | 0 | 0 | 0
3263 | Synthetic pumped | pumped | 0 | 0 | 0 | 0 | 0 | 0
3263 | Synthetic battery | battery | 0 | 0 | 0 | 0 | 0 | 0
3264 | Synthetic pumped | pumped | 0 | 0 | 0 | 0 | 0 | 0
3264 | Synthetic battery | battery | 0 | 0 | 0 | 0 | 0 | 0
3265 | Synthetic pumped | pumped | 0 | 0 | 0 | 0 | 0 | 0
3265 | Synthetic battery | battery | 0 | 0 | 0 | 0 | 0 | 0
3266 | Synthetic pumped | pumped | 0 | 0 | 0 | 0 | 0 | 0
3266 | Synthetic battery | battery | 0 | 0 | 0 | 0 | 0 | 0
3267 | Synthetic pumped | pumped | 0 | 0 | 0 | 0 | 0 | 0
3267 | Synthetic battery | battery | 0 | 0 | 0 | 0 | 0 | 0
3268 | Synthetic pumped | pumped | 0 | 0 | 0 | 0 | 0 | 0
3268 | Synthetic battery | battery | 0 | 0 | 0 | 0 | 0 | 0
3269 | Synthetic pumped | pumped | 0 | 0 | 0 | 0 | 0 | 0
3269 | Synthetic battery | battery | 0 | 0 | 0 | 0 | 0 | 0
3270 | Synthetic pumped | pumped | 0 | 0 | 0 | 0 | 0 | 0
3270 | Synthetic battery | battery | 0 | 0 | 0 | 0 | 0 | 0
3271 | Synthetic pumped | pumped | 0 | 0 | 0 | 0 | 0 | 0
3271 | Synthetic battery | battery | 0 | 0 | 0 | 0 | 0 | 0
3272 | Synthetic pumped | pumped | 0 | 0 | 0 | 0 | 0 | 0
3272 | Synthetic battery | battery | 0 | 0 | 0 | 0 | 0 | 0
3273 | Synthetic pumped | pumped | 5.9521 | 0 | 0 | 5.3568 | 0.1116 | 0
3273 | Synthetic battery | battery | 0 | 0 | 0 | 0 | 0 | 0
3274 | Synthetic pumped | pumped | 10.6386 | 0 | 5.3568 | 14.9316 | 0.31108 | 0
3274 | Synthetic battery | battery | 0 | 0 | 0 | 0 | 0 | 0
3275 | Synthetic pumped | pumped | 12 | 0 | 14.9316 | 25.7316 | 0.53608 | 1.7764e-15
3275 | Synthetic battery | battery | 10 | 0 | 0 | 9.2195 | 0.46098 | 0
3276 | Synthetic pumped | pumped | 12 | 0 | 25.7316 | 36.5316 | 0.76108 | 3.5527e-15
3276 | Synthetic battery | battery | 10 | 0 | 9.2195 | 18.4391 | 0.92195 | 0
3277 | Synthetic pumped | pumped | 12 | 0 | 36.5316 | 47.3316 | 0.98608 | -3.5527e-15
3277 | Synthetic battery | battery | 1.693 | 0 | 18.4391 | 20 | 1 | 0
3278 | Synthetic pumped | pumped | 0.74263 | 0 | 47.3316 | 48 | 1 | 0
3278 | Synthetic battery | battery | 0 | 0 | 20 | 20 | 1 | 0
3279 | Synthetic pumped | pumped | 0 | 0 | 48 | 48 | 1 | 0
3279 | Synthetic battery | battery | 0 | 0 | 20 | 20 | 1 | 0
3280 | Synthetic pumped | pumped | 0 | 0 | 48 | 48 | 1 | 0
3280 | Synthetic battery | battery | 0 | 0 | 20 | 20 | 1 | 0
3281 | Synthetic pumped | pumped | 0 | 5.819 | 48 | 41.5344 | 0.8653 | 1.7764e-15
3281 | Synthetic battery | battery | 0 | 0 | 20 | 20 | 1 | 0
3282 | Synthetic pumped | pumped | 0 | 12 | 41.5344 | 28.2011 | 0.58752 | 0
3282 | Synthetic battery | battery | 0 | 9.0449 | 20 | 10.1894 | 0.50947 | 0
3283 | Synthetic pumped | pumped | 0 | 12 | 28.2011 | 14.8677 | 0.30974 | 0
3283 | Synthetic battery | battery | 0 | 9.3942 | 10.1894 | 0 | 0 | 0
3284 | Synthetic pumped | pumped | 0 | 12 | 14.8677 | 1.5344 | 0.031967 | 0
3284 | Synthetic battery | battery | 0 | 0 | 0 | 0 | 0 | 0
3285 | Synthetic pumped | pumped | 0 | 1.381 | 1.5344 | 0 | 0 | 0
3285 | Synthetic battery | battery | 0 | 0 | 0 | 0 | 0 | 0
3286 | Synthetic pumped | pumped | 0 | 0 | 0 | 0 | 0 | 0
3286 | Synthetic battery | battery | 0 | 0 | 0 | 0 | 0 | 0
3287 | Synthetic pumped | pumped | 0 | 0 | 0 | 0 | 0 | 0
3287 | Synthetic battery | battery | 0 | 0 | 0 | 0 | 0 | 0
3288 | Synthetic pumped | pumped | 0 | 0 | 0 | 0 | 0 | 0
3288 | Synthetic battery | battery | 0 | 0 | 0 | 0 | 0 | 0
3289 | Synthetic pumped | pumped | 0 | 0 | 0 | 0 | 0 | 0
3289 | Synthetic battery | battery | 0 | 0 | 0 | 0 | 0 | 0
3290 | Synthetic pumped | pumped | 0 | 0 | 0 | 0 | 0 | 0
3290 | Synthetic battery | battery | 0 | 0 | 0 | 0 | 0 | 0
3291 | Synthetic pumped | pumped | 0 | 0 | 0 | 0 | 0 | 0
3291 | Synthetic battery | battery | 0 | 0 | 0 | 0 | 0 | 0
3292 | Synthetic pumped | pumped | 0 | 0 | 0 | 0 | 0 | 0
3292 | Synthetic battery | battery | 0 | 0 | 0 | 0 | 0 | 0
3293 | Synthetic pumped | pumped | 0 | 0 | 0 | 0 | 0 | 0
3293 | Synthetic battery | battery | 0 | 0 | 0 | 0 | 0 | 0
3294 | Synthetic pumped | pumped | 0 | 0 | 0 | 0 | 0 | 0
3294 | Synthetic battery | battery | 0 | 0 | 0 | 0 | 0 | 0
3295 | Synthetic pumped | pumped | 0 | 0 | 0 | 0 | 0 | 0
3295 | Synthetic battery | battery | 0 | 0 | 0 | 0 | 0 | 0
3296 | Synthetic pumped | pumped | 0 | 0 | 0 | 0 | 0 | 0
3296 | Synthetic battery | battery | 0 | 0 | 0 | 0 | 0 | 0
3297 | Synthetic pumped | pumped | 8.1633 | 0 | 0 | 7.3469 | 0.15306 | 0
3297 | Synthetic battery | battery | 0 | 0 | 0 | 0 | 0 | 0
3298 | Synthetic pumped | pumped | 12 | 0 | 7.3469 | 18.1469 | 0.37806 | 0
3298 | Synthetic battery | battery | 8.1334 | 0 | 0 | 7.4987 | 0.37493 | 0
3299 | Synthetic pumped | pumped | 12 | 0 | 18.1469 | 28.9469 | 0.60306 | 0
3299 | Synthetic battery | battery | 10 | 0 | 7.4987 | 16.7182 | 0.83591 | 1.7764e-15
3300 | Synthetic pumped | pumped | 12 | 0 | 28.9469 | 39.7469 | 0.82806 | -3.5527e-15
3300 | Synthetic battery | battery | 3.5596 | 0 | 16.7182 | 20 | 1 | 0
3301 | Synthetic pumped | pumped | 9.1701 | 0 | 39.7469 | 48 | 1 | 0
3301 | Synthetic battery | battery | 0 | 0 | 20 | 20 | 1 | 0
3302 | Synthetic pumped | pumped | 0 | 0 | 48 | 48 | 1 | 0
3302 | Synthetic battery | battery | 0 | 0 | 20 | 20 | 1 | 0
3303 | Synthetic pumped | pumped | 0 | 0 | 48 | 48 | 1 | 0
3303 | Synthetic battery | battery | 0 | 0 | 20 | 20 | 1 | 0
3304 | Synthetic pumped | pumped | 0 | 0 | 48 | 48 | 1 | 0
3304 | Synthetic battery | battery | 0 | 0 | 20 | 20 | 1 | 0
3305 | Synthetic pumped | pumped | 0 | 10.9991 | 48 | 35.7788 | 0.74539 | -3.5527e-15
3305 | Synthetic battery | battery | 0 | 0 | 20 | 20 | 1 | 0
3306 | Synthetic pumped | pumped | 0 | 12 | 35.7788 | 22.4455 | 0.46761 | 0
3306 | Synthetic battery | battery | 0 | 10 | 20 | 9.1535 | 0.45767 | 0
3307 | Synthetic pumped | pumped | 0 | 12 | 22.4455 | 9.1121 | 0.18984 | 0
3307 | Synthetic battery | battery | 0 | 8.4391 | 9.1535 | 0 | 0 | 0
3308 | Synthetic pumped | pumped | 0 | 8.2009 | 9.1121 | 0 | 0 | 0
3308 | Synthetic battery | battery | 0 | 0 | 0 | 0 | 0 | 0
3309 | Synthetic pumped | pumped | 0 | 0 | 0 | 0 | 0 | 0
3309 | Synthetic battery | battery | 0 | 0 | 0 | 0 | 0 | 0
3310 | Synthetic pumped | pumped | 0 | 0 | 0 | 0 | 0 | 0
3310 | Synthetic battery | battery | 0 | 0 | 0 | 0 | 0 | 0
3311 | Synthetic pumped | pumped | 0 | 0 | 0 | 0 | 0 | 0
3311 | Synthetic battery | battery | 0 | 0 | 0 | 0 | 0 | 0
3312 | Synthetic pumped | pumped | 0 | 0 | 0 | 0 | 0 | 0
3312 | Synthetic battery | battery | 0 | 0 | 0 | 0 | 0 | 0
3313 | Synthetic pumped | pumped | 0 | 0 | 0 | 0 | 0 | 0
3313 | Synthetic battery | battery | 0 | 0 | 0 | 0 | 0 | 0
3314 | Synthetic pumped | pumped | 0 | 0 | 0 | 0 | 0 | 0
3314 | Synthetic battery | battery | 0 | 0 | 0 | 0 | 0 | 0
3315 | Synthetic pumped | pumped | 0 | 0 | 0 | 0 | 0 | 0
3315 | Synthetic battery | battery | 0 | 0 | 0 | 0 | 0 | 0
3316 | Synthetic pumped | pumped | 0 | 0 | 0 | 0 | 0 | 0
3316 | Synthetic battery | battery | 0 | 0 | 0 | 0 | 0 | 0
3317 | Synthetic pumped | pumped | 0 | 0 | 0 | 0 | 0 | 0
3317 | Synthetic battery | battery | 0 | 0 | 0 | 0 | 0 | 0
3318 | Synthetic pumped | pumped | 0 | 0 | 0 | 0 | 0 | 0
3318 | Synthetic battery | battery | 0 | 0 | 0 | 0 | 0 | 0
3319 | Synthetic pumped | pumped | 0 | 0 | 0 | 0 | 0 | 0
3319 | Synthetic battery | battery | 0 | 0 | 0 | 0 | 0 | 0
3320 | Synthetic pumped | pumped | 0.86784 | 0 | 0 | 0.78106 | 0.016272 | 0
3320 | Synthetic battery | battery | 0 | 0 | 0 | 0 | 0 | 0
3321 | Synthetic pumped | pumped | 11.1147 | 0 | 0.78106 | 10.7843 | 0.22467 | 0
3321 | Synthetic battery | battery | 0 | 0 | 0 | 0 | 0 | 0
3322 | Synthetic pumped | pumped | 12 | 0 | 10.7843 | 21.5843 | 0.44967 | 0
3322 | Synthetic battery | battery | 10 | 0 | 0 | 9.2195 | 0.46098 | 0
3323 | Synthetic pumped | pumped | 12 | 0 | 21.5843 | 32.3843 | 0.67467 | 0
3323 | Synthetic battery | battery | 10 | 0 | 9.2195 | 18.4391 | 0.92195 | 0
3324 | Synthetic pumped | pumped | 12 | 0 | 32.3843 | 43.1843 | 0.89967 | 3.5527e-15
3324 | Synthetic battery | battery | 1.693 | 0 | 18.4391 | 20 | 1 | 0
3325 | Synthetic pumped | pumped | 5.3508 | 0 | 43.1843 | 48 | 1 | 0
3325 | Synthetic battery | battery | 0 | 0 | 20 | 20 | 1 | 0
3326 | Synthetic pumped | pumped | 0 | 0 | 48 | 48 | 1 | 0
3326 | Synthetic battery | battery | 0 | 0 | 20 | 20 | 1 | 0
3327 | Synthetic pumped | pumped | 0 | 0 | 48 | 48 | 1 | 0
3327 | Synthetic battery | battery | 0 | 0 | 20 | 20 | 1 | 0
3328 | Synthetic pumped | pumped | 0 | 0 | 48 | 48 | 1 | 0
3328 | Synthetic battery | battery | 0 | 0 | 20 | 20 | 1 | 0
3329 | Synthetic pumped | pumped | 0 | 1.9287 | 48 | 45.857 | 0.95535 | -2.2204e-15
3329 | Synthetic battery | battery | 0 | 0 | 20 | 20 | 1 | 0
3330 | Synthetic pumped | pumped | 0 | 12 | 45.857 | 32.5237 | 0.67758 | -3.5527e-15
3330 | Synthetic battery | battery | 0 | 6.3853 | 20 | 13.0741 | 0.65371 | 0
3331 | Synthetic pumped | pumped | 0 | 12 | 32.5237 | 19.1903 | 0.3998 | 0
3331 | Synthetic battery | battery | 0 | 10 | 13.0741 | 2.2276 | 0.11138 | 0
3332 | Synthetic pumped | pumped | 0 | 12 | 19.1903 | 5.857 | 0.12202 | 0
3332 | Synthetic battery | battery | 0 | 2.0537 | 2.2276 | 0 | 0 | 0
3333 | Synthetic pumped | pumped | 0 | 5.2713 | 5.857 | -8.8818e-16 | -1.8504e-17 | 0
3333 | Synthetic battery | battery | 0 | 0 | 0 | 0 | 0 | 0
3334 | Synthetic pumped | pumped | 0 | -7.9936e-16 | -8.8818e-16 | 0 | 0 | 0
3334 | Synthetic battery | battery | 0 | 0 | 0 | 0 | 0 | 0
3335 | Synthetic pumped | pumped | 0 | 0 | 0 | 0 | 0 | 0
3335 | Synthetic battery | battery | 0 | 0 | 0 | 0 | 0 | 0
3336 | Synthetic pumped | pumped | 0 | 0 | 0 | 0 | 0 | 0
3336 | Synthetic battery | battery | 0 | 0 | 0 | 0 | 0 | 0
3337 | Synthetic pumped | pumped | 0 | 0 | 0 | 0 | 0 | 0
3337 | Synthetic battery | battery | 0 | 0 | 0 | 0 | 0 | 0
3338 | Synthetic pumped | pumped | 0 | 0 | 0 | 0 | 0 | 0
3338 | Synthetic battery | battery | 0 | 0 | 0 | 0 | 0 | 0
3339 | Synthetic pumped | pumped | 0 | 0 | 0 | 0 | 0 | 0
3339 | Synthetic battery | battery | 0 | 0 | 0 | 0 | 0 | 0
3340 | Synthetic pumped | pumped | 0 | 0 | 0 | 0 | 0 | 0
3340 | Synthetic battery | battery | 0 | 0 | 0 | 0 | 0 | 0
3341 | Synthetic pumped | pumped | 0 | 0 | 0 | 0 | 0 | 0
3341 | Synthetic battery | battery | 0 | 0 | 0 | 0 | 0 | 0
3342 | Synthetic pumped | pumped | 0 | 0 | 0 | 0 | 0 | 0
3342 | Synthetic battery | battery | 0 | 0 | 0 | 0 | 0 | 0
3343 | Synthetic pumped | pumped | 0 | 0 | 0 | 0 | 0 | 0
3343 | Synthetic battery | battery | 0 | 0 | 0 | 0 | 0 | 0
3344 | Synthetic pumped | pumped | 1.8917 | 0 | 0 | 1.7026 | 0.03547 | 0
3344 | Synthetic battery | battery | 0 | 0 | 0 | 0 | 0 | 0
3345 | Synthetic pumped | pumped | 4.772 | 0 | 1.7026 | 5.9973 | 0.12494 | 8.8818e-16
3345 | Synthetic battery | battery | 0 | 0 | 0 | 0 | 0 | 0
3346 | Synthetic pumped | pumped | 12 | 0 | 5.9973 | 16.7973 | 0.34994 | 1.7764e-15
3346 | Synthetic battery | battery | 9.241 | 0 | 0 | 8.5198 | 0.42599 | 0
3347 | Synthetic pumped | pumped | 12 | 0 | 16.7973 | 27.5973 | 0.57494 | 0
3347 | Synthetic battery | battery | 10 | 0 | 8.5198 | 17.7393 | 0.88697 | 1.7764e-15
3348 | Synthetic pumped | pumped | 12 | 0 | 27.5973 | 38.3973 | 0.79994 | 0
3348 | Synthetic battery | battery | 2.452 | 0 | 17.7393 | 20 | 1 | 0
3349 | Synthetic pumped | pumped | 10.6696 | 0 | 38.3973 | 48 | 1 | 0
3349 | Synthetic battery | battery | 0 | 0 | 20 | 20 | 1 | 0
3350 | Synthetic pumped | pumped | 0 | 0 | 48 | 48 | 1 | 0
3350 | Synthetic battery | battery | 0 | 0 | 20 | 20 | 1 | 0
3351 | Synthetic pumped | pumped | 0 | 0 | 48 | 48 | 1 | 0
3351 | Synthetic battery | battery | 0 | 0 | 20 | 20 | 1 | 0
3352 | Synthetic pumped | pumped | 0 | 0 | 48 | 48 | 1 | 0
3352 | Synthetic battery | battery | 0 | 0 | 20 | 20 | 1 | 0
3353 | Synthetic pumped | pumped | 0 | 0.40794 | 48 | 47.5467 | 0.99056 | -7.7716e-16
3353 | Synthetic battery | battery | 0 | 0 | 20 | 20 | 1 | 0
3354 | Synthetic pumped | pumped | 0 | 12 | 47.5467 | 34.2134 | 0.71278 | -3.5527e-15
3354 | Synthetic battery | battery | 0 | 7.5308 | 20 | 11.8317 | 0.59158 | 0
3355 | Synthetic pumped | pumped | 0 | 12 | 34.2134 | 20.8801 | 0.435 | 0
3355 | Synthetic battery | battery | 0 | 9.6366 | 11.8317 | 1.3793 | 0.068966 | 0
3356 | Synthetic pumped | pumped | 0 | 12 | 20.8801 | 7.5467 | 0.15722 | 0
3356 | Synthetic battery | battery | 0 | 1.2717 | 1.3793 | 0 | 0 | 0
3357 | Synthetic pumped | pumped | 0 | 6.7921 | 7.5467 | 0 | 0 | 0
3357 | Synthetic battery | battery | 0 | 0 | 0 | 0 | 0 | 0
3358 | Synthetic pumped | pumped | 0 | 0 | 0 | 0 | 0 | 0
3358 | Synthetic battery | battery | 0 | 0 | 0 | 0 | 0 | 0
3359 | Synthetic pumped | pumped | 0 | 0 | 0 | 0 | 0 | 0
3359 | Synthetic battery | battery | 0 | 0 | 0 | 0 | 0 | 0
3360 | Synthetic pumped | pumped | 0 | 0 | 0 | 0 | 0 | 0
3360 | Synthetic battery | battery | 0 | 0 | 0 | 0 | 0 | 0
3361 | Synthetic pumped | pumped | 0 | 0 | 0 | 0 | 0 | 0
3361 | Synthetic battery | battery | 0 | 0 | 0 | 0 | 0 | 0
3362 | Synthetic pumped | pumped | 0 | 0 | 0 | 0 | 0 | 0
3362 | Synthetic battery | battery | 0 | 0 | 0 | 0 | 0 | 0
3363 | Synthetic pumped | pumped | 0 | 0 | 0 | 0 | 0 | 0
3363 | Synthetic battery | battery | 0 | 0 | 0 | 0 | 0 | 0
3364 | Synthetic pumped | pumped | 0 | 0 | 0 | 0 | 0 | 0
3364 | Synthetic battery | battery | 0 | 0 | 0 | 0 | 0 | 0
3365 | Synthetic pumped | pumped | 0 | 0 | 0 | 0 | 0 | 0
3365 | Synthetic battery | battery | 0 | 0 | 0 | 0 | 0 | 0
3366 | Synthetic pumped | pumped | 0 | 0 | 0 | 0 | 0 | 0
3366 | Synthetic battery | battery | 0 | 0 | 0 | 0 | 0 | 0
3367 | Synthetic pumped | pumped | 0 | 0 | 0 | 0 | 0 | 0
3367 | Synthetic battery | battery | 0 | 0 | 0 | 0 | 0 | 0
3368 | Synthetic pumped | pumped | 0 | 0 | 0 | 0 | 0 | 0
3368 | Synthetic battery | battery | 0 | 0 | 0 | 0 | 0 | 0
3369 | Synthetic pumped | pumped | 3.7705 | 0 | 0 | 3.3934 | 0.070697 | 0
3369 | Synthetic battery | battery | 0 | 0 | 0 | 0 | 0 | 0
3370 | Synthetic pumped | pumped | 9.5785 | 0 | 3.3934 | 12.0141 | 0.25029 | 0
3370 | Synthetic battery | battery | 0 | 0 | 0 | 0 | 0 | 0
3371 | Synthetic pumped | pumped | 12 | 0 | 12.0141 | 22.8141 | 0.47529 | 0
3371 | Synthetic battery | battery | 4.6637 | 0 | 0 | 4.2998 | 0.21499 | 0
3372 | Synthetic pumped | pumped | 12 | 0 | 22.8141 | 33.6141 | 0.70029 | 3.5527e-15
3372 | Synthetic battery | battery | 6.2344 | 0 | 4.2998 | 10.0476 | 0.50238 | 8.8818e-16
3373 | Synthetic pumped | pumped | 10.9114 | 0 | 33.6141 | 43.4344 | 0.90488 | -1.7764e-15
3373 | Synthetic battery | battery | 0 | 0 | 10.0476 | 10.0476 | 0.50238 | 0
3374 | Synthetic pumped | pumped | 5.0729 | 0 | 43.4344 | 48 | 1 | 0
3374 | Synthetic battery | battery | 6.5828 | 0 | 10.0476 | 16.1166 | 0.80583 | -8.8818e-16
3375 | Synthetic pumped | pumped | 0 | 0 | 48 | 48 | 1 | 0
3375 | Synthetic battery | battery | 4.2121 | 0 | 16.1166 | 20 | 1 | -4.4409e-16
3376 | Synthetic pumped | pumped | 0 | 0 | 48 | 48 | 1 | 0
3376 | Synthetic battery | battery | 0 | 0 | 20 | 20 | 1 | 0
3377 | Synthetic pumped | pumped | 0 | 10.8508 | 48 | 35.9436 | 0.74882 | 3.5527e-15
3377 | Synthetic battery | battery | 0 | 0 | 20 | 20 | 1 | 0
3378 | Synthetic pumped | pumped | 0 | 12 | 35.9436 | 22.6103 | 0.47105 | 0
3378 | Synthetic battery | battery | 0 | 10 | 20 | 9.1535 | 0.45767 | 0
3379 | Synthetic pumped | pumped | 0 | 12 | 22.6103 | 9.2769 | 0.19327 | 0
3379 | Synthetic battery | battery | 0 | 8.4391 | 9.1535 | 0 | 0 | 0
3380 | Synthetic pumped | pumped | 0 | 8.3492 | 9.2769 | 0 | 0 | 0
3380 | Synthetic battery | battery | 0 | 0 | 0 | 0 | 0 | 0
3381 | Synthetic pumped | pumped | 0 | 0 | 0 | 0 | 0 | 0
3381 | Synthetic battery | battery | 0 | 0 | 0 | 0 | 0 | 0
3382 | Synthetic pumped | pumped | 0 | 0 | 0 | 0 | 0 | 0
3382 | Synthetic battery | battery | 0 | 0 | 0 | 0 | 0 | 0
3383 | Synthetic pumped | pumped | 0 | 0 | 0 | 0 | 0 | 0
3383 | Synthetic battery | battery | 0 | 0 | 0 | 0 | 0 | 0
3384 | Synthetic pumped | pumped | 0 | 0 | 0 | 0 | 0 | 0
3384 | Synthetic battery | battery | 0 | 0 | 0 | 0 | 0 | 0
3385 | Synthetic pumped | pumped | 0 | 0 | 0 | 0 | 0 | 0
3385 | Synthetic battery | battery | 0 | 0 | 0 | 0 | 0 | 0
3386 | Synthetic pumped | pumped | 0 | 0 | 0 | 0 | 0 | 0
3386 | Synthetic battery | battery | 0 | 0 | 0 | 0 | 0 | 0
3387 | Synthetic pumped | pumped | 0 | 0 | 0 | 0 | 0 | 0
3387 | Synthetic battery | battery | 0 | 0 | 0 | 0 | 0 | 0
3388 | Synthetic pumped | pumped | 0 | 0 | 0 | 0 | 0 | 0
3388 | Synthetic battery | battery | 0 | 0 | 0 | 0 | 0 | 0
3389 | Synthetic pumped | pumped | 0 | 0 | 0 | 0 | 0 | 0
3389 | Synthetic battery | battery | 0 | 0 | 0 | 0 | 0 | 0
3390 | Synthetic pumped | pumped | 0 | 0 | 0 | 0 | 0 | 0
3390 | Synthetic battery | battery | 0 | 0 | 0 | 0 | 0 | 0
3391 | Synthetic pumped | pumped | 0 | 0 | 0 | 0 | 0 | 0
3391 | Synthetic battery | battery | 0 | 0 | 0 | 0 | 0 | 0
3392 | Synthetic pumped | pumped | 0 | 0 | 0 | 0 | 0 | 0
3392 | Synthetic battery | battery | 0 | 0 | 0 | 0 | 0 | 0
3393 | Synthetic pumped | pumped | 9.2728 | 0 | 0 | 8.3455 | 0.17386 | 0
3393 | Synthetic battery | battery | 0 | 0 | 0 | 0 | 0 | 0
3394 | Synthetic pumped | pumped | 12 | 0 | 8.3455 | 19.1455 | 0.39886 | 0
3394 | Synthetic battery | battery | 0.4002 | 0 | 0 | 0.36897 | 0.018448 | 0
3395 | Synthetic pumped | pumped | 12 | 0 | 19.1455 | 29.9455 | 0.62386 | 0
3395 | Synthetic battery | battery | 0.92378 | 0 | 0.36897 | 1.2207 | 0.061033 | 1.1102e-16
3396 | Synthetic pumped | pumped | 12 | 0 | 29.9455 | 40.7455 | 0.84886 | 0
3396 | Synthetic battery | battery | 8.25 | 0 | 1.2207 | 8.8268 | 0.44134 | 0
3397 | Synthetic pumped | pumped | 8.0606 | 0 | 40.7455 | 48 | 1 | 0
3397 | Synthetic battery | battery | 10 | 0 | 8.8268 | 18.0463 | 0.90232 | 1.7764e-15
3398 | Synthetic pumped | pumped | 0 | 0 | 48 | 48 | 1 | 0
3398 | Synthetic battery | battery | 2.1191 | 0 | 18.0463 | 20 | 1 | 0
3399 | Synthetic pumped | pumped | 0 | 0 | 48 | 48 | 1 | 0
3399 | Synthetic battery | battery | 0 | 0 | 20 | 20 | 1 | 0
3400 | Synthetic pumped | pumped | 0 | 0 | 48 | 48 | 1 | 0
3400 | Synthetic battery | battery | 0 | 0 | 20 | 20 | 1 | 0
3401 | Synthetic pumped | pumped | 0 | 5.0406 | 48 | 42.3993 | 0.88332 | 2.6645e-15
3401 | Synthetic battery | battery | 0 | 0 | 20 | 20 | 1 | 0
3402 | Synthetic pumped | pumped | 0 | 12 | 42.3993 | 29.066 | 0.60554 | 0
3402 | Synthetic battery | battery | 0 | 9.3742 | 20 | 9.8322 | 0.49161 | 0
3403 | Synthetic pumped | pumped | 0 | 12 | 29.066 | 15.7326 | 0.32776 | 0
3403 | Synthetic battery | battery | 0 | 9.0649 | 9.8322 | 0 | 0 | 0
3404 | Synthetic pumped | pumped | 0 | 12 | 15.7326 | 2.3993 | 0.049985 | 0
3404 | Synthetic battery | battery | 0 | 0 | 0 | 0 | 0 | 0
3405 | Synthetic pumped | pumped | 0 | 2.1594 | 2.3993 | 0 | 0 | 0
3405 | Synthetic battery | battery | 0 | 0 | 0 | 0 | 0 | 0
3406 | Synthetic pumped | pumped | 0 | 0 | 0 | 0 | 0 | 0
3406 | Synthetic battery | battery | 0 | 0 | 0 | 0 | 0 | 0
3407 | Synthetic pumped | pumped | 0 | 0 | 0 | 0 | 0 | 0
3407 | Synthetic battery | battery | 0 | 0 | 0 | 0 | 0 | 0
3408 | Synthetic pumped | pumped | 0 | 0 | 0 | 0 | 0 | 0
3408 | Synthetic battery | battery | 0 | 0 | 0 | 0 | 0 | 0
3409 | Synthetic pumped | pumped | 0 | 0 | 0 | 0 | 0 | 0
3409 | Synthetic battery | battery | 0 | 0 | 0 | 0 | 0 | 0
3410 | Synthetic pumped | pumped | 0 | 0 | 0 | 0 | 0 | 0
3410 | Synthetic battery | battery | 0 | 0 | 0 | 0 | 0 | 0
3411 | Synthetic pumped | pumped | 0 | 0 | 0 | 0 | 0 | 0
3411 | Synthetic battery | battery | 0 | 0 | 0 | 0 | 0 | 0
3412 | Synthetic pumped | pumped | 0 | 0 | 0 | 0 | 0 | 0
3412 | Synthetic battery | battery | 0 | 0 | 0 | 0 | 0 | 0
3413 | Synthetic pumped | pumped | 0 | 0 | 0 | 0 | 0 | 0
3413 | Synthetic battery | battery | 0 | 0 | 0 | 0 | 0 | 0
3414 | Synthetic pumped | pumped | 0 | 0 | 0 | 0 | 0 | 0
3414 | Synthetic battery | battery | 0 | 0 | 0 | 0 | 0 | 0
3415 | Synthetic pumped | pumped | 0 | 0 | 0 | 0 | 0 | 0
3415 | Synthetic battery | battery | 0 | 0 | 0 | 0 | 0 | 0
3416 | Synthetic pumped | pumped | 0 | 0 | 0 | 0 | 0 | 0
3416 | Synthetic battery | battery | 0 | 0 | 0 | 0 | 0 | 0
3417 | Synthetic pumped | pumped | 3.3846 | 0 | 0 | 3.0461 | 0.063461 | 0
3417 | Synthetic battery | battery | 0 | 0 | 0 | 0 | 0 | 0
3418 | Synthetic pumped | pumped | 12 | 0 | 3.0461 | 13.8461 | 0.28846 | 0
3418 | Synthetic battery | battery | 0.84751 | 0 | 0 | 0.78137 | 0.039068 | 0
3419 | Synthetic pumped | pumped | 12 | 0 | 13.8461 | 24.6461 | 0.51346 | -1.7764e-15
3419 | Synthetic battery | battery | 5.6607 | 0 | 0.78137 | 6.0003 | 0.30001 | 0
3420 | Synthetic pumped | pumped | 12 | 0 | 24.6461 | 35.4461 | 0.73846 | -3.5527e-15
3420 | Synthetic battery | battery | 5.8927 | 0 | 6.0003 | 11.433 | 0.57165 | 8.8818e-16
3421 | Synthetic pumped | pumped | 12 | 0 | 35.4461 | 46.2461 | 0.96346 | -3.5527e-15
3421 | Synthetic battery | battery | 5.6402 | 0 | 11.433 | 16.633 | 0.83165 | 8.8818e-16
3422 | Synthetic pumped | pumped | 1.9487 | 0 | 46.2461 | 48 | 1 | 0
3422 | Synthetic battery | battery | 3.652 | 0 | 16.633 | 20 | 1 | 0
3423 | Synthetic pumped | pumped | 0 | 0 | 48 | 48 | 1 | 0
3423 | Synthetic battery | battery | 0 | 0 | 20 | 20 | 1 | 0
3424 | Synthetic pumped | pumped | 0 | 0 | 48 | 48 | 1 | 0
3424 | Synthetic battery | battery | 0 | 0 | 20 | 20 | 1 | 0
3425 | Synthetic pumped | pumped | 0 | 6.7853 | 48 | 40.4608 | 0.84293 | -2.6645e-15
3425 | Synthetic battery | battery | 0 | 0 | 20 | 20 | 1 | 0
3426 | Synthetic pumped | pumped | 0 | 12 | 40.4608 | 27.1275 | 0.56516 | 0
3426 | Synthetic battery | battery | 0 | 5.7304 | 20 | 13.7845 | 0.68923 | 0
3427 | Synthetic pumped | pumped | 0 | 12 | 27.1275 | 13.7941 | 0.28738 | 0
3427 | Synthetic battery | battery | 0 | 10 | 13.7845 | 2.938 | 0.1469 | 0
3428 | Synthetic pumped | pumped | 0 | 12 | 13.7941 | 0.4608 | 0.0095999 | 0
3428 | Synthetic battery | battery | 0 | 2.7087 | 2.938 | 0 | 0 | 0
3429 | Synthetic pumped | pumped | 0 | 0.41472 | 0.4608 | 0 | 0 | 0
3429 | Synthetic battery | battery | 0 | 0 | 0 | 0 | 0 | 0
3430 | Synthetic pumped | pumped | 0 | 0 | 0 | 0 | 0 | 0
3430 | Synthetic battery | battery | 0 | 0 | 0 | 0 | 0 | 0
3431 | Synthetic pumped | pumped | 0 | 0 | 0 | 0 | 0 | 0
3431 | Synthetic battery | battery | 0 | 0 | 0 | 0 | 0 | 0
3432 | Synthetic pumped | pumped | 0 | 0 | 0 | 0 | 0 | 0
3432 | Synthetic battery | battery | 0 | 0 | 0 | 0 | 0 | 0
3433 | Synthetic pumped | pumped | 0 | 0 | 0 | 0 | 0 | 0
3433 | Synthetic battery | battery | 0 | 0 | 0 | 0 | 0 | 0
3434 | Synthetic pumped | pumped | 0 | 0 | 0 | 0 | 0 | 0
3434 | Synthetic battery | battery | 0 | 0 | 0 | 0 | 0 | 0
3435 | Synthetic pumped | pumped | 0 | 0 | 0 | 0 | 0 | 0
3435 | Synthetic battery | battery | 0 | 0 | 0 | 0 | 0 | 0
3436 | Synthetic pumped | pumped | 0 | 0 | 0 | 0 | 0 | 0
3436 | Synthetic battery | battery | 0 | 0 | 0 | 0 | 0 | 0
3437 | Synthetic pumped | pumped | 0 | 0 | 0 | 0 | 0 | 0
3437 | Synthetic battery | battery | 0 | 0 | 0 | 0 | 0 | 0
3438 | Synthetic pumped | pumped | 0 | 0 | 0 | 0 | 0 | 0
3438 | Synthetic battery | battery | 0 | 0 | 0 | 0 | 0 | 0
3439 | Synthetic pumped | pumped | 0 | 0 | 0 | 0 | 0 | 0
3439 | Synthetic battery | battery | 0 | 0 | 0 | 0 | 0 | 0
3440 | Synthetic pumped | pumped | 0 | 0 | 0 | 0 | 0 | 0
3440 | Synthetic battery | battery | 0 | 0 | 0 | 0 | 0 | 0
3441 | Synthetic pumped | pumped | 0 | 0 | 0 | 0 | 0 | 0
3441 | Synthetic battery | battery | 0 | 0 | 0 | 0 | 0 | 0
3442 | Synthetic pumped | pumped | 11.8147 | 0 | 0 | 10.6332 | 0.22153 | 0
3442 | Synthetic battery | battery | 0 | 0 | 0 | 0 | 0 | 0
3443 | Synthetic pumped | pumped | 12 | 0 | 10.6332 | 21.4332 | 0.44653 | -1.7764e-15
3443 | Synthetic battery | battery | 2.3 | 0 | 0 | 2.1205 | 0.10602 | 0
3444 | Synthetic pumped | pumped | 12 | 0 | 21.4332 | 32.2332 | 0.67153 | 3.5527e-15
3444 | Synthetic battery | battery | 5.2131 | 0 | 2.1205 | 6.9267 | 0.34633 | 0
3445 | Synthetic pumped | pumped | 12 | 0 | 32.2332 | 43.0332 | 0.89653 | -3.5527e-15
3445 | Synthetic battery | battery | 8.2505 | 0 | 6.9267 | 14.5332 | 0.72666 | 0
3446 | Synthetic pumped | pumped | 5.5186 | 0 | 43.0332 | 48 | 1 | 0
3446 | Synthetic battery | battery | 5.9296 | 0 | 14.5332 | 20 | 1 | 0
3447 | Synthetic pumped | pumped | 0 | 0 | 48 | 48 | 1 | 0
3447 | Synthetic battery | battery | 0 | 0 | 20 | 20 | 1 | 0
3448 | Synthetic pumped | pumped | 0 | 0 | 48 | 48 | 1 | 0
3448 | Synthetic battery | battery | 0 | 0 | 20 | 20 | 1 | 0
3449 | Synthetic pumped | pumped | 0 | 2.9729 | 48 | 44.6968 | 0.93118 | 2.2204e-15
3449 | Synthetic battery | battery | 0 | 0 | 20 | 20 | 1 | 0
3450 | Synthetic pumped | pumped | 0 | 12 | 44.6968 | 31.3635 | 0.65341 | 0
3450 | Synthetic battery | battery | 0 | 6.9288 | 20 | 12.4847 | 0.62424 | 0
3451 | Synthetic pumped | pumped | 0 | 12 | 31.3635 | 18.0301 | 0.37563 | 0
3451 | Synthetic battery | battery | 0 | 10 | 12.4847 | 1.6382 | 0.081909 | 0
3452 | Synthetic pumped | pumped | 0 | 12 | 18.0301 | 4.6968 | 0.09785 | 0
3452 | Synthetic battery | battery | 0 | 1.5103 | 1.6382 | 0 | 0 | 0
3453 | Synthetic pumped | pumped | 0 | 4.2271 | 4.6968 | 0 | 0 | 0
3453 | Synthetic battery | battery | 0 | 0 | 0 | 0 | 0 | 0
3454 | Synthetic pumped | pumped | 0 | 0 | 0 | 0 | 0 | 0
3454 | Synthetic battery | battery | 0 | 0 | 0 | 0 | 0 | 0
3455 | Synthetic pumped | pumped | 0 | 0 | 0 | 0 | 0 | 0
3455 | Synthetic battery | battery | 0 | 0 | 0 | 0 | 0 | 0
3456 | Synthetic pumped | pumped | 0 | 0 | 0 | 0 | 0 | 0
3456 | Synthetic battery | battery | 0 | 0 | 0 | 0 | 0 | 0
3457 | Synthetic pumped | pumped | 0 | 0 | 0 | 0 | 0 | 0
3457 | Synthetic battery | battery | 0 | 0 | 0 | 0 | 0 | 0
3458 | Synthetic pumped | pumped | 0 | 0 | 0 | 0 | 0 | 0
3458 | Synthetic battery | battery | 0 | 0 | 0 | 0 | 0 | 0
3459 | Synthetic pumped | pumped | 0 | 0 | 0 | 0 | 0 | 0
3459 | Synthetic battery | battery | 0 | 0 | 0 | 0 | 0 | 0
3460 | Synthetic pumped | pumped | 0 | 0 | 0 | 0 | 0 | 0
3460 | Synthetic battery | battery | 0 | 0 | 0 | 0 | 0 | 0
3461 | Synthetic pumped | pumped | 0 | 0 | 0 | 0 | 0 | 0
3461 | Synthetic battery | battery | 0 | 0 | 0 | 0 | 0 | 0
3462 | Synthetic pumped | pumped | 0 | 0 | 0 | 0 | 0 | 0
3462 | Synthetic battery | battery | 0 | 0 | 0 | 0 | 0 | 0
3463 | Synthetic pumped | pumped | 0 | 0 | 0 | 0 | 0 | 0
3463 | Synthetic battery | battery | 0 | 0 | 0 | 0 | 0 | 0
3464 | Synthetic pumped | pumped | 0 | 0 | 0 | 0 | 0 | 0
3464 | Synthetic battery | battery | 0 | 0 | 0 | 0 | 0 | 0
3465 | Synthetic pumped | pumped | 2.5022 | 0 | 0 | 2.252 | 0.046917 | 0
3465 | Synthetic battery | battery | 0 | 0 | 0 | 0 | 0 | 0
3466 | Synthetic pumped | pumped | 12 | 0 | 2.252 | 13.052 | 0.27192 | 0
3466 | Synthetic battery | battery | 0.13539 | 0 | 0 | 0.12483 | 0.0062414 | 0
3467 | Synthetic pumped | pumped | 12 | 0 | 13.052 | 23.852 | 0.49692 | -1.7764e-15
3467 | Synthetic battery | battery | 8.7254 | 0 | 0.12483 | 8.1693 | 0.40846 | 0
3468 | Synthetic pumped | pumped | 12 | 0 | 23.852 | 34.652 | 0.72192 | 3.5527e-15
3468 | Synthetic battery | battery | 8.1983 | 0 | 8.1693 | 15.7278 | 0.78639 | -8.8818e-16
3469 | Synthetic pumped | pumped | 12 | 0 | 34.652 | 45.452 | 0.94692 | -3.5527e-15
3469 | Synthetic battery | battery | 0.70255 | 0 | 15.7278 | 16.3755 | 0.81878 | -2.2204e-16
3470 | Synthetic pumped | pumped | 2.8311 | 0 | 45.452 | 48 | 1 | 0
3470 | Synthetic battery | battery | 3.9313 | 0 | 16.3755 | 20 | 1 | 0
3471 | Synthetic pumped | pumped | 0 | 0 | 48 | 48 | 1 | 0
3471 | Synthetic battery | battery | 0 | 0 | 20 | 20 | 1 | 0
3472 | Synthetic pumped | pumped | 0 | 0 | 48 | 48 | 1 | 0
3472 | Synthetic battery | battery | 0 | 0 | 20 | 20 | 1 | 0
3473 | Synthetic pumped | pumped | 0 | 3.6447 | 48 | 43.9503 | 0.91563 | 2.6645e-15
3473 | Synthetic battery | battery | 0 | 0 | 20 | 20 | 1 | 0
3474 | Synthetic pumped | pumped | 0 | 12 | 43.9503 | 30.617 | 0.63785 | 0
3474 | Synthetic battery | battery | 0 | 9.0276 | 20 | 10.2082 | 0.51041 | 0
3475 | Synthetic pumped | pumped | 0 | 12 | 30.617 | 17.2836 | 0.36008 | 0
3475 | Synthetic battery | battery | 0 | 9.4115 | 10.2082 | 0 | 0 | 0
3476 | Synthetic pumped | pumped | 0 | 12 | 17.2836 | 3.9503 | 0.082298 | 0
3476 | Synthetic battery | battery | 0 | 0 | 0 | 0 | 0 | 0
3477 | Synthetic pumped | pumped | 0 | 3.5553 | 3.9503 | 0 | 0 | 0
3477 | Synthetic battery | battery | 0 | 0 | 0 | 0 | 0 | 0
3478 | Synthetic pumped | pumped | 0 | 0 | 0 | 0 | 0 | 0
3478 | Synthetic battery | battery | 0 | 0 | 0 | 0 | 0 | 0
3479 | Synthetic pumped | pumped | 0 | 0 | 0 | 0 | 0 | 0
3479 | Synthetic battery | battery | 0 | 0 | 0 | 0 | 0 | 0
3480 | Synthetic pumped | pumped | 0 | 0 | 0 | 0 | 0 | 0
3480 | Synthetic battery | battery | 0 | 0 | 0 | 0 | 0 | 0
3481 | Synthetic pumped | pumped | 0 | 0 | 0 | 0 | 0 | 0
3481 | Synthetic battery | battery | 0 | 0 | 0 | 0 | 0 | 0
3482 | Synthetic pumped | pumped | 0 | 0 | 0 | 0 | 0 | 0
3482 | Synthetic battery | battery | 0 | 0 | 0 | 0 | 0 | 0
3483 | Synthetic pumped | pumped | 0 | 0 | 0 | 0 | 0 | 0
3483 | Synthetic battery | battery | 0 | 0 | 0 | 0 | 0 | 0
3484 | Synthetic pumped | pumped | 0 | 0 | 0 | 0 | 0 | 0
3484 | Synthetic battery | battery | 0 | 0 | 0 | 0 | 0 | 0
3485 | Synthetic pumped | pumped | 0 | 0 | 0 | 0 | 0 | 0
3485 | Synthetic battery | battery | 0 | 0 | 0 | 0 | 0 | 0
3486 | Synthetic pumped | pumped | 0 | 0 | 0 | 0 | 0 | 0
3486 | Synthetic battery | battery | 0 | 0 | 0 | 0 | 0 | 0
3487 | Synthetic pumped | pumped | 0 | 0 | 0 | 0 | 0 | 0
3487 | Synthetic battery | battery | 0 | 0 | 0 | 0 | 0 | 0
3488 | Synthetic pumped | pumped | 0 | 0 | 0 | 0 | 0 | 0
3488 | Synthetic battery | battery | 0 | 0 | 0 | 0 | 0 | 0
3489 | Synthetic pumped | pumped | 1.3115 | 0 | 0 | 1.1804 | 0.024591 | 0
3489 | Synthetic battery | battery | 0 | 0 | 0 | 0 | 0 | 0
3490 | Synthetic pumped | pumped | 4.0224 | 0 | 1.1804 | 4.8005 | 0.10001 | 0
3490 | Synthetic battery | battery | 0 | 0 | 0 | 0 | 0 | 0
3491 | Synthetic pumped | pumped | 12 | 0 | 4.8005 | 15.6005 | 0.32501 | 0
3491 | Synthetic battery | battery | 0.12909 | 0 | 0 | 0.11902 | 0.0059509 | 0
3492 | Synthetic pumped | pumped | 12 | 0 | 15.6005 | 26.4005 | 0.55001 | 0
3492 | Synthetic battery | battery | 8.5894 | 0 | 0.11902 | 8.038 | 0.4019 | 0
3493 | Synthetic pumped | pumped | 12 | 0 | 26.4005 | 37.2005 | 0.77501 | 3.5527e-15
3493 | Synthetic battery | battery | 6.1654 | 0 | 8.038 | 13.7222 | 0.68611 | -8.8818e-16
3494 | Synthetic pumped | pumped | 10.4296 | 0 | 37.2005 | 46.5871 | 0.97057 | 1.7764e-15
3494 | Synthetic battery | battery | 0 | 0 | 13.7222 | 13.7222 | 0.68611 | 0
3495 | Synthetic pumped | pumped | 1.5698 | 0 | 46.5871 | 48 | 1 | 0
3495 | Synthetic battery | battery | 3.8114 | 0 | 13.7222 | 17.2362 | 0.86181 | 8.8818e-16
3496 | Synthetic pumped | pumped | 0 | 0 | 48 | 48 | 1 | 0
3496 | Synthetic battery | battery | 0 | 0 | 17.2362 | 17.2362 | 0.86181 | 0
3497 | Synthetic pumped | pumped | 0 | 7.1562 | 48 | 40.0487 | 0.83435 | -3.5527e-15
3497 | Synthetic battery | battery | 0 | 0 | 17.2362 | 17.2362 | 0.86181 | 0
3498 | Synthetic pumped | pumped | 0 | 12 | 40.0487 | 26.7154 | 0.55657 | 0
3498 | Synthetic battery | battery | 0 | 10 | 17.2362 | 6.3896 | 0.31948 | 0
3499 | Synthetic pumped | pumped | 0 | 12 | 26.7154 | 13.382 | 0.27879 | 0
3499 | Synthetic battery | battery | 0 | 5.891 | 6.3896 | 0 | 0 | 0
3500 | Synthetic pumped | pumped | 0 | 12 | 13.382 | 0.048713 | 0.0010148 | 0
3500 | Synthetic battery | battery | 0 | 0 | 0 | 0 | 0 | 0
3501 | Synthetic pumped | pumped | 0 | 0.043841 | 0.048713 | 0 | 0 | 0
3501 | Synthetic battery | battery | 0 | 0 | 0 | 0 | 0 | 0
3502 | Synthetic pumped | pumped | 0 | 0 | 0 | 0 | 0 | 0
3502 | Synthetic battery | battery | 0 | 0 | 0 | 0 | 0 | 0
3503 | Synthetic pumped | pumped | 0 | 0 | 0 | 0 | 0 | 0
3503 | Synthetic battery | battery | 0 | 0 | 0 | 0 | 0 | 0
3504 | Synthetic pumped | pumped | 0 | 0 | 0 | 0 | 0 | 0
3504 | Synthetic battery | battery | 0 | 0 | 0 | 0 | 0 | 0
3505 | Synthetic pumped | pumped | 0 | 0 | 0 | 0 | 0 | 0
3505 | Synthetic battery | battery | 0 | 0 | 0 | 0 | 0 | 0
3506 | Synthetic pumped | pumped | 0 | 0 | 0 | 0 | 0 | 0
3506 | Synthetic battery | battery | 0 | 0 | 0 | 0 | 0 | 0
3507 | Synthetic pumped | pumped | 0 | 0 | 0 | 0 | 0 | 0
3507 | Synthetic battery | battery | 0 | 0 | 0 | 0 | 0 | 0
3508 | Synthetic pumped | pumped | 0 | 0 | 0 | 0 | 0 | 0
3508 | Synthetic battery | battery | 0 | 0 | 0 | 0 | 0 | 0
3509 | Synthetic pumped | pumped | 0 | 0 | 0 | 0 | 0 | 0
3509 | Synthetic battery | battery | 0 | 0 | 0 | 0 | 0 | 0
3510 | Synthetic pumped | pumped | 0 | 0 | 0 | 0 | 0 | 0
3510 | Synthetic battery | battery | 0 | 0 | 0 | 0 | 0 | 0
3511 | Synthetic pumped | pumped | 0 | 0 | 0 | 0 | 0 | 0
3511 | Synthetic battery | battery | 0 | 0 | 0 | 0 | 0 | 0
3512 | Synthetic pumped | pumped | 0 | 0 | 0 | 0 | 0 | 0
3512 | Synthetic battery | battery | 0 | 0 | 0 | 0 | 0 | 0
3513 | Synthetic pumped | pumped | 9.9898 | 0 | 0 | 8.9908 | 0.18731 | 0
3513 | Synthetic battery | battery | 0 | 0 | 0 | 0 | 0 | 0
3514 | Synthetic pumped | pumped | 12 | 0 | 8.9908 | 19.7908 | 0.41231 | 0
3514 | Synthetic battery | battery | 4.0214 | 0 | 0 | 3.7075 | 0.18538 | 0
3515 | Synthetic pumped | pumped | 12 | 0 | 19.7908 | 30.5908 | 0.63731 | 0
3515 | Synthetic battery | battery | 10 | 0 | 3.7075 | 12.9271 | 0.64635 | 0
3516 | Synthetic pumped | pumped | 12 | 0 | 30.5908 | 41.3908 | 0.86231 | 0
3516 | Synthetic battery | battery | 7.6717 | 0 | 12.9271 | 20 | 1 | 0
3517 | Synthetic pumped | pumped | 7.3436 | 0 | 41.3908 | 48 | 1 | 0
3517 | Synthetic battery | battery | 0 | 0 | 20 | 20 | 1 | 0
3518 | Synthetic pumped | pumped | 0 | 0 | 48 | 48 | 1 | 0
3518 | Synthetic battery | battery | 0 | 0 | 20 | 20 | 1 | 0
3519 | Synthetic pumped | pumped | 0 | 0 | 48 | 48 | 1 | 0
3519 | Synthetic battery | battery | 0 | 0 | 20 | 20 | 1 | 0
3520 | Synthetic pumped | pumped | 0 | 0 | 48 | 48 | 1 | 0
3520 | Synthetic battery | battery | 0 | 0 | 20 | 20 | 1 | 0
3521 | Synthetic pumped | pumped | 0 | 2.4957 | 48 | 45.227 | 0.94223 | -1.7764e-15
3521 | Synthetic battery | battery | 0 | 0 | 20 | 20 | 1 | 0
3522 | Synthetic pumped | pumped | 0 | 12 | 45.227 | 31.8937 | 0.66445 | 0
3522 | Synthetic battery | battery | 0 | 5.6105 | 20 | 13.9146 | 0.69573 | 8.8818e-16
3523 | Synthetic pumped | pumped | 0 | 12 | 31.8937 | 18.5604 | 0.38667 | 0
3523 | Synthetic battery | battery | 0 | 10 | 13.9146 | 3.068 | 0.1534 | 0
3524 | Synthetic pumped | pumped | 0 | 12 | 18.5604 | 5.227 | 0.1089 | 0
3524 | Synthetic battery | battery | 0 | 2.8286 | 3.068 | 0 | 0 | 0
3525 | Synthetic pumped | pumped | 0 | 4.7043 | 5.227 | 0 | 0 | 0
3525 | Synthetic battery | battery | 0 | 0 | 0 | 0 | 0 | 0
3526 | Synthetic pumped | pumped | 0 | 0 | 0 | 0 | 0 | 0
3526 | Synthetic battery | battery | 0 | 0 | 0 | 0 | 0 | 0
3527 | Synthetic pumped | pumped | 0 | 0 | 0 | 0 | 0 | 0
3527 | Synthetic battery | battery | 0 | 0 | 0 | 0 | 0 | 0
3528 | Synthetic pumped | pumped | 0 | 0 | 0 | 0 | 0 | 0
3528 | Synthetic battery | battery | 0 | 0 | 0 | 0 | 0 | 0
3529 | Synthetic pumped | pumped | 0 | 0 | 0 | 0 | 0 | 0
3529 | Synthetic battery | battery | 0 | 0 | 0 | 0 | 0 | 0
3530 | Synthetic pumped | pumped | 0 | 0 | 0 | 0 | 0 | 0
3530 | Synthetic battery | battery | 0 | 0 | 0 | 0 | 0 | 0
3531 | Synthetic pumped | pumped | 0 | 0 | 0 | 0 | 0 | 0
3531 | Synthetic battery | battery | 0 | 0 | 0 | 0 | 0 | 0
3532 | Synthetic pumped | pumped | 0 | 0 | 0 | 0 | 0 | 0
3532 | Synthetic battery | battery | 0 | 0 | 0 | 0 | 0 | 0
3533 | Synthetic pumped | pumped | 0 | 0 | 0 | 0 | 0 | 0
3533 | Synthetic battery | battery | 0 | 0 | 0 | 0 | 0 | 0
3534 | Synthetic pumped | pumped | 0 | 0 | 0 | 0 | 0 | 0
3534 | Synthetic battery | battery | 0 | 0 | 0 | 0 | 0 | 0
3535 | Synthetic pumped | pumped | 0 | 0 | 0 | 0 | 0 | 0
3535 | Synthetic battery | battery | 0 | 0 | 0 | 0 | 0 | 0
3536 | Synthetic pumped | pumped | 0 | 0 | 0 | 0 | 0 | 0
3536 | Synthetic battery | battery | 0 | 0 | 0 | 0 | 0 | 0
3537 | Synthetic pumped | pumped | 5.4107 | 0 | 0 | 4.8696 | 0.10145 | 0
3537 | Synthetic battery | battery | 0 | 0 | 0 | 0 | 0 | 0
3538 | Synthetic pumped | pumped | 10.8542 | 0 | 4.8696 | 14.6384 | 0.30497 | 0
3538 | Synthetic battery | battery | 0 | 0 | 0 | 0 | 0 | 0
3539 | Synthetic pumped | pumped | 12 | 0 | 14.6384 | 25.4384 | 0.52997 | -1.7764e-15
3539 | Synthetic battery | battery | 5.6661 | 0 | 0 | 5.2239 | 0.2612 | 0
3540 | Synthetic pumped | pumped | 12 | 0 | 25.4384 | 36.2384 | 0.75497 | 3.5527e-15
3540 | Synthetic battery | battery | 7.643 | 0 | 5.2239 | 12.2704 | 0.61352 | 0
3541 | Synthetic pumped | pumped | 12 | 0 | 36.2384 | 47.0384 | 0.97997 | -3.5527e-15
3541 | Synthetic battery | battery | 5.3336 | 0 | 12.2704 | 17.1877 | 0.85939 | 0
3542 | Synthetic pumped | pumped | 1.0684 | 0 | 47.0384 | 48 | 1 | 0
3542 | Synthetic battery | battery | 3.0504 | 0 | 17.1877 | 20 | 1 | 0
3543 | Synthetic pumped | pumped | 0 | 0 | 48 | 48 | 1 | 0
3543 | Synthetic battery | battery | 0 | 0 | 20 | 20 | 1 | 0
3544 | Synthetic pumped | pumped | 0 | 0 | 48 | 48 | 1 | 0
3544 | Synthetic battery | battery | 0 | 0 | 20 | 20 | 1 | 0
3545 | Synthetic pumped | pumped | 0 | 3.1296 | 48 | 44.5226 | 0.92755 | 0
3545 | Synthetic battery | battery | 0 | 0 | 20 | 20 | 1 | 0
3546 | Synthetic pumped | pumped | 0 | 12 | 44.5226 | 31.1893 | 0.64978 | 0
3546 | Synthetic battery | battery | 0 | 7.0795 | 20 | 12.3212 | 0.61606 | 8.8818e-16
3547 | Synthetic pumped | pumped | 0 | 12 | 31.1893 | 17.8559 | 0.372 | 0
3547 | Synthetic battery | battery | 0 | 10 | 12.3212 | 1.4747 | 0.073733 | 0
3548 | Synthetic pumped | pumped | 0 | 12 | 17.8559 | 4.5226 | 0.094221 | 0
3548 | Synthetic battery | battery | 0 | 1.3596 | 1.4747 | 0 | 0 | 0
3549 | Synthetic pumped | pumped | 0 | 4.0704 | 4.5226 | -8.8818e-16 | -1.8504e-17 | 0
3549 | Synthetic battery | battery | 0 | 0 | 0 | 0 | 0 | 0
3550 | Synthetic pumped | pumped | 0 | -7.9936e-16 | -8.8818e-16 | 0 | 0 | 0
3550 | Synthetic battery | battery | 0 | 0 | 0 | 0 | 0 | 0
3551 | Synthetic pumped | pumped | 0 | 0 | 0 | 0 | 0 | 0
3551 | Synthetic battery | battery | 0 | 0 | 0 | 0 | 0 | 0
3552 | Synthetic pumped | pumped | 0 | 0 | 0 | 0 | 0 | 0
3552 | Synthetic battery | battery | 0 | 0 | 0 | 0 | 0 | 0
3553 | Synthetic pumped | pumped | 0 | 0 | 0 | 0 | 0 | 0
3553 | Synthetic battery | battery | 0 | 0 | 0 | 0 | 0 | 0
3554 | Synthetic pumped | pumped | 0 | 0 | 0 | 0 | 0 | 0
3554 | Synthetic battery | battery | 0 | 0 | 0 | 0 | 0 | 0
3555 | Synthetic pumped | pumped | 0 | 0 | 0 | 0 | 0 | 0
3555 | Synthetic battery | battery | 0 | 0 | 0 | 0 | 0 | 0
3556 | Synthetic pumped | pumped | 0 | 0 | 0 | 0 | 0 | 0
3556 | Synthetic battery | battery | 0 | 0 | 0 | 0 | 0 | 0
3557 | Synthetic pumped | pumped | 0 | 0 | 0 | 0 | 0 | 0
3557 | Synthetic battery | battery | 0 | 0 | 0 | 0 | 0 | 0
3558 | Synthetic pumped | pumped | 0 | 0 | 0 | 0 | 0 | 0
3558 | Synthetic battery | battery | 0 | 0 | 0 | 0 | 0 | 0
3559 | Synthetic pumped | pumped | 0 | 0 | 0 | 0 | 0 | 0
3559 | Synthetic battery | battery | 0 | 0 | 0 | 0 | 0 | 0
3560 | Synthetic pumped | pumped | 0 | 0 | 0 | 0 | 0 | 0
3560 | Synthetic battery | battery | 0 | 0 | 0 | 0 | 0 | 0
3561 | Synthetic pumped | pumped | 0 | 0 | 0 | 0 | 0 | 0
3561 | Synthetic battery | battery | 0 | 0 | 0 | 0 | 0 | 0
3562 | Synthetic pumped | pumped | 9.0858 | 0 | 0 | 8.1772 | 0.17036 | 0
3562 | Synthetic battery | battery | 0 | 0 | 0 | 0 | 0 | 0
3563 | Synthetic pumped | pumped | 10.8459 | 0 | 8.1772 | 17.9385 | 0.37372 | 0
3563 | Synthetic battery | battery | 0 | 0 | 0 | 0 | 0 | 0
3564 | Synthetic pumped | pumped | 12 | 0 | 17.9385 | 28.7385 | 0.59872 | 0
3564 | Synthetic battery | battery | 0.31618 | 0 | 0 | 0.29151 | 0.014575 | 0
3565 | Synthetic pumped | pumped | 12 | 0 | 28.7385 | 39.5385 | 0.82372 | 0
3565 | Synthetic battery | battery | 7.187 | 0 | 0.29151 | 6.9176 | 0.34588 | 0
3566 | Synthetic pumped | pumped | 9.4016 | 0 | 39.5385 | 48 | 1 | 0
3566 | Synthetic battery | battery | 9.343 | 0 | 6.9176 | 15.5314 | 0.77657 | 0
3567 | Synthetic pumped | pumped | 0 | 0 | 48 | 48 | 1 | 0
3567 | Synthetic battery | battery | 4.8469 | 0 | 15.5314 | 20 | 1 | 0
3568 | Synthetic pumped | pumped | 0 | 0 | 48 | 48 | 1 | 0
3568 | Synthetic battery | battery | 0 | 0 | 20 | 20 | 1 | 0
3569 | Synthetic pumped | pumped | 0 | 0.34521 | 48 | 47.6164 | 0.99201 | -1.6098e-15
3569 | Synthetic battery | battery | 0 | 0 | 20 | 20 | 1 | 0
3570 | Synthetic pumped | pumped | 0 | 12 | 47.6164 | 34.2831 | 0.71423 | 3.5527e-15
3570 | Synthetic battery | battery | 0 | 6.8406 | 20 | 12.5803 | 0.62902 | 0
3571 | Synthetic pumped | pumped | 0 | 12 | 34.2831 | 20.9498 | 0.43645 | 0
3571 | Synthetic battery | battery | 0 | 8.8946 | 12.5803 | 2.9328 | 0.14664 | 0
3572 | Synthetic pumped | pumped | 0 | 12 | 20.9498 | 7.6164 | 0.15868 | 0
3572 | Synthetic battery | battery | 0 | 2.7039 | 2.9328 | 0 | 0 | 0
3573 | Synthetic pumped | pumped | 0 | 6.8548 | 7.6164 | 0 | 0 | 0
3573 | Synthetic battery | battery | 0 | 0 | 0 | 0 | 0 | 0
3574 | Synthetic pumped | pumped | 0 | 0 | 0 | 0 | 0 | 0
3574 | Synthetic battery | battery | 0 | 0 | 0 | 0 | 0 | 0
3575 | Synthetic pumped | pumped | 0 | 0 | 0 | 0 | 0 | 0
3575 | Synthetic battery | battery | 0 | 0 | 0 | 0 | 0 | 0
3576 | Synthetic pumped | pumped | 0 | 0 | 0 | 0 | 0 | 0
3576 | Synthetic battery | battery | 0 | 0 | 0 | 0 | 0 | 0
3577 | Synthetic pumped | pumped | 0 | 0 | 0 | 0 | 0 | 0
3577 | Synthetic battery | battery | 0 | 0 | 0 | 0 | 0 | 0
3578 | Synthetic pumped | pumped | 0 | 0 | 0 | 0 | 0 | 0
3578 | Synthetic battery | battery | 0 | 0 | 0 | 0 | 0 | 0
3579 | Synthetic pumped | pumped | 0 | 0 | 0 | 0 | 0 | 0
3579 | Synthetic battery | battery | 0 | 0 | 0 | 0 | 0 | 0
3580 | Synthetic pumped | pumped | 0 | 0 | 0 | 0 | 0 | 0
3580 | Synthetic battery | battery | 0 | 0 | 0 | 0 | 0 | 0
3581 | Synthetic pumped | pumped | 0 | 0 | 0 | 0 | 0 | 0
3581 | Synthetic battery | battery | 0 | 0 | 0 | 0 | 0 | 0
3582 | Synthetic pumped | pumped | 0 | 0 | 0 | 0 | 0 | 0
3582 | Synthetic battery | battery | 0 | 0 | 0 | 0 | 0 | 0
3583 | Synthetic pumped | pumped | 0 | 0 | 0 | 0 | 0 | 0
3583 | Synthetic battery | battery | 0 | 0 | 0 | 0 | 0 | 0
3584 | Synthetic pumped | pumped | 0 | 0 | 0 | 0 | 0 | 0
3584 | Synthetic battery | battery | 0 | 0 | 0 | 0 | 0 | 0
3585 | Synthetic pumped | pumped | 0 | 0 | 0 | 0 | 0 | 0
3585 | Synthetic battery | battery | 0 | 0 | 0 | 0 | 0 | 0
3586 | Synthetic pumped | pumped | 3.7462 | 0 | 0 | 3.3716 | 0.070241 | 0
3586 | Synthetic battery | battery | 0 | 0 | 0 | 0 | 0 | 0
3587 | Synthetic pumped | pumped | 11.0342 | 0 | 3.3716 | 13.3024 | 0.27713 | 0
3587 | Synthetic battery | battery | 0 | 0 | 0 | 0 | 0 | 0
3588 | Synthetic pumped | pumped | 8.2062 | 0 | 13.3024 | 20.6879 | 0.431 | -8.8818e-16
3588 | Synthetic battery | battery | 0 | 0 | 0 | 0 | 0 | 0
3589 | Synthetic pumped | pumped | 9.9294 | 0 | 20.6879 | 29.6244 | 0.61717 | 1.7764e-15
3589 | Synthetic battery | battery | 0 | 0 | 0 | 0 | 0 | 0
3590 | Synthetic pumped | pumped | 5.3206 | 0 | 29.6244 | 34.4129 | 0.71694 | 2.6645e-15
3590 | Synthetic battery | battery | 0 | 0 | 0 | 0 | 0 | 0
3591 | Synthetic pumped | pumped | 0 | 0 | 34.4129 | 34.4129 | 0.71694 | 0
3591 | Synthetic battery | battery | 0 | 0 | 0 | 0 | 0 | 0
3592 | Synthetic pumped | pumped | 0 | 0 | 34.4129 | 34.4129 | 0.71694 | 0
3592 | Synthetic battery | battery | 0 | 0 | 0 | 0 | 0 | 0
3593 | Synthetic pumped | pumped | 0 | 5.2383 | 34.4129 | 28.5926 | 0.59568 | 1.7764e-15
3593 | Synthetic battery | battery | 0 | 0 | 0 | 0 | 0 | 0
3594 | Synthetic pumped | pumped | 0 | 12 | 28.5926 | 15.2593 | 0.3179 | 0
3594 | Synthetic battery | battery | 0 | 0 | 0 | 0 | 0 | 0
3595 | Synthetic pumped | pumped | 0 | 12 | 15.2593 | 1.9259 | 0.040124 | 0
3595 | Synthetic battery | battery | 0 | 0 | 0 | 0 | 0 | 0
3596 | Synthetic pumped | pumped | 0 | 1.7333 | 1.9259 | 0 | 0 | 0
3596 | Synthetic battery | battery | 0 | 0 | 0 | 0 | 0 | 0
3597 | Synthetic pumped | pumped | 0 | 0 | 0 | 0 | 0 | 0
3597 | Synthetic battery | battery | 0 | 0 | 0 | 0 | 0 | 0
3598 | Synthetic pumped | pumped | 0 | 0 | 0 | 0 | 0 | 0
3598 | Synthetic battery | battery | 0 | 0 | 0 | 0 | 0 | 0
3599 | Synthetic pumped | pumped | 0 | 0 | 0 | 0 | 0 | 0
3599 | Synthetic battery | battery | 0 | 0 | 0 | 0 | 0 | 0
3600 | Synthetic pumped | pumped | 0 | 0 | 0 | 0 | 0 | 0
3600 | Synthetic battery | battery | 0 | 0 | 0 | 0 | 0 | 0
3601 | Synthetic pumped | pumped | 0 | 0 | 0 | 0 | 0 | 0
3601 | Synthetic battery | battery | 0 | 0 | 0 | 0 | 0 | 0
3602 | Synthetic pumped | pumped | 0 | 0 | 0 | 0 | 0 | 0
3602 | Synthetic battery | battery | 0 | 0 | 0 | 0 | 0 | 0
3603 | Synthetic pumped | pumped | 0 | 0 | 0 | 0 | 0 | 0
3603 | Synthetic battery | battery | 0 | 0 | 0 | 0 | 0 | 0
3604 | Synthetic pumped | pumped | 0 | 0 | 0 | 0 | 0 | 0
3604 | Synthetic battery | battery | 0 | 0 | 0 | 0 | 0 | 0
3605 | Synthetic pumped | pumped | 0 | 0 | 0 | 0 | 0 | 0
3605 | Synthetic battery | battery | 0 | 0 | 0 | 0 | 0 | 0
3606 | Synthetic pumped | pumped | 0 | 0 | 0 | 0 | 0 | 0
3606 | Synthetic battery | battery | 0 | 0 | 0 | 0 | 0 | 0
3607 | Synthetic pumped | pumped | 0 | 0 | 0 | 0 | 0 | 0
3607 | Synthetic battery | battery | 0 | 0 | 0 | 0 | 0 | 0
3608 | Synthetic pumped | pumped | 0 | 0 | 0 | 0 | 0 | 0
3608 | Synthetic battery | battery | 0 | 0 | 0 | 0 | 0 | 0
3609 | Synthetic pumped | pumped | 0 | 0 | 0 | 0 | 0 | 0
3609 | Synthetic battery | battery | 0 | 0 | 0 | 0 | 0 | 0
3610 | Synthetic pumped | pumped | 2.2872 | 0 | 0 | 2.0585 | 0.042886 | 0
3610 | Synthetic battery | battery | 0 | 0 | 0 | 0 | 0 | 0
3611 | Synthetic pumped | pumped | 12 | 0 | 2.0585 | 12.8585 | 0.26789 | 0
3611 | Synthetic battery | battery | 0.069567 | 0 | 0 | 0.064137 | 0.0032069 | 0
3612 | Synthetic pumped | pumped | 9.1126 | 0 | 12.8585 | 21.0599 | 0.43875 | 0
3612 | Synthetic battery | battery | 0 | 0 | 0.064137 | 0.064137 | 0.0032069 | 0
3613 | Synthetic pumped | pumped | 11.8641 | 0 | 21.0599 | 31.7376 | 0.6612 | 0
3613 | Synthetic battery | battery | 0 | 0 | 0.064137 | 0.064137 | 0.0032069 | 0
3614 | Synthetic pumped | pumped | 4.2854 | 0 | 31.7376 | 35.5945 | 0.74155 | 2.6645e-15
3614 | Synthetic battery | battery | 0 | 0 | 0.064137 | 0.064137 | 0.0032069 | 0
3615 | Synthetic pumped | pumped | 3.7864 | 0 | 35.5945 | 39.0023 | 0.81255 | 2.6645e-15
3615 | Synthetic battery | battery | 0 | 0 | 0.064137 | 0.064137 | 0.0032069 | 0
3616 | Synthetic pumped | pumped | 0 | 0 | 39.0023 | 39.0023 | 0.81255 | 0
3616 | Synthetic battery | battery | 0 | 0 | 0.064137 | 0.064137 | 0.0032069 | 0
3617 | Synthetic pumped | pumped | 0 | 9.8489 | 39.0023 | 28.059 | 0.58456 | -1.7764e-15
3617 | Synthetic battery | battery | 0 | 0 | 0.064137 | 0.064137 | 0.0032069 | 0
3618 | Synthetic pumped | pumped | 0 | 12 | 28.059 | 14.7257 | 0.30679 | 0
3618 | Synthetic battery | battery | 0 | 0.059132 | 0.064137 | 0 | 0 | 0
3619 | Synthetic pumped | pumped | 0 | 12 | 14.7257 | 1.3924 | 0.029008 | 0
3619 | Synthetic battery | battery | 0 | 0 | 0 | 0 | 0 | 0
3620 | Synthetic pumped | pumped | 0 | 1.2531 | 1.3924 | 0 | 0 | 0
3620 | Synthetic battery | battery | 0 | 0 | 0 | 0 | 0 | 0
3621 | Synthetic pumped | pumped | 0 | 0 | 0 | 0 | 0 | 0
3621 | Synthetic battery | battery | 0 | 0 | 0 | 0 | 0 | 0
3622 | Synthetic pumped | pumped | 0 | 0 | 0 | 0 | 0 | 0
3622 | Synthetic battery | battery | 0 | 0 | 0 | 0 | 0 | 0
3623 | Synthetic pumped | pumped | 0 | 0 | 0 | 0 | 0 | 0
3623 | Synthetic battery | battery | 0 | 0 | 0 | 0 | 0 | 0
3624 | Synthetic pumped | pumped | 0 | 0 | 0 | 0 | 0 | 0
3624 | Synthetic battery | battery | 0 | 0 | 0 | 0 | 0 | 0
3625 | Synthetic pumped | pumped | 0 | 0 | 0 | 0 | 0 | 0
3625 | Synthetic battery | battery | 0 | 0 | 0 | 0 | 0 | 0
3626 | Synthetic pumped | pumped | 0 | 0 | 0 | 0 | 0 | 0
3626 | Synthetic battery | battery | 0 | 0 | 0 | 0 | 0 | 0
3627 | Synthetic pumped | pumped | 0 | 0 | 0 | 0 | 0 | 0
3627 | Synthetic battery | battery | 0 | 0 | 0 | 0 | 0 | 0
3628 | Synthetic pumped | pumped | 0 | 0 | 0 | 0 | 0 | 0
3628 | Synthetic battery | battery | 0 | 0 | 0 | 0 | 0 | 0
3629 | Synthetic pumped | pumped | 0 | 0 | 0 | 0 | 0 | 0
3629 | Synthetic battery | battery | 0 | 0 | 0 | 0 | 0 | 0
3630 | Synthetic pumped | pumped | 0 | 0 | 0 | 0 | 0 | 0
3630 | Synthetic battery | battery | 0 | 0 | 0 | 0 | 0 | 0
3631 | Synthetic pumped | pumped | 0 | 0 | 0 | 0 | 0 | 0
3631 | Synthetic battery | battery | 0 | 0 | 0 | 0 | 0 | 0
3632 | Synthetic pumped | pumped | 0 | 0 | 0 | 0 | 0 | 0
3632 | Synthetic battery | battery | 0 | 0 | 0 | 0 | 0 | 0
3633 | Synthetic pumped | pumped | 7.1781 | 0 | 0 | 6.4603 | 0.13459 | 0
3633 | Synthetic battery | battery | 0 | 0 | 0 | 0 | 0 | 0
3634 | Synthetic pumped | pumped | 7.3661 | 0 | 6.4603 | 13.0897 | 0.2727 | 0
3634 | Synthetic battery | battery | 0 | 0 | 0 | 0 | 0 | 0
3635 | Synthetic pumped | pumped | 12 | 0 | 13.0897 | 23.8897 | 0.4977 | 1.7764e-15
3635 | Synthetic battery | battery | 4.2505 | 0 | 0 | 3.9188 | 0.19594 | 0
3636 | Synthetic pumped | pumped | 12 | 0 | 23.8897 | 34.6897 | 0.7227 | 3.5527e-15
3636 | Synthetic battery | battery | 9.9599 | 0 | 3.9188 | 13.1014 | 0.65507 | 0
3637 | Synthetic pumped | pumped | 12 | 0 | 34.6897 | 45.4897 | 0.9477 | -3.5527e-15
3637 | Synthetic battery | battery | 3.7179 | 0 | 13.1014 | 16.5291 | 0.82645 | 4.4409e-16
3638 | Synthetic pumped | pumped | 2.7892 | 0 | 45.4897 | 48 | 1 | 0
3638 | Synthetic battery | battery | 3.7647 | 0 | 16.5291 | 20 | 1 | 0
3639 | Synthetic pumped | pumped | 0 | 0 | 48 | 48 | 1 | 0
3639 | Synthetic battery | battery | 0 | 0 | 20 | 20 | 1 | 0
3640 | Synthetic pumped | pumped | 0 | 0 | 48 | 48 | 1 | 0
3640 | Synthetic battery | battery | 0 | 0 | 20 | 20 | 1 | 0
3641 | Synthetic pumped | pumped | 0 | 2.8547 | 48 | 44.8282 | 0.93392 | -2.6645e-15
3641 | Synthetic battery | battery | 0 | 0 | 20 | 20 | 1 | 0
3642 | Synthetic pumped | pumped | 0 | 12 | 44.8282 | 31.4948 | 0.65614 | 0
3642 | Synthetic battery | battery | 0 | 9.929 | 20 | 9.2305 | 0.46152 | 0
3643 | Synthetic pumped | pumped | 0 | 12 | 31.4948 | 18.1615 | 0.37836 | 0
3643 | Synthetic battery | battery | 0 | 8.5101 | 9.2305 | 1.7764e-15 | 8.8818e-17 | 0
3644 | Synthetic pumped | pumped | 0 | 12 | 18.1615 | 4.8282 | 0.10059 | 0
3644 | Synthetic battery | battery | 0 | 1.6377e-15 | 1.7764e-15 | 0 | 0 | 0
3645 | Synthetic pumped | pumped | 0 | 4.3453 | 4.8282 | 0 | 0 | 0
3645 | Synthetic battery | battery | 0 | 0 | 0 | 0 | 0 | 0
3646 | Synthetic pumped | pumped | 0 | 0 | 0 | 0 | 0 | 0
3646 | Synthetic battery | battery | 0 | 0 | 0 | 0 | 0 | 0
3647 | Synthetic pumped | pumped | 0 | 0 | 0 | 0 | 0 | 0
3647 | Synthetic battery | battery | 0 | 0 | 0 | 0 | 0 | 0
3648 | Synthetic pumped | pumped | 0 | 0 | 0 | 0 | 0 | 0
3648 | Synthetic battery | battery | 0 | 0 | 0 | 0 | 0 | 0
3649 | Synthetic pumped | pumped | 0 | 0 | 0 | 0 | 0 | 0
3649 | Synthetic battery | battery | 0 | 0 | 0 | 0 | 0 | 0
3650 | Synthetic pumped | pumped | 0 | 0 | 0 | 0 | 0 | 0
3650 | Synthetic battery | battery | 0 | 0 | 0 | 0 | 0 | 0
3651 | Synthetic pumped | pumped | 0 | 0 | 0 | 0 | 0 | 0
3651 | Synthetic battery | battery | 0 | 0 | 0 | 0 | 0 | 0
3652 | Synthetic pumped | pumped | 0 | 0 | 0 | 0 | 0 | 0
3652 | Synthetic battery | battery | 0 | 0 | 0 | 0 | 0 | 0
3653 | Synthetic pumped | pumped | 0 | 0 | 0 | 0 | 0 | 0
3653 | Synthetic battery | battery | 0 | 0 | 0 | 0 | 0 | 0
3654 | Synthetic pumped | pumped | 0 | 0 | 0 | 0 | 0 | 0
3654 | Synthetic battery | battery | 0 | 0 | 0 | 0 | 0 | 0
3655 | Synthetic pumped | pumped | 0 | 0 | 0 | 0 | 0 | 0
3655 | Synthetic battery | battery | 0 | 0 | 0 | 0 | 0 | 0
3656 | Synthetic pumped | pumped | 0 | 0 | 0 | 0 | 0 | 0
3656 | Synthetic battery | battery | 0 | 0 | 0 | 0 | 0 | 0
3657 | Synthetic pumped | pumped | 1.5155 | 0 | 0 | 1.364 | 0.028416 | 0
3657 | Synthetic battery | battery | 0 | 0 | 0 | 0 | 0 | 0
3658 | Synthetic pumped | pumped | 11.4819 | 0 | 1.364 | 11.6977 | 0.2437 | 0
3658 | Synthetic battery | battery | 0 | 0 | 0 | 0 | 0 | 0
3659 | Synthetic pumped | pumped | 12 | 0 | 11.6977 | 22.4977 | 0.4687 | 0
3659 | Synthetic battery | battery | 0.0082202 | 0 | 0 | 0.0075787 | 0.00037893 | 0
3660 | Synthetic pumped | pumped | 12 | 0 | 22.4977 | 33.2977 | 0.6937 | 0
3660 | Synthetic battery | battery | 1.9627 | 0 | 0.0075787 | 1.8171 | 0.090856 | 0
3661 | Synthetic pumped | pumped | 12 | 0 | 33.2977 | 44.0977 | 0.9187 | -3.5527e-15
3661 | Synthetic battery | battery | 5.0754 | 0 | 1.8171 | 6.4964 | 0.32482 | 0
3662 | Synthetic pumped | pumped | 4.3359 | 0 | 44.0977 | 48 | 1 | 0
3662 | Synthetic battery | battery | 7.1516 | 0 | 6.4964 | 13.0899 | 0.65449 | 0
3663 | Synthetic pumped | pumped | 0 | 0 | 48 | 48 | 1 | 0
3663 | Synthetic battery | battery | 7.3541 | 0 | 13.0899 | 19.87 | 0.9935 | -8.8818e-16
3664 | Synthetic pumped | pumped | 0 | 0 | 48 | 48 | 1 | 0
3664 | Synthetic battery | battery | 0 | 0 | 19.87 | 19.87 | 0.9935 | 0
3665 | Synthetic pumped | pumped | 0 | 4.8218 | 48 | 42.6425 | 0.88839 | 0
3665 | Synthetic battery | battery | 0 | 0 | 19.87 | 19.87 | 0.9935 | 0
3666 | Synthetic pumped | pumped | 0 | 12 | 42.6425 | 29.3092 | 0.61061 | 0
3666 | Synthetic battery | battery | 0 | 8.2075 | 19.87 | 10.9677 | 0.54839 | 0
3667 | Synthetic pumped | pumped | 0 | 12 | 29.3092 | 15.9758 | 0.33283 | 0
3667 | Synthetic battery | battery | 0 | 10 | 10.9677 | 0.12119 | 0.0060593 | 0
3668 | Synthetic pumped | pumped | 0 | 12 | 15.9758 | 2.6425 | 0.055052 | 0
3668 | Synthetic battery | battery | 0 | 0.11173 | 0.12119 | 0 | 0 | 0
3669 | Synthetic pumped | pumped | 0 | 2.3782 | 2.6425 | 0 | 0 | 0
3669 | Synthetic battery | battery | 0 | 0 | 0 | 0 | 0 | 0
3670 | Synthetic pumped | pumped | 0 | 0 | 0 | 0 | 0 | 0
3670 | Synthetic battery | battery | 0 | 0 | 0 | 0 | 0 | 0
3671 | Synthetic pumped | pumped | 0 | 0 | 0 | 0 | 0 | 0
3671 | Synthetic battery | battery | 0 | 0 | 0 | 0 | 0 | 0
3672 | Synthetic pumped | pumped | 0 | 0 | 0 | 0 | 0 | 0
3672 | Synthetic battery | battery | 0 | 0 | 0 | 0 | 0 | 0
3673 | Synthetic pumped | pumped | 0 | 0 | 0 | 0 | 0 | 0
3673 | Synthetic battery | battery | 0 | 0 | 0 | 0 | 0 | 0
3674 | Synthetic pumped | pumped | 0 | 0 | 0 | 0 | 0 | 0
3674 | Synthetic battery | battery | 0 | 0 | 0 | 0 | 0 | 0
3675 | Synthetic pumped | pumped | 0 | 0 | 0 | 0 | 0 | 0
3675 | Synthetic battery | battery | 0 | 0 | 0 | 0 | 0 | 0
3676 | Synthetic pumped | pumped | 0 | 0 | 0 | 0 | 0 | 0
3676 | Synthetic battery | battery | 0 | 0 | 0 | 0 | 0 | 0
3677 | Synthetic pumped | pumped | 0 | 0 | 0 | 0 | 0 | 0
3677 | Synthetic battery | battery | 0 | 0 | 0 | 0 | 0 | 0
3678 | Synthetic pumped | pumped | 0 | 0 | 0 | 0 | 0 | 0
3678 | Synthetic battery | battery | 0 | 0 | 0 | 0 | 0 | 0
3679 | Synthetic pumped | pumped | 0 | 0 | 0 | 0 | 0 | 0
3679 | Synthetic battery | battery | 0 | 0 | 0 | 0 | 0 | 0
3680 | Synthetic pumped | pumped | 0 | 0 | 0 | 0 | 0 | 0
3680 | Synthetic battery | battery | 0 | 0 | 0 | 0 | 0 | 0
3681 | Synthetic pumped | pumped | 11.3234 | 0 | 0 | 10.191 | 0.21231 | 0
3681 | Synthetic battery | battery | 0 | 0 | 0 | 0 | 0 | 0
3682 | Synthetic pumped | pumped | 12 | 0 | 10.191 | 20.991 | 0.43731 | -1.7764e-15
3682 | Synthetic battery | battery | 9.5881 | 0 | 0 | 8.8398 | 0.44199 | 0
3683 | Synthetic pumped | pumped | 12 | 0 | 20.991 | 31.791 | 0.66231 | 0
3683 | Synthetic battery | battery | 10 | 0 | 8.8398 | 18.0593 | 0.90297 | 0
3684 | Synthetic pumped | pumped | 12 | 0 | 31.791 | 42.591 | 0.88731 | 0
3684 | Synthetic battery | battery | 2.1049 | 0 | 18.0593 | 20 | 1 | 0
3685 | Synthetic pumped | pumped | 6.01 | 0 | 42.591 | 48 | 1 | 0
3685 | Synthetic battery | battery | 0 | 0 | 20 | 20 | 1 | 0
3686 | Synthetic pumped | pumped | 0 | 0 | 48 | 48 | 1 | 0
3686 | Synthetic battery | battery | 0 | 0 | 20 | 20 | 1 | 0
3687 | Synthetic pumped | pumped | 0 | 0 | 48 | 48 | 1 | 0
3687 | Synthetic battery | battery | 0 | 0 | 20 | 20 | 1 | 0
3688 | Synthetic pumped | pumped | 0 | 0 | 48 | 48 | 1 | 0
3688 | Synthetic battery | battery | 0 | 0 | 20 | 20 | 1 | 0
3689 | Synthetic pumped | pumped | 0 | 8.5231 | 48 | 38.5298 | 0.80271 | -1.7764e-15
3689 | Synthetic battery | battery | 0 | 0 | 20 | 20 | 1 | 0
3690 | Synthetic pumped | pumped | 0 | 12 | 38.5298 | 25.1965 | 0.52493 | 0
3690 | Synthetic battery | battery | 0 | 10 | 20 | 9.1535 | 0.45767 | 0
3691 | Synthetic pumped | pumped | 0 | 12 | 25.1965 | 11.8632 | 0.24715 | 0
3691 | Synthetic battery | battery | 0 | 8.4391 | 9.1535 | 0 | 0 | 0
3692 | Synthetic pumped | pumped | 0 | 10.6769 | 11.8632 | 0 | 0 | 0
3692 | Synthetic battery | battery | 0 | 0 | 0 | 0 | 0 | 0
3693 | Synthetic pumped | pumped | 0 | 0 | 0 | 0 | 0 | 0
3693 | Synthetic battery | battery | 0 | 0 | 0 | 0 | 0 | 0
3694 | Synthetic pumped | pumped | 0 | 0 | 0 | 0 | 0 | 0
3694 | Synthetic battery | battery | 0 | 0 | 0 | 0 | 0 | 0
3695 | Synthetic pumped | pumped | 0 | 0 | 0 | 0 | 0 | 0
3695 | Synthetic battery | battery | 0 | 0 | 0 | 0 | 0 | 0
3696 | Synthetic pumped | pumped | 0 | 0 | 0 | 0 | 0 | 0
3696 | Synthetic battery | battery | 0 | 0 | 0 | 0 | 0 | 0
3697 | Synthetic pumped | pumped | 0 | 0 | 0 | 0 | 0 | 0
3697 | Synthetic battery | battery | 0 | 0 | 0 | 0 | 0 | 0
3698 | Synthetic pumped | pumped | 0 | 0 | 0 | 0 | 0 | 0
3698 | Synthetic battery | battery | 0 | 0 | 0 | 0 | 0 | 0
3699 | Synthetic pumped | pumped | 0 | 0 | 0 | 0 | 0 | 0
3699 | Synthetic battery | battery | 0 | 0 | 0 | 0 | 0 | 0
3700 | Synthetic pumped | pumped | 0 | 0 | 0 | 0 | 0 | 0
3700 | Synthetic battery | battery | 0 | 0 | 0 | 0 | 0 | 0
3701 | Synthetic pumped | pumped | 0 | 0 | 0 | 0 | 0 | 0
3701 | Synthetic battery | battery | 0 | 0 | 0 | 0 | 0 | 0
3702 | Synthetic pumped | pumped | 0 | 0 | 0 | 0 | 0 | 0
3702 | Synthetic battery | battery | 0 | 0 | 0 | 0 | 0 | 0
3703 | Synthetic pumped | pumped | 0 | 0 | 0 | 0 | 0 | 0
3703 | Synthetic battery | battery | 0 | 0 | 0 | 0 | 0 | 0
3704 | Synthetic pumped | pumped | 0 | 0 | 0 | 0 | 0 | 0
3704 | Synthetic battery | battery | 0 | 0 | 0 | 0 | 0 | 0
3705 | Synthetic pumped | pumped | 11.5909 | 0 | 0 | 10.4318 | 0.21733 | 0
3705 | Synthetic battery | battery | 0 | 0 | 0 | 0 | 0 | 0
3706 | Synthetic pumped | pumped | 12 | 0 | 10.4318 | 21.2318 | 0.44233 | 0
3706 | Synthetic battery | battery | 8.9489 | 0 | 0 | 8.2504 | 0.41252 | 0
3707 | Synthetic pumped | pumped | 12 | 0 | 21.2318 | 32.0318 | 0.66733 | -3.5527e-15
3707 | Synthetic battery | battery | 10 | 0 | 8.2504 | 17.47 | 0.8735 | 0
3708 | Synthetic pumped | pumped | 12 | 0 | 32.0318 | 42.8318 | 0.89233 | -3.5527e-15
3708 | Synthetic battery | battery | 2.7442 | 0 | 17.47 | 20 | 1 | 0
3709 | Synthetic pumped | pumped | 5.7425 | 0 | 42.8318 | 48 | 1 | 0
3709 | Synthetic battery | battery | 0 | 0 | 20 | 20 | 1 | 0
3710 | Synthetic pumped | pumped | 0 | 0 | 48 | 48 | 1 | 0
3710 | Synthetic battery | battery | 0 | 0 | 20 | 20 | 1 | 0
3711 | Synthetic pumped | pumped | 0 | 0 | 48 | 48 | 1 | 0
3711 | Synthetic battery | battery | 0 | 0 | 20 | 20 | 1 | 0
3712 | Synthetic pumped | pumped | 0 | 0 | 48 | 48 | 1 | 0
3712 | Synthetic battery | battery | 0 | 0 | 20 | 20 | 1 | 0
3713 | Synthetic pumped | pumped | 0 | 0 | 48 | 48 | 1 | 0
3713 | Synthetic battery | battery | 0 | 0 | 20 | 20 | 1 | 0
3714 | Synthetic pumped | pumped | 0 | 12 | 48 | 34.6667 | 0.72222 | 3.5527e-15
3714 | Synthetic battery | battery | 0 | 7.9205 | 20 | 11.409 | 0.57045 | 0
3715 | Synthetic pumped | pumped | 0 | 12 | 34.6667 | 21.3333 | 0.44444 | 0
3715 | Synthetic battery | battery | 0 | 10 | 11.409 | 0.56248 | 0.028124 | 0
3716 | Synthetic pumped | pumped | 0 | 12 | 21.3333 | 8 | 0.16667 | 0
3716 | Synthetic battery | battery | 0 | 0.51858 | 0.56248 | 0 | 0 | 0
3717 | Synthetic pumped | pumped | 0 | 7.2 | 8 | 0 | 0 | 0
3717 | Synthetic battery | battery | 0 | 0 | 0 | 0 | 0 | 0
3718 | Synthetic pumped | pumped | 0 | 0 | 0 | 0 | 0 | 0
3718 | Synthetic battery | battery | 0 | 0 | 0 | 0 | 0 | 0
3719 | Synthetic pumped | pumped | 0 | 0 | 0 | 0 | 0 | 0
3719 | Synthetic battery | battery | 0 | 0 | 0 | 0 | 0 | 0
3720 | Synthetic pumped | pumped | 0 | 0 | 0 | 0 | 0 | 0
3720 | Synthetic battery | battery | 0 | 0 | 0 | 0 | 0 | 0
3721 | Synthetic pumped | pumped | 0 | 0 | 0 | 0 | 0 | 0
3721 | Synthetic battery | battery | 0 | 0 | 0 | 0 | 0 | 0
3722 | Synthetic pumped | pumped | 0 | 0 | 0 | 0 | 0 | 0
3722 | Synthetic battery | battery | 0 | 0 | 0 | 0 | 0 | 0
3723 | Synthetic pumped | pumped | 0 | 0 | 0 | 0 | 0 | 0
3723 | Synthetic battery | battery | 0 | 0 | 0 | 0 | 0 | 0
3724 | Synthetic pumped | pumped | 0 | 0 | 0 | 0 | 0 | 0
3724 | Synthetic battery | battery | 0 | 0 | 0 | 0 | 0 | 0
3725 | Synthetic pumped | pumped | 0 | 0 | 0 | 0 | 0 | 0
3725 | Synthetic battery | battery | 0 | 0 | 0 | 0 | 0 | 0
3726 | Synthetic pumped | pumped | 0 | 0 | 0 | 0 | 0 | 0
3726 | Synthetic battery | battery | 0 | 0 | 0 | 0 | 0 | 0
3727 | Synthetic pumped | pumped | 0 | 0 | 0 | 0 | 0 | 0
3727 | Synthetic battery | battery | 0 | 0 | 0 | 0 | 0 | 0
3728 | Synthetic pumped | pumped | 0 | 0 | 0 | 0 | 0 | 0
3728 | Synthetic battery | battery | 0 | 0 | 0 | 0 | 0 | 0
3729 | Synthetic pumped | pumped | 8.0913 | 0 | 0 | 7.2821 | 0.15171 | 0
3729 | Synthetic battery | battery | 0 | 0 | 0 | 0 | 0 | 0
3730 | Synthetic pumped | pumped | 8.061 | 0 | 7.2821 | 14.5371 | 0.30286 | 8.8818e-16
3730 | Synthetic battery | battery | 0 | 0 | 0 | 0 | 0 | 0
3731 | Synthetic pumped | pumped | 12 | 0 | 14.5371 | 25.3371 | 0.52786 | 0
3731 | Synthetic battery | battery | 2.4307 | 0 | 0 | 2.241 | 0.11205 | 0
3732 | Synthetic pumped | pumped | 12 | 0 | 25.3371 | 36.1371 | 0.75286 | 0
3732 | Synthetic battery | battery | 8.343 | 0 | 2.241 | 9.9328 | 0.49664 | 0
3733 | Synthetic pumped | pumped | 12 | 0 | 36.1371 | 46.9371 | 0.97786 | -3.5527e-15
3733 | Synthetic battery | battery | 9.0958 | 0 | 9.9328 | 18.3187 | 0.91594 | 0
3734 | Synthetic pumped | pumped | 1.181 | 0 | 46.9371 | 48 | 1 | 0
3734 | Synthetic battery | battery | 1.8236 | 0 | 18.3187 | 20 | 1 | 0
3735 | Synthetic pumped | pumped | 0 | 0 | 48 | 48 | 1 | 0
3735 | Synthetic battery | battery | 0 | 0 | 20 | 20 | 1 | 0
3736 | Synthetic pumped | pumped | 0 | 0 | 48 | 48 | 1 | 0
3736 | Synthetic battery | battery | 0 | 0 | 20 | 20 | 1 | 0
3737 | Synthetic pumped | pumped | 0 | 6.7506 | 48 | 40.4994 | 0.84374 | 1.7764e-15
3737 | Synthetic battery | battery | 0 | 0 | 20 | 20 | 1 | 0
3738 | Synthetic pumped | pumped | 0 | 12 | 40.4994 | 27.1661 | 0.56596 | 0
3738 | Synthetic battery | battery | 0 | 4.3054 | 20 | 15.3301 | 0.76651 | 0
3739 | Synthetic pumped | pumped | 0 | 12 | 27.1661 | 13.8327 | 0.28818 | 0
3739 | Synthetic battery | battery | 0 | 10 | 15.3301 | 4.4836 | 0.22418 | 0
3740 | Synthetic pumped | pumped | 0 | 12 | 13.8327 | 0.49938 | 0.010404 | 0
3740 | Synthetic battery | battery | 0 | 4.1337 | 4.4836 | 0 | 0 | 0
3741 | Synthetic pumped | pumped | 0 | 0.44945 | 0.49938 | 0 | 0 | 0
3741 | Synthetic battery | battery | 0 | 0 | 0 | 0 | 0 | 0
3742 | Synthetic pumped | pumped | 0 | 0 | 0 | 0 | 0 | 0
3742 | Synthetic battery | battery | 0 | 0 | 0 | 0 | 0 | 0
3743 | Synthetic pumped | pumped | 0 | 0 | 0 | 0 | 0 | 0
3743 | Synthetic battery | battery | 0 | 0 | 0 | 0 | 0 | 0
3744 | Synthetic pumped | pumped | 0 | 0 | 0 | 0 | 0 | 0
3744 | Synthetic battery | battery | 0 | 0 | 0 | 0 | 0 | 0
3745 | Synthetic pumped | pumped | 0 | 0 | 0 | 0 | 0 | 0
3745 | Synthetic battery | battery | 0 | 0 | 0 | 0 | 0 | 0
3746 | Synthetic pumped | pumped | 0 | 0 | 0 | 0 | 0 | 0
3746 | Synthetic battery | battery | 0 | 0 | 0 | 0 | 0 | 0
3747 | Synthetic pumped | pumped | 0 | 0 | 0 | 0 | 0 | 0
3747 | Synthetic battery | battery | 0 | 0 | 0 | 0 | 0 | 0
3748 | Synthetic pumped | pumped | 0 | 0 | 0 | 0 | 0 | 0
3748 | Synthetic battery | battery | 0 | 0 | 0 | 0 | 0 | 0
3749 | Synthetic pumped | pumped | 0 | 0 | 0 | 0 | 0 | 0
3749 | Synthetic battery | battery | 0 | 0 | 0 | 0 | 0 | 0
3750 | Synthetic pumped | pumped | 0 | 0 | 0 | 0 | 0 | 0
3750 | Synthetic battery | battery | 0 | 0 | 0 | 0 | 0 | 0
3751 | Synthetic pumped | pumped | 0 | 0 | 0 | 0 | 0 | 0
3751 | Synthetic battery | battery | 0 | 0 | 0 | 0 | 0 | 0
3752 | Synthetic pumped | pumped | 0 | 0 | 0 | 0 | 0 | 0
3752 | Synthetic battery | battery | 0 | 0 | 0 | 0 | 0 | 0
3753 | Synthetic pumped | pumped | 0.0015317 | 0 | 0 | 0.0013786 | 2.872e-05 | 0
3753 | Synthetic battery | battery | 0 | 0 | 0 | 0 | 0 | 0
3754 | Synthetic pumped | pumped | 9.3181 | 0 | 0.0013786 | 8.3876 | 0.17474 | 0
3754 | Synthetic battery | battery | 0 | 0 | 0 | 0 | 0 | 0
3755 | Synthetic pumped | pumped | 9.2895 | 0 | 8.3876 | 16.7482 | 0.34892 | 1.7764e-15
3755 | Synthetic battery | battery | 0 | 0 | 0 | 0 | 0 | 0
3756 | Synthetic pumped | pumped | 12 | 0 | 16.7482 | 27.5482 | 0.57392 | 0
3756 | Synthetic battery | battery | 1.8308 | 0 | 0 | 1.6879 | 0.084396 | 0
3757 | Synthetic pumped | pumped | 12 | 0 | 27.5482 | 38.3482 | 0.79892 | 0
3757 | Synthetic battery | battery | 5.2023 | 0 | 1.6879 | 6.4842 | 0.32421 | 0
3758 | Synthetic pumped | pumped | 10.7243 | 0 | 38.3482 | 48 | 1 | 0
3758 | Synthetic battery | battery | 0.81689 | 0 | 6.4842 | 7.2373 | 0.36187 | -3.3307e-16
3759 | Synthetic pumped | pumped | 0 | 0 | 48 | 48 | 1 | 0
3759 | Synthetic battery | battery | 4.56 | 0 | 7.2373 | 11.4414 | 0.57207 | -8.8818e-16
3760 | Synthetic pumped | pumped | 0 | 0 | 48 | 48 | 1 | 0
3760 | Synthetic battery | battery | 0 | 0 | 11.4414 | 11.4414 | 0.57207 | 0
3761 | Synthetic pumped | pumped | 0 | 5.3598 | 48 | 42.0447 | 0.87593 | 8.8818e-16
3761 | Synthetic battery | battery | 0 | 0 | 11.4414 | 11.4414 | 0.57207 | 0
3762 | Synthetic pumped | pumped | 0 | 12 | 42.0447 | 28.7113 | 0.59815 | 0
3762 | Synthetic battery | battery | 0 | 8.5919 | 11.4414 | 2.1222 | 0.10611 | 0
3763 | Synthetic pumped | pumped | 0 | 12 | 28.7113 | 15.378 | 0.32037 | 0
3763 | Synthetic battery | battery | 0 | 1.9566 | 2.1222 | 0 | 0 | 0
3764 | Synthetic pumped | pumped | 0 | 12 | 15.378 | 2.0447 | 0.042597 | 0
3764 | Synthetic battery | battery | 0 | 0 | 0 | 0 | 0 | 0
3765 | Synthetic pumped | pumped | 0 | 1.8402 | 2.0447 | 0 | 0 | 0
3765 | Synthetic battery | battery | 0 | 0 | 0 | 0 | 0 | 0
3766 | Synthetic pumped | pumped | 0 | 0 | 0 | 0 | 0 | 0
3766 | Synthetic battery | battery | 0 | 0 | 0 | 0 | 0 | 0
3767 | Synthetic pumped | pumped | 0 | 0 | 0 | 0 | 0 | 0
3767 | Synthetic battery | battery | 0 | 0 | 0 | 0 | 0 | 0
3768 | Synthetic pumped | pumped | 0 | 0 | 0 | 0 | 0 | 0
3768 | Synthetic battery | battery | 0 | 0 | 0 | 0 | 0 | 0
3769 | Synthetic pumped | pumped | 0 | 0 | 0 | 0 | 0 | 0
3769 | Synthetic battery | battery | 0 | 0 | 0 | 0 | 0 | 0
3770 | Synthetic pumped | pumped | 0 | 0 | 0 | 0 | 0 | 0
3770 | Synthetic battery | battery | 0 | 0 | 0 | 0 | 0 | 0
3771 | Synthetic pumped | pumped | 0 | 0 | 0 | 0 | 0 | 0
3771 | Synthetic battery | battery | 0 | 0 | 0 | 0 | 0 | 0
3772 | Synthetic pumped | pumped | 0 | 0 | 0 | 0 | 0 | 0
3772 | Synthetic battery | battery | 0 | 0 | 0 | 0 | 0 | 0
3773 | Synthetic pumped | pumped | 0 | 0 | 0 | 0 | 0 | 0
3773 | Synthetic battery | battery | 0 | 0 | 0 | 0 | 0 | 0
3774 | Synthetic pumped | pumped | 0 | 0 | 0 | 0 | 0 | 0
3774 | Synthetic battery | battery | 0 | 0 | 0 | 0 | 0 | 0
3775 | Synthetic pumped | pumped | 0 | 0 | 0 | 0 | 0 | 0
3775 | Synthetic battery | battery | 0 | 0 | 0 | 0 | 0 | 0
3776 | Synthetic pumped | pumped | 0 | 0 | 0 | 0 | 0 | 0
3776 | Synthetic battery | battery | 0 | 0 | 0 | 0 | 0 | 0
3777 | Synthetic pumped | pumped | 0 | 0 | 0 | 0 | 0 | 0
3777 | Synthetic battery | battery | 0 | 0 | 0 | 0 | 0 | 0
3778 | Synthetic pumped | pumped | 5.8847 | 0 | 0 | 5.2962 | 0.11034 | 0
3778 | Synthetic battery | battery | 0 | 0 | 0 | 0 | 0 | 0
3779 | Synthetic pumped | pumped | 12 | 0 | 5.2962 | 16.0962 | 0.33534 | 0
3779 | Synthetic battery | battery | 0.19789 | 0 | 0 | 0.18244 | 0.0091221 | 0
3780 | Synthetic pumped | pumped | 12 | 0 | 16.0962 | 26.8962 | 0.56034 | 0
3780 | Synthetic battery | battery | 3.2996 | 0 | 0.18244 | 3.2246 | 0.16123 | 0
3781 | Synthetic pumped | pumped | 12 | 0 | 26.8962 | 37.6962 | 0.78534 | 0
3781 | Synthetic battery | battery | 8.6112 | 0 | 3.2246 | 11.1637 | 0.55819 | 8.8818e-16
3782 | Synthetic pumped | pumped | 10.9323 | 0 | 37.6962 | 47.5352 | 0.99032 | 1.7764e-15
3782 | Synthetic battery | battery | 0 | 0 | 11.1637 | 11.1637 | 0.55819 | 0
3783 | Synthetic pumped | pumped | 0.51642 | 0 | 47.5352 | 48 | 1 | 0
3783 | Synthetic battery | battery | 7.1208 | 0 | 11.1637 | 17.7288 | 0.88644 | 1.7764e-15
3784 | Synthetic pumped | pumped | 0 | 0 | 48 | 48 | 1 | 0
3784 | Synthetic battery | battery | 0 | 0 | 17.7288 | 17.7288 | 0.88644 | 0
3785 | Synthetic pumped | pumped | 0 | 4.2121 | 48 | 43.3199 | 0.9025 | -1.7764e-15
3785 | Synthetic battery | battery | 0 | 0 | 17.7288 | 17.7288 | 0.88644 | 0
3786 | Synthetic pumped | pumped | 0 | 12 | 43.3199 | 29.9865 | 0.62472 | 0
3786 | Synthetic battery | battery | 0 | 10 | 17.7288 | 6.8822 | 0.34411 | 0
3787 | Synthetic pumped | pumped | 0 | 12 | 29.9865 | 16.6532 | 0.34694 | 0
3787 | Synthetic battery | battery | 0 | 6.3451 | 6.8822 | 0 | 0 | 0
3788 | Synthetic pumped | pumped | 0 | 12 | 16.6532 | 3.3199 | 0.069164 | 0
3788 | Synthetic battery | battery | 0 | 0 | 0 | 0 | 0 | 0
3789 | Synthetic pumped | pumped | 0 | 2.9879 | 3.3199 | 0 | 0 | 0
3789 | Synthetic battery | battery | 0 | 0 | 0 | 0 | 0 | 0
3790 | Synthetic pumped | pumped | 0 | 0 | 0 | 0 | 0 | 0
3790 | Synthetic battery | battery | 0 | 0 | 0 | 0 | 0 | 0
3791 | Synthetic pumped | pumped | 0 | 0 | 0 | 0 | 0 | 0
3791 | Synthetic battery | battery | 0 | 0 | 0 | 0 | 0 | 0
3792 | Synthetic pumped | pumped | 0 | 0 | 0 | 0 | 0 | 0
3792 | Synthetic battery | battery | 0 | 0 | 0 | 0 | 0 | 0
3793 | Synthetic pumped | pumped | 0 | 0 | 0 | 0 | 0 | 0
3793 | Synthetic battery | battery | 0 | 0 | 0 | 0 | 0 | 0
3794 | Synthetic pumped | pumped | 0 | 0 | 0 | 0 | 0 | 0
3794 | Synthetic battery | battery | 0 | 0 | 0 | 0 | 0 | 0
3795 | Synthetic pumped | pumped | 0 | 0 | 0 | 0 | 0 | 0
3795 | Synthetic battery | battery | 0 | 0 | 0 | 0 | 0 | 0
3796 | Synthetic pumped | pumped | 0 | 0 | 0 | 0 | 0 | 0
3796 | Synthetic battery | battery | 0 | 0 | 0 | 0 | 0 | 0
3797 | Synthetic pumped | pumped | 0 | 0 | 0 | 0 | 0 | 0
3797 | Synthetic battery | battery | 0 | 0 | 0 | 0 | 0 | 0
3798 | Synthetic pumped | pumped | 0 | 0 | 0 | 0 | 0 | 0
3798 | Synthetic battery | battery | 0 | 0 | 0 | 0 | 0 | 0
3799 | Synthetic pumped | pumped | 0 | 0 | 0 | 0 | 0 | 0
3799 | Synthetic battery | battery | 0 | 0 | 0 | 0 | 0 | 0
3800 | Synthetic pumped | pumped | 0 | 0 | 0 | 0 | 0 | 0
3800 | Synthetic battery | battery | 0 | 0 | 0 | 0 | 0 | 0
3801 | Synthetic pumped | pumped | 8.0217 | 0 | 0 | 7.2195 | 0.15041 | 0
3801 | Synthetic battery | battery | 0 | 0 | 0 | 0 | 0 | 0
3802 | Synthetic pumped | pumped | 12 | 0 | 7.2195 | 18.0195 | 0.37541 | 0
3802 | Synthetic battery | battery | 6.6263 | 0 | 0 | 6.1091 | 0.30546 | 0
3803 | Synthetic pumped | pumped | 12 | 0 | 18.0195 | 28.8195 | 0.60041 | 0
3803 | Synthetic battery | battery | 10 | 0 | 6.1091 | 15.3287 | 0.76643 | 0
3804 | Synthetic pumped | pumped | 12 | 0 | 28.8195 | 39.6195 | 0.82541 | 0
3804 | Synthetic battery | battery | 5.0668 | 0 | 15.3287 | 20 | 1 | 0
3805 | Synthetic pumped | pumped | 9.3116 | 0 | 39.6195 | 48 | 1 | 0
3805 | Synthetic battery | battery | 0 | 0 | 20 | 20 | 1 | 0
3806 | Synthetic pumped | pumped | 0 | 0 | 48 | 48 | 1 | 0
3806 | Synthetic battery | battery | 0 | 0 | 20 | 20 | 1 | 0
3807 | Synthetic pumped | pumped | 0 | 0 | 48 | 48 | 1 | 0
3807 | Synthetic battery | battery | 0 | 0 | 20 | 20 | 1 | 0
3808 | Synthetic pumped | pumped | 0 | 0 | 48 | 48 | 1 | 0
3808 | Synthetic battery | battery | 0 | 0 | 20 | 20 | 1 | 0
3809 | Synthetic pumped | pumped | 0 | 8.6061 | 48 | 38.4377 | 0.80079 | 1.7764e-15
3809 | Synthetic battery | battery | 0 | 0 | 20 | 20 | 1 | 0
3810 | Synthetic pumped | pumped | 0 | 12 | 38.4377 | 25.1044 | 0.52301 | 0
3810 | Synthetic battery | battery | 0 | 10 | 20 | 9.1535 | 0.45767 | 0
3811 | Synthetic pumped | pumped | 0 | 12 | 25.1044 | 11.771 | 0.24523 | 0
3811 | Synthetic battery | battery | 0 | 8.4391 | 9.1535 | 0 | 0 | 0
3812 | Synthetic pumped | pumped | 0 | 10.5939 | 11.771 | -1.7764e-15 | -3.7007e-17 | 0
3812 | Synthetic battery | battery | 0 | 0 | 0 | 0 | 0 | 0
3813 | Synthetic pumped | pumped | 0 | -1.5987e-15 | -1.7764e-15 | 0 | 0 | 0
3813 | Synthetic battery | battery | 0 | 0 | 0 | 0 | 0 | 0
3814 | Synthetic pumped | pumped | 0 | 0 | 0 | 0 | 0 | 0
3814 | Synthetic battery | battery | 0 | 0 | 0 | 0 | 0 | 0
3815 | Synthetic pumped | pumped | 0 | 0 | 0 | 0 | 0 | 0
3815 | Synthetic battery | battery | 0 | 0 | 0 | 0 | 0 | 0
3816 | Synthetic pumped | pumped | 0 | 0 | 0 | 0 | 0 | 0
3816 | Synthetic battery | battery | 0 | 0 | 0 | 0 | 0 | 0
3817 | Synthetic pumped | pumped | 0 | 0 | 0 | 0 | 0 | 0
3817 | Synthetic battery | battery | 0 | 0 | 0 | 0 | 0 | 0
3818 | Synthetic pumped | pumped | 0 | 0 | 0 | 0 | 0 | 0
3818 | Synthetic battery | battery | 0 | 0 | 0 | 0 | 0 | 0
3819 | Synthetic pumped | pumped | 0 | 0 | 0 | 0 | 0 | 0
3819 | Synthetic battery | battery | 0 | 0 | 0 | 0 | 0 | 0
3820 | Synthetic pumped | pumped | 0 | 0 | 0 | 0 | 0 | 0
3820 | Synthetic battery | battery | 0 | 0 | 0 | 0 | 0 | 0
3821 | Synthetic pumped | pumped | 0 | 0 | 0 | 0 | 0 | 0
3821 | Synthetic battery | battery | 0 | 0 | 0 | 0 | 0 | 0
3822 | Synthetic pumped | pumped | 0 | 0 | 0 | 0 | 0 | 0
3822 | Synthetic battery | battery | 0 | 0 | 0 | 0 | 0 | 0
3823 | Synthetic pumped | pumped | 0 | 0 | 0 | 0 | 0 | 0
3823 | Synthetic battery | battery | 0 | 0 | 0 | 0 | 0 | 0
3824 | Synthetic pumped | pumped | 0 | 0 | 0 | 0 | 0 | 0
3824 | Synthetic battery | battery | 0 | 0 | 0 | 0 | 0 | 0
3825 | Synthetic pumped | pumped | 12 | 0 | 0 | 10.8 | 0.225 | 0
3825 | Synthetic battery | battery | 1.7214 | 0 | 0 | 1.5871 | 0.079354 | 0
3826 | Synthetic pumped | pumped | 12 | 0 | 10.8 | 21.6 | 0.45 | 0
3826 | Synthetic battery | battery | 5.6031 | 0 | 1.5871 | 6.7529 | 0.33765 | 0
3827 | Synthetic pumped | pumped | 12 | 0 | 21.6 | 32.4 | 0.675 | 3.5527e-15
3827 | Synthetic battery | battery | 10 | 0 | 6.7529 | 15.9724 | 0.79862 | 0
3828 | Synthetic pumped | pumped | 12 | 0 | 32.4 | 43.2 | 0.9 | -3.5527e-15
3828 | Synthetic battery | battery | 4.3685 | 0 | 15.9724 | 20 | 1 | 0
3829 | Synthetic pumped | pumped | 5.3333 | 0 | 43.2 | 48 | 1 | 0
3829 | Synthetic battery | battery | 0 | 0 | 20 | 20 | 1 | 0
3830 | Synthetic pumped | pumped | 0 | 0 | 48 | 48 | 1 | 0
3830 | Synthetic battery | battery | 0 | 0 | 20 | 20 | 1 | 0
3831 | Synthetic pumped | pumped | 0 | 0 | 48 | 48 | 1 | 0
3831 | Synthetic battery | battery | 0 | 0 | 20 | 20 | 1 | 0
3832 | Synthetic pumped | pumped | 0 | 0 | 48 | 48 | 1 | 0
3832 | Synthetic battery | battery | 0 | 0 | 20 | 20 | 1 | 0
3833 | Synthetic pumped | pumped | 0 | 3.7035 | 48 | 43.885 | 0.91427 | 8.8818e-16
3833 | Synthetic battery | battery | 0 | 0 | 20 | 20 | 1 | 0
3834 | Synthetic pumped | pumped | 0 | 12 | 43.885 | 30.5516 | 0.63649 | 0
3834 | Synthetic battery | battery | 0 | 6.7036 | 20 | 12.7289 | 0.63645 | 0
3835 | Synthetic pumped | pumped | 0 | 12 | 30.5516 | 17.2183 | 0.35871 | 0
3835 | Synthetic battery | battery | 0 | 8.8673 | 12.7289 | 3.111 | 0.15555 | 0
3836 | Synthetic pumped | pumped | 0 | 12 | 17.2183 | 3.885 | 0.080937 | 0
3836 | Synthetic battery | battery | 0 | 2.8682 | 3.111 | 0 | 0 | 0
3837 | Synthetic pumped | pumped | 0 | 3.4965 | 3.885 | 0 | 0 | 0
3837 | Synthetic battery | battery | 0 | 0 | 0 | 0 | 0 | 0
3838 | Synthetic pumped | pumped | 0 | 0 | 0 | 0 | 0 | 0
3838 | Synthetic battery | battery | 0 | 0 | 0 | 0 | 0 | 0
3839 | Synthetic pumped | pumped | 0 | 0 | 0 | 0 | 0 | 0
3839 | Synthetic battery | battery | 0 | 0 | 0 | 0 | 0 | 0
3840 | Synthetic pumped | pumped | 0 | 0 | 0 | 0 | 0 | 0
3840 | Synthetic battery | battery | 0 | 0 | 0 | 0 | 0 | 0
3841 | Synthetic pumped | pumped | 0 | 0 | 0 | 0 | 0 | 0
3841 | Synthetic battery | battery | 0 | 0 | 0 | 0 | 0 | 0
3842 | Synthetic pumped | pumped | 0 | 0 | 0 | 0 | 0 | 0
3842 | Synthetic battery | battery | 0 | 0 | 0 | 0 | 0 | 0
3843 | Synthetic pumped | pumped | 0 | 0 | 0 | 0 | 0 | 0
3843 | Synthetic battery | battery | 0 | 0 | 0 | 0 | 0 | 0
3844 | Synthetic pumped | pumped | 0 | 0 | 0 | 0 | 0 | 0
3844 | Synthetic battery | battery | 0 | 0 | 0 | 0 | 0 | 0
3845 | Synthetic pumped | pumped | 0 | 0 | 0 | 0 | 0 | 0
3845 | Synthetic battery | battery | 0 | 0 | 0 | 0 | 0 | 0
3846 | Synthetic pumped | pumped | 0 | 0 | 0 | 0 | 0 | 0
3846 | Synthetic battery | battery | 0 | 0 | 0 | 0 | 0 | 0
3847 | Synthetic pumped | pumped | 0 | 0 | 0 | 0 | 0 | 0
3847 | Synthetic battery | battery | 0 | 0 | 0 | 0 | 0 | 0
3848 | Synthetic pumped | pumped | 0 | 0 | 0 | 0 | 0 | 0
3848 | Synthetic battery | battery | 0 | 0 | 0 | 0 | 0 | 0
3849 | Synthetic pumped | pumped | 4.6289 | 0 | 0 | 4.166 | 0.086792 | 0
3849 | Synthetic battery | battery | 0 | 0 | 0 | 0 | 0 | 0
3850 | Synthetic pumped | pumped | 10.7062 | 0 | 4.166 | 13.8016 | 0.28753 | -1.7764e-15
3850 | Synthetic battery | battery | 0 | 0 | 0 | 0 | 0 | 0
3851 | Synthetic pumped | pumped | 12 | 0 | 13.8016 | 24.6016 | 0.51253 | 0
3851 | Synthetic battery | battery | 7.3248 | 0 | 0 | 6.7531 | 0.33766 | 0
3852 | Synthetic pumped | pumped | 12 | 0 | 24.6016 | 35.4016 | 0.73753 | 0
3852 | Synthetic battery | battery | 2.8452 | 0 | 6.7531 | 9.3763 | 0.46881 | 8.8818e-16
3853 | Synthetic pumped | pumped | 12 | 0 | 35.4016 | 46.2016 | 0.96253 | -3.5527e-15
3853 | Synthetic battery | battery | 3.1837 | 0 | 9.3763 | 12.3115 | 0.61557 | -4.4409e-16
3854 | Synthetic pumped | pumped | 1.9983 | 0 | 46.2016 | 48 | 1 | 0
3854 | Synthetic battery | battery | 8.3394 | 0 | 12.3115 | 20 | 1 | -8.8818e-16
3855 | Synthetic pumped | pumped | 0 | 0 | 48 | 48 | 1 | 0
3855 | Synthetic battery | battery | 0 | 0 | 20 | 20 | 1 | 0
3856 | Synthetic pumped | pumped | 0 | 0 | 48 | 48 | 1 | 0
3856 | Synthetic battery | battery | 0 | 0 | 20 | 20 | 1 | 0
3857 | Synthetic pumped | pumped | 0 | 3.1311 | 48 | 44.521 | 0.92752 | -8.8818e-16
3857 | Synthetic battery | battery | 0 | 0 | 20 | 20 | 1 | 0
3858 | Synthetic pumped | pumped | 0 | 12 | 44.521 | 31.1877 | 0.64974 | 0
3858 | Synthetic battery | battery | 0 | 6.3021 | 20 | 13.1644 | 0.65822 | -8.8818e-16
3859 | Synthetic pumped | pumped | 0 | 12 | 31.1877 | 17.8543 | 0.37197 | 0
3859 | Synthetic battery | battery | 0 | 9.7978 | 13.1644 | 2.5372 | 0.12686 | 0
3860 | Synthetic pumped | pumped | 0 | 12 | 17.8543 | 4.521 | 0.094188 | 0
3860 | Synthetic battery | battery | 0 | 2.3392 | 2.5372 | 0 | 0 | 0
3861 | Synthetic pumped | pumped | 0 | 4.0689 | 4.521 | 0 | 0 | 0
3861 | Synthetic battery | battery | 0 | 0 | 0 | 0 | 0 | 0
3862 | Synthetic pumped | pumped | 0 | 0 | 0 | 0 | 0 | 0
3862 | Synthetic battery | battery | 0 | 0 | 0 | 0 | 0 | 0
3863 | Synthetic pumped | pumped | 0 | 0 | 0 | 0 | 0 | 0
3863 | Synthetic battery | battery | 0 | 0 | 0 | 0 | 0 | 0
3864 | Synthetic pumped | pumped | 0 | 0 | 0 | 0 | 0 | 0
3864 | Synthetic battery | battery | 0 | 0 | 0 | 0 | 0 | 0
3865 | Synthetic pumped | pumped | 0 | 0 | 0 | 0 | 0 | 0
3865 | Synthetic battery | battery | 0 | 0 | 0 | 0 | 0 | 0
3866 | Synthetic pumped | pumped | 0 | 0 | 0 | 0 | 0 | 0
3866 | Synthetic battery | battery | 0 | 0 | 0 | 0 | 0 | 0
3867 | Synthetic pumped | pumped | 0 | 0 | 0 | 0 | 0 | 0
3867 | Synthetic battery | battery | 0 | 0 | 0 | 0 | 0 | 0
3868 | Synthetic pumped | pumped | 0 | 0 | 0 | 0 | 0 | 0
3868 | Synthetic battery | battery | 0 | 0 | 0 | 0 | 0 | 0
3869 | Synthetic pumped | pumped | 0 | 0 | 0 | 0 | 0 | 0
3869 | Synthetic battery | battery | 0 | 0 | 0 | 0 | 0 | 0
3870 | Synthetic pumped | pumped | 0 | 0 | 0 | 0 | 0 | 0
3870 | Synthetic battery | battery | 0 | 0 | 0 | 0 | 0 | 0
3871 | Synthetic pumped | pumped | 0 | 0 | 0 | 0 | 0 | 0
3871 | Synthetic battery | battery | 0 | 0 | 0 | 0 | 0 | 0
3872 | Synthetic pumped | pumped | 0 | 0 | 0 | 0 | 0 | 0
3872 | Synthetic battery | battery | 0 | 0 | 0 | 0 | 0 | 0
3873 | Synthetic pumped | pumped | 0.29176 | 0 | 0 | 0.26258 | 0.0054705 | 0
3873 | Synthetic battery | battery | 0 | 0 | 0 | 0 | 0 | 0
3874 | Synthetic pumped | pumped | 8.9195 | 0 | 0.26258 | 8.2902 | 0.17271 | 0
3874 | Synthetic battery | battery | 0 | 0 | 0 | 0 | 0 | 0
3875 | Synthetic pumped | pumped | 12 | 0 | 8.2902 | 19.0902 | 0.39771 | 0
3875 | Synthetic battery | battery | 1.2015 | 0 | 0 | 1.1078 | 0.055388 | 0
3876 | Synthetic pumped | pumped | 12 | 0 | 19.0902 | 29.8902 | 0.62271 | 0
3876 | Synthetic battery | battery | 7.2373 | 0 | 1.1078 | 7.7802 | 0.38901 | 0
3877 | Synthetic pumped | pumped | 12 | 0 | 29.8902 | 40.6902 | 0.84771 | 0
3877 | Synthetic battery | battery | 10 | 0 | 7.7802 | 16.9998 | 0.84999 | 0
3878 | Synthetic pumped | pumped | 8.122 | 0 | 40.6902 | 48 | 1 | 0
3878 | Synthetic battery | battery | 3.2542 | 0 | 16.9998 | 20 | 1 | 0
3879 | Synthetic pumped | pumped | 0 | 0 | 48 | 48 | 1 | 0
3879 | Synthetic battery | battery | 0 | 0 | 20 | 20 | 1 | 0
3880 | Synthetic pumped | pumped | 0 | 0 | 48 | 48 | 1 | 0
3880 | Synthetic battery | battery | 0 | 0 | 20 | 20 | 1 | 0
3881 | Synthetic pumped | pumped | 0 | 6.186 | 48 | 41.1266 | 0.8568 | 1.7764e-15
3881 | Synthetic battery | battery | 0 | 0 | 20 | 20 | 1 | 0
3882 | Synthetic pumped | pumped | 0 | 12 | 41.1266 | 27.7933 | 0.57903 | 0
3882 | Synthetic battery | battery | 0 | 10 | 20 | 9.1535 | 0.45767 | 0
3883 | Synthetic pumped | pumped | 0 | 12 | 27.7933 | 14.46 | 0.30125 | 0
3883 | Synthetic battery | battery | 0 | 8.4391 | 9.1535 | 0 | 0 | 0
3884 | Synthetic pumped | pumped | 0 | 12 | 14.46 | 1.1266 | 0.023471 | 0
3884 | Synthetic battery | battery | 0 | 0 | 0 | 0 | 0 | 0
3885 | Synthetic pumped | pumped | 0 | 1.014 | 1.1266 | 0 | 0 | 0
3885 | Synthetic battery | battery | 0 | 0 | 0 | 0 | 0 | 0
3886 | Synthetic pumped | pumped | 0 | 0 | 0 | 0 | 0 | 0
3886 | Synthetic battery | battery | 0 | 0 | 0 | 0 | 0 | 0
3887 | Synthetic pumped | pumped | 0 | 0 | 0 | 0 | 0 | 0
3887 | Synthetic battery | battery | 0 | 0 | 0 | 0 | 0 | 0
3888 | Synthetic pumped | pumped | 0 | 0 | 0 | 0 | 0 | 0
3888 | Synthetic battery | battery | 0 | 0 | 0 | 0 | 0 | 0
3889 | Synthetic pumped | pumped | 0 | 0 | 0 | 0 | 0 | 0
3889 | Synthetic battery | battery | 0 | 0 | 0 | 0 | 0 | 0
3890 | Synthetic pumped | pumped | 0 | 0 | 0 | 0 | 0 | 0
3890 | Synthetic battery | battery | 0 | 0 | 0 | 0 | 0 | 0
3891 | Synthetic pumped | pumped | 0 | 0 | 0 | 0 | 0 | 0
3891 | Synthetic battery | battery | 0 | 0 | 0 | 0 | 0 | 0
3892 | Synthetic pumped | pumped | 0 | 0 | 0 | 0 | 0 | 0
3892 | Synthetic battery | battery | 0 | 0 | 0 | 0 | 0 | 0
3893 | Synthetic pumped | pumped | 0 | 0 | 0 | 0 | 0 | 0
3893 | Synthetic battery | battery | 0 | 0 | 0 | 0 | 0 | 0
3894 | Synthetic pumped | pumped | 0 | 0 | 0 | 0 | 0 | 0
3894 | Synthetic battery | battery | 0 | 0 | 0 | 0 | 0 | 0
3895 | Synthetic pumped | pumped | 0 | 0 | 0 | 0 | 0 | 0
3895 | Synthetic battery | battery | 0 | 0 | 0 | 0 | 0 | 0
3896 | Synthetic pumped | pumped | 0 | 0 | 0 | 0 | 0 | 0
3896 | Synthetic battery | battery | 0 | 0 | 0 | 0 | 0 | 0
3897 | Synthetic pumped | pumped | 0 | 0 | 0 | 0 | 0 | 0
3897 | Synthetic battery | battery | 0 | 0 | 0 | 0 | 0 | 0
3898 | Synthetic pumped | pumped | 10.2446 | 0 | 0 | 9.2202 | 0.19209 | 0
3898 | Synthetic battery | battery | 0 | 0 | 0 | 0 | 0 | 0
3899 | Synthetic pumped | pumped | 12 | 0 | 9.2202 | 20.0202 | 0.41709 | -1.7764e-15
3899 | Synthetic battery | battery | 3.3652 | 0 | 0 | 3.1025 | 0.15513 | 0
3900 | Synthetic pumped | pumped | 12 | 0 | 20.0202 | 30.8202 | 0.64209 | 0
3900 | Synthetic battery | battery | 5.6413 | 0 | 3.1025 | 8.3035 | 0.41518 | 8.8818e-16
3901 | Synthetic pumped | pumped | 12 | 0 | 30.8202 | 41.6202 | 0.86709 | 0
3901 | Synthetic battery | battery | 2.8386 | 0 | 8.3035 | 10.9206 | 0.54603 | 4.4409e-16
3902 | Synthetic pumped | pumped | 7.0887 | 0 | 41.6202 | 48 | 1 | 0
3902 | Synthetic battery | battery | 3.3348 | 0 | 10.9206 | 13.9952 | 0.69976 | 8.8818e-16
3903 | Synthetic pumped | pumped | 0 | 0 | 48 | 48 | 1 | 0
3903 | Synthetic battery | battery | 6.5132 | 0 | 13.9952 | 20 | 1 | 0
3904 | Synthetic pumped | pumped | 0 | 0 | 48 | 48 | 1 | 0
3904 | Synthetic battery | battery | 0 | 0 | 20 | 20 | 1 | 0
3905 | Synthetic pumped | pumped | 0 | 2.2878 | 48 | 45.458 | 0.94704 | 2.2204e-15
3905 | Synthetic battery | battery | 0 | 0 | 20 | 20 | 1 | 0
3906 | Synthetic pumped | pumped | 0 | 12 | 45.458 | 32.1247 | 0.66926 | -3.5527e-15
3906 | Synthetic battery | battery | 0 | 7.9146 | 20 | 11.4154 | 0.57077 | 0
3907 | Synthetic pumped | pumped | 0 | 12 | 32.1247 | 18.7914 | 0.39149 | 0
3907 | Synthetic battery | battery | 0 | 10 | 11.4154 | 0.56883 | 0.028442 | 0
3908 | Synthetic pumped | pumped | 0 | 12 | 18.7914 | 5.458 | 0.11371 | 0
3908 | Synthetic battery | battery | 0 | 0.52444 | 0.56883 | 0 | 0 | 0
3909 | Synthetic pumped | pumped | 0 | 4.9122 | 5.458 | 0 | 0 | 0
3909 | Synthetic battery | battery | 0 | 0 | 0 | 0 | 0 | 0
3910 | Synthetic pumped | pumped | 0 | 0 | 0 | 0 | 0 | 0
3910 | Synthetic battery | battery | 0 | 0 | 0 | 0 | 0 | 0
3911 | Synthetic pumped | pumped | 0 | 0 | 0 | 0 | 0 | 0
3911 | Synthetic battery | battery | 0 | 0 | 0 | 0 | 0 | 0
3912 | Synthetic pumped | pumped | 0 | 0 | 0 | 0 | 0 | 0
3912 | Synthetic battery | battery | 0 | 0 | 0 | 0 | 0 | 0
3913 | Synthetic pumped | pumped | 0 | 0 | 0 | 0 | 0 | 0
3913 | Synthetic battery | battery | 0 | 0 | 0 | 0 | 0 | 0
3914 | Synthetic pumped | pumped | 0 | 0 | 0 | 0 | 0 | 0
3914 | Synthetic battery | battery | 0 | 0 | 0 | 0 | 0 | 0
3915 | Synthetic pumped | pumped | 0 | 0 | 0 | 0 | 0 | 0
3915 | Synthetic battery | battery | 0 | 0 | 0 | 0 | 0 | 0
3916 | Synthetic pumped | pumped | 0 | 0 | 0 | 0 | 0 | 0
3916 | Synthetic battery | battery | 0 | 0 | 0 | 0 | 0 | 0
3917 | Synthetic pumped | pumped | 0 | 0 | 0 | 0 | 0 | 0
3917 | Synthetic battery | battery | 0 | 0 | 0 | 0 | 0 | 0
3918 | Synthetic pumped | pumped | 0 | 0 | 0 | 0 | 0 | 0
3918 | Synthetic battery | battery | 0 | 0 | 0 | 0 | 0 | 0
3919 | Synthetic pumped | pumped | 0 | 0 | 0 | 0 | 0 | 0
3919 | Synthetic battery | battery | 0 | 0 | 0 | 0 | 0 | 0
3920 | Synthetic pumped | pumped | 0 | 0 | 0 | 0 | 0 | 0
3920 | Synthetic battery | battery | 0 | 0 | 0 | 0 | 0 | 0
3921 | Synthetic pumped | pumped | 0.445 | 0 | 0 | 0.4005 | 0.0083438 | 0
3921 | Synthetic battery | battery | 0 | 0 | 0 | 0 | 0 | 0
3922 | Synthetic pumped | pumped | 5.3582 | 0 | 0.4005 | 5.2229 | 0.10881 | 0
3922 | Synthetic battery | battery | 0 | 0 | 0 | 0 | 0 | 0
3923 | Synthetic pumped | pumped | 12 | 0 | 5.2229 | 16.0229 | 0.33381 | -1.7764e-15
3923 | Synthetic battery | battery | 0.1272 | 0 | 0 | 0.11728 | 0.0058639 | 0
3924 | Synthetic pumped | pumped | 11.9882 | 0 | 16.0229 | 26.8123 | 0.55859 | 1.7764e-15
3924 | Synthetic battery | battery | 0 | 0 | 0.11728 | 0.11728 | 0.0058639 | 0
3925 | Synthetic pumped | pumped | 10.569 | 0 | 26.8123 | 36.3244 | 0.75676 | -1.7764e-15
3925 | Synthetic battery | battery | 0 | 0 | 0.11728 | 0.11728 | 0.0058639 | 0
3926 | Synthetic pumped | pumped | 10.7672 | 0 | 36.3244 | 46.0148 | 0.95864 | 3.5527e-15
3926 | Synthetic battery | battery | 0 | 0 | 0.11728 | 0.11728 | 0.0058639 | 0
3927 | Synthetic pumped | pumped | 2.2057 | 0 | 46.0148 | 48 | 1 | 0
3927 | Synthetic battery | battery | 2.0664 | 0 | 0.11728 | 2.0224 | 0.10112 | 0
3928 | Synthetic pumped | pumped | 0 | 0 | 48 | 48 | 1 | 0
3928 | Synthetic battery | battery | 0 | 0 | 2.0224 | 2.0224 | 0.10112 | 0
3929 | Synthetic pumped | pumped | 0 | 6.1621 | 48 | 41.1532 | 0.85736 | 0
3929 | Synthetic battery | battery | 0 | 0 | 2.0224 | 2.0224 | 0.10112 | 0
3930 | Synthetic pumped | pumped | 0 | 12 | 41.1532 | 27.8199 | 0.57958 | 0
3930 | Synthetic battery | battery | 0 | 1.8645 | 2.0224 | 0 | 0 | 0
3931 | Synthetic pumped | pumped | 0 | 12 | 27.8199 | 14.4865 | 0.3018 | 0
3931 | Synthetic battery | battery | 0 | 0 | 0 | 0 | 0 | 0
3932 | Synthetic pumped | pumped | 0 | 12 | 14.4865 | 1.1532 | 0.024025 | 0
3932 | Synthetic battery | battery | 0 | 0 | 0 | 0 | 0 | 0
3933 | Synthetic pumped | pumped | 0 | 1.0379 | 1.1532 | 0 | 0 | 0
3933 | Synthetic battery | battery | 0 | 0 | 0 | 0 | 0 | 0
3934 | Synthetic pumped | pumped | 0 | 0 | 0 | 0 | 0 | 0
3934 | Synthetic battery | battery | 0 | 0 | 0 | 0 | 0 | 0
3935 | Synthetic pumped | pumped | 0 | 0 | 0 | 0 | 0 | 0
3935 | Synthetic battery | battery | 0 | 0 | 0 | 0 | 0 | 0
3936 | Synthetic pumped | pumped | 0 | 0 | 0 | 0 | 0 | 0
3936 | Synthetic battery | battery | 0 | 0 | 0 | 0 | 0 | 0
3937 | Synthetic pumped | pumped | 0 | 0 | 0 | 0 | 0 | 0
3937 | Synthetic battery | battery | 0 | 0 | 0 | 0 | 0 | 0
3938 | Synthetic pumped | pumped | 0 | 0 | 0 | 0 | 0 | 0
3938 | Synthetic battery | battery | 0 | 0 | 0 | 0 | 0 | 0
3939 | Synthetic pumped | pumped | 0 | 0 | 0 | 0 | 0 | 0
3939 | Synthetic battery | battery | 0 | 0 | 0 | 0 | 0 | 0
3940 | Synthetic pumped | pumped | 0 | 0 | 0 | 0 | 0 | 0
3940 | Synthetic battery | battery | 0 | 0 | 0 | 0 | 0 | 0
3941 | Synthetic pumped | pumped | 0 | 0 | 0 | 0 | 0 | 0
3941 | Synthetic battery | battery | 0 | 0 | 0 | 0 | 0 | 0
3942 | Synthetic pumped | pumped | 0 | 0 | 0 | 0 | 0 | 0
3942 | Synthetic battery | battery | 0 | 0 | 0 | 0 | 0 | 0
3943 | Synthetic pumped | pumped | 0 | 0 | 0 | 0 | 0 | 0
3943 | Synthetic battery | battery | 0 | 0 | 0 | 0 | 0 | 0
3944 | Synthetic pumped | pumped | 0 | 0 | 0 | 0 | 0 | 0
3944 | Synthetic battery | battery | 0 | 0 | 0 | 0 | 0 | 0
3945 | Synthetic pumped | pumped | 3.6052 | 0 | 0 | 3.2447 | 0.067598 | 0
3945 | Synthetic battery | battery | 0 | 0 | 0 | 0 | 0 | 0
3946 | Synthetic pumped | pumped | 10.2948 | 0 | 3.2447 | 12.5101 | 0.26063 | 1.7764e-15
3946 | Synthetic battery | battery | 0 | 0 | 0 | 0 | 0 | 0
3947 | Synthetic pumped | pumped | 12 | 0 | 12.5101 | 23.3101 | 0.48563 | 0
3947 | Synthetic battery | battery | 6.6063 | 0 | 0 | 6.0907 | 0.30453 | 0
3948 | Synthetic pumped | pumped | 12 | 0 | 23.3101 | 34.1101 | 0.71063 | 3.5527e-15
3948 | Synthetic battery | battery | 8.7566 | 0 | 6.0907 | 14.1639 | 0.7082 | 1.7764e-15
3949 | Synthetic pumped | pumped | 12 | 0 | 34.1101 | 44.9101 | 0.93563 | -3.5527e-15
3949 | Synthetic battery | battery | 3.0428 | 0 | 14.1639 | 16.9692 | 0.84846 | 8.8818e-16
3950 | Synthetic pumped | pumped | 3.4333 | 0 | 44.9101 | 48 | 1 | 0
3950 | Synthetic battery | battery | 3.2873 | 0 | 16.9692 | 20 | 1 | 0
3951 | Synthetic pumped | pumped | 0 | 0 | 48 | 48 | 1 | 0
3951 | Synthetic battery | battery | 0 | 0 | 20 | 20 | 1 | 0
3952 | Synthetic pumped | pumped | 0 | 0 | 48 | 48 | 1 | 0
3952 | Synthetic battery | battery | 0 | 0 | 20 | 20 | 1 | 0
3953 | Synthetic pumped | pumped | 0 | 9.3319 | 48 | 37.6312 | 0.78398 | 0
3953 | Synthetic battery | battery | 0 | 0 | 20 | 20 | 1 | 0
3954 | Synthetic pumped | pumped | 0 | 12 | 37.6312 | 24.2979 | 0.50621 | 0
3954 | Synthetic battery | battery | 0 | 7.3375 | 20 | 12.0413 | 0.60207 | 0
3955 | Synthetic pumped | pumped | 0 | 12 | 24.2979 | 10.9645 | 0.22843 | 0
3955 | Synthetic battery | battery | 0 | 10 | 12.0413 | 1.1948 | 0.059741 | 0
3956 | Synthetic pumped | pumped | 0 | 9.8681 | 10.9645 | 0 | 0 | 0
3956 | Synthetic battery | battery | 0 | 1.1016 | 1.1948 | 0 | 0 | 0
3957 | Synthetic pumped | pumped | 0 | 0 | 0 | 0 | 0 | 0
3957 | Synthetic battery | battery | 0 | 0 | 0 | 0 | 0 | 0
3958 | Synthetic pumped | pumped | 0 | 0 | 0 | 0 | 0 | 0
3958 | Synthetic battery | battery | 0 | 0 | 0 | 0 | 0 | 0
3959 | Synthetic pumped | pumped | 0 | 0 | 0 | 0 | 0 | 0
3959 | Synthetic battery | battery | 0 | 0 | 0 | 0 | 0 | 0
3960 | Synthetic pumped | pumped | 0 | 0 | 0 | 0 | 0 | 0
3960 | Synthetic battery | battery | 0 | 0 | 0 | 0 | 0 | 0
3961 | Synthetic pumped | pumped | 0 | 0 | 0 | 0 | 0 | 0
3961 | Synthetic battery | battery | 0 | 0 | 0 | 0 | 0 | 0
3962 | Synthetic pumped | pumped | 0 | 0 | 0 | 0 | 0 | 0
3962 | Synthetic battery | battery | 0 | 0 | 0 | 0 | 0 | 0
3963 | Synthetic pumped | pumped | 0 | 0 | 0 | 0 | 0 | 0
3963 | Synthetic battery | battery | 0 | 0 | 0 | 0 | 0 | 0
3964 | Synthetic pumped | pumped | 0 | 0 | 0 | 0 | 0 | 0
3964 | Synthetic battery | battery | 0 | 0 | 0 | 0 | 0 | 0
3965 | Synthetic pumped | pumped | 0 | 0 | 0 | 0 | 0 | 0
3965 | Synthetic battery | battery | 0 | 0 | 0 | 0 | 0 | 0
3966 | Synthetic pumped | pumped | 0 | 0 | 0 | 0 | 0 | 0
3966 | Synthetic battery | battery | 0 | 0 | 0 | 0 | 0 | 0
3967 | Synthetic pumped | pumped | 0 | 0 | 0 | 0 | 0 | 0
3967 | Synthetic battery | battery | 0 | 0 | 0 | 0 | 0 | 0
3968 | Synthetic pumped | pumped | 0 | 0 | 0 | 0 | 0 | 0
3968 | Synthetic battery | battery | 0 | 0 | 0 | 0 | 0 | 0
3969 | Synthetic pumped | pumped | 4.9498 | 0 | 0 | 4.4548 | 0.092809 | 0
3969 | Synthetic battery | battery | 0 | 0 | 0 | 0 | 0 | 0
3970 | Synthetic pumped | pumped | 12 | 0 | 4.4548 | 15.2548 | 0.31781 | 0
3970 | Synthetic battery | battery | 2.868 | 0 | 0 | 2.6442 | 0.13221 | 0
3971 | Synthetic pumped | pumped | 12 | 0 | 15.2548 | 26.0548 | 0.54281 | -1.7764e-15
3971 | Synthetic battery | battery | 6.0356 | 0 | 2.6442 | 8.2088 | 0.41044 | -8.8818e-16
3972 | Synthetic pumped | pumped | 12 | 0 | 26.0548 | 36.8548 | 0.76781 | -3.5527e-15
3972 | Synthetic battery | battery | 10 | 0 | 8.2088 | 17.4283 | 0.87142 | 0
3973 | Synthetic pumped | pumped | 12 | 0 | 36.8548 | 47.6548 | 0.99281 | -3.5527e-15
3973 | Synthetic battery | battery | 2.7894 | 0 | 17.4283 | 20 | 1 | 0
3974 | Synthetic pumped | pumped | 0.38352 | 0 | 47.6548 | 48 | 1 | 0
3974 | Synthetic battery | battery | 0 | 0 | 20 | 20 | 1 | 0
3975 | Synthetic pumped | pumped | 0 | 0 | 48 | 48 | 1 | 0
3975 | Synthetic battery | battery | 0 | 0 | 20 | 20 | 1 | 0
3976 | Synthetic pumped | pumped | 0 | 0 | 48 | 48 | 1 | 0
3976 | Synthetic battery | battery | 0 | 0 | 20 | 20 | 1 | 0
3977 | Synthetic pumped | pumped | 0 | 2.2768 | 48 | 45.4703 | 0.9473 | 0
3977 | Synthetic battery | battery | 0 | 0 | 20 | 20 | 1 | 0
3978 | Synthetic pumped | pumped | 0 | 12 | 45.4703 | 32.1369 | 0.66952 | 3.5527e-15
3978 | Synthetic battery | battery | 0 | 10 | 20 | 9.1535 | 0.45767 | 0
3979 | Synthetic pumped | pumped | 0 | 12 | 32.1369 | 18.8036 | 0.39174 | 0
3979 | Synthetic battery | battery | 0 | 8.4391 | 9.1535 | 0 | 0 | 0
3980 | Synthetic pumped | pumped | 0 | 12 | 18.8036 | 5.4703 | 0.11396 | 0
3980 | Synthetic battery | battery | 0 | 0 | 0 | 0 | 0 | 0
3981 | Synthetic pumped | pumped | 0 | 4.9232 | 5.4703 | 0 | 0 | 0
3981 | Synthetic battery | battery | 0 | 0 | 0 | 0 | 0 | 0
3982 | Synthetic pumped | pumped | 0 | 0 | 0 | 0 | 0 | 0
3982 | Synthetic battery | battery | 0 | 0 | 0 | 0 | 0 | 0
3983 | Synthetic pumped | pumped | 0 | 0 | 0 | 0 | 0 | 0
3983 | Synthetic battery | battery | 0 | 0 | 0 | 0 | 0 | 0
3984 | Synthetic pumped | pumped | 0 | 0 | 0 | 0 | 0 | 0
3984 | Synthetic battery | battery | 0 | 0 | 0 | 0 | 0 | 0
3985 | Synthetic pumped | pumped | 0 | 0 | 0 | 0 | 0 | 0
3985 | Synthetic battery | battery | 0 | 0 | 0 | 0 | 0 | 0
3986 | Synthetic pumped | pumped | 0 | 0 | 0 | 0 | 0 | 0
3986 | Synthetic battery | battery | 0 | 0 | 0 | 0 | 0 | 0
3987 | Synthetic pumped | pumped | 0 | 0 | 0 | 0 | 0 | 0
3987 | Synthetic battery | battery | 0 | 0 | 0 | 0 | 0 | 0
3988 | Synthetic pumped | pumped | 0 | 0 | 0 | 0 | 0 | 0
3988 | Synthetic battery | battery | 0 | 0 | 0 | 0 | 0 | 0
3989 | Synthetic pumped | pumped | 0 | 0 | 0 | 0 | 0 | 0
3989 | Synthetic battery | battery | 0 | 0 | 0 | 0 | 0 | 0
3990 | Synthetic pumped | pumped | 0 | 0 | 0 | 0 | 0 | 0
3990 | Synthetic battery | battery | 0 | 0 | 0 | 0 | 0 | 0
3991 | Synthetic pumped | pumped | 0 | 0 | 0 | 0 | 0 | 0
3991 | Synthetic battery | battery | 0 | 0 | 0 | 0 | 0 | 0
3992 | Synthetic pumped | pumped | 0 | 0 | 0 | 0 | 0 | 0
3992 | Synthetic battery | battery | 0 | 0 | 0 | 0 | 0 | 0
3993 | Synthetic pumped | pumped | 3.1434 | 0 | 0 | 2.829 | 0.058938 | 0
3993 | Synthetic battery | battery | 0 | 0 | 0 | 0 | 0 | 0
3994 | Synthetic pumped | pumped | 12 | 0 | 2.829 | 13.629 | 0.28394 | 0
3994 | Synthetic battery | battery | 2.5969 | 0 | 0 | 2.3942 | 0.11971 | 0
3995 | Synthetic pumped | pumped | 12 | 0 | 13.629 | 24.429 | 0.50894 | -1.7764e-15
3995 | Synthetic battery | battery | 2.1091 | 0 | 2.3942 | 4.3387 | 0.21693 | 4.4409e-16
3996 | Synthetic pumped | pumped | 12 | 0 | 24.429 | 35.229 | 0.73394 | -3.5527e-15
3996 | Synthetic battery | battery | 4.4549 | 0 | 4.3387 | 8.4459 | 0.42229 | 0
3997 | Synthetic pumped | pumped | 12 | 0 | 35.229 | 46.029 | 0.95894 | -3.5527e-15
3997 | Synthetic battery | battery | 8.3018 | 0 | 8.4459 | 16.0998 | 0.80499 | 0
3998 | Synthetic pumped | pumped | 2.19 | 0 | 46.029 | 48 | 1 | 0
3998 | Synthetic battery | battery | 4.2304 | 0 | 16.0998 | 20 | 1 | 0
3999 | Synthetic pumped | pumped | 0 | 0 | 48 | 48 | 1 | 0
3999 | Synthetic battery | battery | 0 | 0 | 20 | 20 | 1 | 0
4000 | Synthetic pumped | pumped | 0 | 0 | 48 | 48 | 1 | 0
4000 | Synthetic battery | battery | 0 | 0 | 20 | 20 | 1 | 0
4001 | Synthetic pumped | pumped | 0 | 3.7494 | 48 | 43.834 | 0.91321 | 8.8818e-16
4001 | Synthetic battery | battery | 0 | 0 | 20 | 20 | 1 | 0
4002 | Synthetic pumped | pumped | 0 | 12 | 43.834 | 30.5007 | 0.63543 | 0
4002 | Synthetic battery | battery | 0 | 10 | 20 | 9.1535 | 0.45767 | 0
4003 | Synthetic pumped | pumped | 0 | 12 | 30.5007 | 17.1674 | 0.35765 | 0
4003 | Synthetic battery | battery | 0 | 8.4391 | 9.1535 | 0 | 0 | 0
4004 | Synthetic pumped | pumped | 0 | 12 | 17.1674 | 3.834 | 0.079876 | 0
4004 | Synthetic battery | battery | 0 | 0 | 0 | 0 | 0 | 0
4005 | Synthetic pumped | pumped | 0 | 3.4506 | 3.834 | 0 | 0 | 0
4005 | Synthetic battery | battery | 0 | 0 | 0 | 0 | 0 | 0
4006 | Synthetic pumped | pumped | 0 | 0 | 0 | 0 | 0 | 0
4006 | Synthetic battery | battery | 0 | 0 | 0 | 0 | 0 | 0
4007 | Synthetic pumped | pumped | 0 | 0 | 0 | 0 | 0 | 0
4007 | Synthetic battery | battery | 0 | 0 | 0 | 0 | 0 | 0
4008 | Synthetic pumped | pumped | 0 | 0 | 0 | 0 | 0 | 0
4008 | Synthetic battery | battery | 0 | 0 | 0 | 0 | 0 | 0
4009 | Synthetic pumped | pumped | 0 | 0 | 0 | 0 | 0 | 0
4009 | Synthetic battery | battery | 0 | 0 | 0 | 0 | 0 | 0
4010 | Synthetic pumped | pumped | 0 | 0 | 0 | 0 | 0 | 0
4010 | Synthetic battery | battery | 0 | 0 | 0 | 0 | 0 | 0
4011 | Synthetic pumped | pumped | 0 | 0 | 0 | 0 | 0 | 0
4011 | Synthetic battery | battery | 0 | 0 | 0 | 0 | 0 | 0
4012 | Synthetic pumped | pumped | 0 | 0 | 0 | 0 | 0 | 0
4012 | Synthetic battery | battery | 0 | 0 | 0 | 0 | 0 | 0
4013 | Synthetic pumped | pumped | 0 | 0 | 0 | 0 | 0 | 0
4013 | Synthetic battery | battery | 0 | 0 | 0 | 0 | 0 | 0
4014 | Synthetic pumped | pumped | 0 | 0 | 0 | 0 | 0 | 0
4014 | Synthetic battery | battery | 0 | 0 | 0 | 0 | 0 | 0
4015 | Synthetic pumped | pumped | 0 | 0 | 0 | 0 | 0 | 0
4015 | Synthetic battery | battery | 0 | 0 | 0 | 0 | 0 | 0
4016 | Synthetic pumped | pumped | 0 | 0 | 0 | 0 | 0 | 0
4016 | Synthetic battery | battery | 0 | 0 | 0 | 0 | 0 | 0
4017 | Synthetic pumped | pumped | 1.3294 | 0 | 0 | 1.1964 | 0.024926 | 0
4017 | Synthetic battery | battery | 0 | 0 | 0 | 0 | 0 | 0
4018 | Synthetic pumped | pumped | 12 | 0 | 1.1964 | 11.9964 | 0.24993 | 0
4018 | Synthetic battery | battery | 2.7346 | 0 | 0 | 2.5212 | 0.12606 | 0
4019 | Synthetic pumped | pumped | 12 | 0 | 11.9964 | 22.7964 | 0.47493 | -1.7764e-15
4019 | Synthetic battery | battery | 5.78 | 0 | 2.5212 | 7.8501 | 0.3925 | 0
4020 | Synthetic pumped | pumped | 12 | 0 | 22.7964 | 33.5964 | 0.69993 | 3.5527e-15
4020 | Synthetic battery | battery | 6.9037 | 0 | 7.8501 | 14.2149 | 0.71075 | -8.8818e-16
4021 | Synthetic pumped | pumped | 12 | 0 | 33.5964 | 44.3964 | 0.92493 | -3.5527e-15
4021 | Synthetic battery | battery | 2.9739 | 0 | 14.2149 | 16.9567 | 0.84784 | 1.3323e-15
4022 | Synthetic pumped | pumped | 4.004 | 0 | 44.3964 | 48 | 1 | 4.4409e-16
4022 | Synthetic battery | battery | 3.3009 | 0 | 16.9567 | 20 | 1 | 0
4023 | Synthetic pumped | pumped | 0 | 0 | 48 | 48 | 1 | 0
4023 | Synthetic battery | battery | 0 | 0 | 20 | 20 | 1 | 0
4024 | Synthetic pumped | pumped | 0 | 0 | 48 | 48 | 1 | 0
4024 | Synthetic battery | battery | 0 | 0 | 20 | 20 | 1 | 0
4025 | Synthetic pumped | pumped | 0 | 0.38643 | 48 | 47.5706 | 0.99105 | 1.5543e-15
4025 | Synthetic battery | battery | 0 | 0 | 20 | 20 | 1 | 0
4026 | Synthetic pumped | pumped | 0 | 12 | 47.5706 | 34.2373 | 0.71328 | 3.5527e-15
4026 | Synthetic battery | battery | 0 | 7.0723 | 20 | 12.329 | 0.61645 | 0
4027 | Synthetic pumped | pumped | 0 | 12 | 34.2373 | 20.904 | 0.4355 | 0
4027 | Synthetic battery | battery | 0 | 10 | 12.329 | 1.4825 | 0.074125 | 0
4028 | Synthetic pumped | pumped | 0 | 12 | 20.904 | 7.5706 | 0.15772 | 0
4028 | Synthetic battery | battery | 0 | 1.3668 | 1.4825 | 0 | 0 | 0
4029 | Synthetic pumped | pumped | 0 | 6.8136 | 7.5706 | 0 | 0 | 0
4029 | Synthetic battery | battery | 0 | 0 | 0 | 0 | 0 | 0
4030 | Synthetic pumped | pumped | 0 | 0 | 0 | 0 | 0 | 0
4030 | Synthetic battery | battery | 0 | 0 | 0 | 0 | 0 | 0
4031 | Synthetic pumped | pumped | 0 | 0 | 0 | 0 | 0 | 0
4031 | Synthetic battery | battery | 0 | 0 | 0 | 0 | 0 | 0
4032 | Synthetic pumped | pumped | 0 | 0 | 0 | 0 | 0 | 0
4032 | Synthetic battery | battery | 0 | 0 | 0 | 0 | 0 | 0
4033 | Synthetic pumped | pumped | 0 | 0 | 0 | 0 | 0 | 0
4033 | Synthetic battery | battery | 0 | 0 | 0 | 0 | 0 | 0
4034 | Synthetic pumped | pumped | 0 | 0 | 0 | 0 | 0 | 0
4034 | Synthetic battery | battery | 0 | 0 | 0 | 0 | 0 | 0
4035 | Synthetic pumped | pumped | 0 | 0 | 0 | 0 | 0 | 0
4035 | Synthetic battery | battery | 0 | 0 | 0 | 0 | 0 | 0
4036 | Synthetic pumped | pumped | 0 | 0 | 0 | 0 | 0 | 0
4036 | Synthetic battery | battery | 0 | 0 | 0 | 0 | 0 | 0
4037 | Synthetic pumped | pumped | 0 | 0 | 0 | 0 | 0 | 0
4037 | Synthetic battery | battery | 0 | 0 | 0 | 0 | 0 | 0
4038 | Synthetic pumped | pumped | 0 | 0 | 0 | 0 | 0 | 0
4038 | Synthetic battery | battery | 0 | 0 | 0 | 0 | 0 | 0
4039 | Synthetic pumped | pumped | 0 | 0 | 0 | 0 | 0 | 0
4039 | Synthetic battery | battery | 0 | 0 | 0 | 0 | 0 | 0
4040 | Synthetic pumped | pumped | 0 | 0 | 0 | 0 | 0 | 0
4040 | Synthetic battery | battery | 0 | 0 | 0 | 0 | 0 | 0
4041 | Synthetic pumped | pumped | 0 | 0 | 0 | 0 | 0 | 0
4041 | Synthetic battery | battery | 0 | 0 | 0 | 0 | 0 | 0
4042 | Synthetic pumped | pumped | 7.4495 | 0 | 0 | 6.7046 | 0.13968 | 0
4042 | Synthetic battery | battery | 0 | 0 | 0 | 0 | 0 | 0
4043 | Synthetic pumped | pumped | 11.465 | 0 | 6.7046 | 17.0231 | 0.35465 | 1.7764e-15
4043 | Synthetic battery | battery | 0 | 0 | 0 | 0 | 0 | 0
4044 | Synthetic pumped | pumped | 9.6394 | 0 | 17.0231 | 25.6986 | 0.53539 | -1.7764e-15
4044 | Synthetic battery | battery | 0 | 0 | 0 | 0 | 0 | 0
4045 | Synthetic pumped | pumped | 12 | 0 | 25.6986 | 36.4986 | 0.76039 | 3.5527e-15
4045 | Synthetic battery | battery | 2.2777 | 0 | 0 | 2.1 | 0.105 | 0
4046 | Synthetic pumped | pumped | 6.0672 | 0 | 36.4986 | 41.959 | 0.87415 | -1.7764e-15
4046 | Synthetic battery | battery | 0 | 0 | 2.1 | 2.1 | 0.105 | 0
4047 | Synthetic pumped | pumped | 3.6298 | 0 | 41.959 | 45.2258 | 0.9422 | -3.1086e-15
4047 | Synthetic battery | battery | 0 | 0 | 2.1 | 2.1 | 0.105 | 0
4048 | Synthetic pumped | pumped | 0 | 0 | 45.2258 | 45.2258 | 0.9422 | 0
4048 | Synthetic battery | battery | 0 | 0 | 2.1 | 2.1 | 0.105 | 0
4049 | Synthetic pumped | pumped | 0 | 10.5867 | 45.2258 | 33.4628 | 0.69714 | 1.7764e-15
4049 | Synthetic battery | battery | 0 | 0 | 2.1 | 2.1 | 0.105 | 0
4050 | Synthetic pumped | pumped | 0 | 12 | 33.4628 | 20.1295 | 0.41936 | 0
4050 | Synthetic battery | battery | 0 | 1.9361 | 2.1 | 0 | 0 | 0
4051 | Synthetic pumped | pumped | 0 | 12 | 20.1295 | 6.7962 | 0.14159 | 0
4051 | Synthetic battery | battery | 0 | 0 | 0 | 0 | 0 | 0
4052 | Synthetic pumped | pumped | 0 | 6.1165 | 6.7962 | 0 | 0 | 0
4052 | Synthetic battery | battery | 0 | 0 | 0 | 0 | 0 | 0
4053 | Synthetic pumped | pumped | 0 | 0 | 0 | 0 | 0 | 0
4053 | Synthetic battery | battery | 0 | 0 | 0 | 0 | 0 | 0
4054 | Synthetic pumped | pumped | 0 | 0 | 0 | 0 | 0 | 0
4054 | Synthetic battery | battery | 0 | 0 | 0 | 0 | 0 | 0
4055 | Synthetic pumped | pumped | 0 | 0 | 0 | 0 | 0 | 0
4055 | Synthetic battery | battery | 0 | 0 | 0 | 0 | 0 | 0
4056 | Synthetic pumped | pumped | 0 | 0 | 0 | 0 | 0 | 0
4056 | Synthetic battery | battery | 0 | 0 | 0 | 0 | 0 | 0
4057 | Synthetic pumped | pumped | 0 | 0 | 0 | 0 | 0 | 0
4057 | Synthetic battery | battery | 0 | 0 | 0 | 0 | 0 | 0
4058 | Synthetic pumped | pumped | 0 | 0 | 0 | 0 | 0 | 0
4058 | Synthetic battery | battery | 0 | 0 | 0 | 0 | 0 | 0
4059 | Synthetic pumped | pumped | 0 | 0 | 0 | 0 | 0 | 0
4059 | Synthetic battery | battery | 0 | 0 | 0 | 0 | 0 | 0
4060 | Synthetic pumped | pumped | 0 | 0 | 0 | 0 | 0 | 0
4060 | Synthetic battery | battery | 0 | 0 | 0 | 0 | 0 | 0
4061 | Synthetic pumped | pumped | 0 | 0 | 0 | 0 | 0 | 0
4061 | Synthetic battery | battery | 0 | 0 | 0 | 0 | 0 | 0
4062 | Synthetic pumped | pumped | 0 | 0 | 0 | 0 | 0 | 0
4062 | Synthetic battery | battery | 0 | 0 | 0 | 0 | 0 | 0
4063 | Synthetic pumped | pumped | 0 | 0 | 0 | 0 | 0 | 0
4063 | Synthetic battery | battery | 0 | 0 | 0 | 0 | 0 | 0
4064 | Synthetic pumped | pumped | 0 | 0 | 0 | 0 | 0 | 0
4064 | Synthetic battery | battery | 0 | 0 | 0 | 0 | 0 | 0
4065 | Synthetic pumped | pumped | 3.5894 | 0 | 0 | 3.2305 | 0.067302 | 0
4065 | Synthetic battery | battery | 0 | 0 | 0 | 0 | 0 | 0
4066 | Synthetic pumped | pumped | 12 | 0 | 3.2305 | 14.0305 | 0.2923 | 0
4066 | Synthetic battery | battery | 2.7358 | 0 | 0 | 2.5223 | 0.12611 | 0
4067 | Synthetic pumped | pumped | 12 | 0 | 14.0305 | 24.8305 | 0.5173 | -1.7764e-15
4067 | Synthetic battery | battery | 7.5357 | 0 | 2.5223 | 9.4699 | 0.47349 | 0
4068 | Synthetic pumped | pumped | 12 | 0 | 24.8305 | 35.6305 | 0.7423 | -3.5527e-15
4068 | Synthetic battery | battery | 8.7514 | 0 | 9.4699 | 17.5383 | 0.87691 | 0
4069 | Synthetic pumped | pumped | 12 | 0 | 35.6305 | 46.4305 | 0.9673 | -3.5527e-15
4069 | Synthetic battery | battery | 2.6701 | 0 | 17.5383 | 20 | 1 | 0
4070 | Synthetic pumped | pumped | 1.7439 | 0 | 46.4305 | 48 | 1 | 0
4070 | Synthetic battery | battery | 0 | 0 | 20 | 20 | 1 | 0
4071 | Synthetic pumped | pumped | 0 | 0 | 48 | 48 | 1 | 0
4071 | Synthetic battery | battery | 0 | 0 | 20 | 20 | 1 | 0
4072 | Synthetic pumped | pumped | 0 | 0 | 48 | 48 | 1 | 0
4072 | Synthetic battery | battery | 0 | 0 | 20 | 20 | 1 | 0
4073 | Synthetic pumped | pumped | 0 | 2.4375 | 48 | 45.2917 | 0.94358 | -1.7764e-15
4073 | Synthetic battery | battery | 0 | 0 | 20 | 20 | 1 | 0
4074 | Synthetic pumped | pumped | 0 | 12 | 45.2917 | 31.9583 | 0.6658 | 0
4074 | Synthetic battery | battery | 0 | 8.016 | 20 | 11.3054 | 0.56527 | 0
4075 | Synthetic pumped | pumped | 0 | 12 | 31.9583 | 18.625 | 0.38802 | 0
4075 | Synthetic battery | battery | 0 | 10 | 11.3054 | 0.45886 | 0.022943 | 0
4076 | Synthetic pumped | pumped | 0 | 12 | 18.625 | 5.2917 | 0.11024 | 0
4076 | Synthetic battery | battery | 0 | 0.42305 | 0.45886 | 0 | 0 | 0
4077 | Synthetic pumped | pumped | 0 | 4.7625 | 5.2917 | 0 | 0 | 0
4077 | Synthetic battery | battery | 0 | 0 | 0 | 0 | 0 | 0
4078 | Synthetic pumped | pumped | 0 | 0 | 0 | 0 | 0 | 0
4078 | Synthetic battery | battery | 0 | 0 | 0 | 0 | 0 | 0
4079 | Synthetic pumped | pumped | 0 | 0 | 0 | 0 | 0 | 0
4079 | Synthetic battery | battery | 0 | 0 | 0 | 0 | 0 | 0
4080 | Synthetic pumped | pumped | 0 | 0 | 0 | 0 | 0 | 0
4080 | Synthetic battery | battery | 0 | 0 | 0 | 0 | 0 | 0
4081 | Synthetic pumped | pumped | 0 | 0 | 0 | 0 | 0 | 0
4081 | Synthetic battery | battery | 0 | 0 | 0 | 0 | 0 | 0
4082 | Synthetic pumped | pumped | 0 | 0 | 0 | 0 | 0 | 0
4082 | Synthetic battery | battery | 0 | 0 | 0 | 0 | 0 | 0
4083 | Synthetic pumped | pumped | 0 | 0 | 0 | 0 | 0 | 0
4083 | Synthetic battery | battery | 0 | 0 | 0 | 0 | 0 | 0
4084 | Synthetic pumped | pumped | 0 | 0 | 0 | 0 | 0 | 0
4084 | Synthetic battery | battery | 0 | 0 | 0 | 0 | 0 | 0
4085 | Synthetic pumped | pumped | 0 | 0 | 0 | 0 | 0 | 0
4085 | Synthetic battery | battery | 0 | 0 | 0 | 0 | 0 | 0
4086 | Synthetic pumped | pumped | 0 | 0 | 0 | 0 | 0 | 0
4086 | Synthetic battery | battery | 0 | 0 | 0 | 0 | 0 | 0
4087 | Synthetic pumped | pumped | 0 | 0 | 0 | 0 | 0 | 0
4087 | Synthetic battery | battery | 0 | 0 | 0 | 0 | 0 | 0
4088 | Synthetic pumped | pumped | 0 | 0 | 0 | 0 | 0 | 0
4088 | Synthetic battery | battery | 0 | 0 | 0 | 0 | 0 | 0
4089 | Synthetic pumped | pumped | 0 | 0 | 0 | 0 | 0 | 0
4089 | Synthetic battery | battery | 0 | 0 | 0 | 0 | 0 | 0
4090 | Synthetic pumped | pumped | 1.2873 | 0 | 0 | 1.1586 | 0.024137 | 0
4090 | Synthetic battery | battery | 0 | 0 | 0 | 0 | 0 | 0
4091 | Synthetic pumped | pumped | 5.3535 | 0 | 1.1586 | 5.9767 | 0.12452 | 0
4091 | Synthetic battery | battery | 0 | 0 | 0 | 0 | 0 | 0
4092 | Synthetic pumped | pumped | 12 | 0 | 5.9767 | 16.7767 | 0.34952 | 0
4092 | Synthetic battery | battery | 0.8193 | 0 | 0 | 0.75536 | 0.037768 | 0
4093 | Synthetic pumped | pumped | 11.1536 | 0 | 16.7767 | 26.8149 | 0.55864 | 0
4093 | Synthetic battery | battery | 0 | 0 | 0.75536 | 0.75536 | 0.037768 | 0
4094 | Synthetic pumped | pumped | 9.1231 | 0 | 26.8149 | 35.0257 | 0.7297 | 0
4094 | Synthetic battery | battery | 0 | 0 | 0.75536 | 0.75536 | 0.037768 | 0
4095 | Synthetic pumped | pumped | 3.5361 | 0 | 35.0257 | 38.2083 | 0.79601 | -3.1086e-15
4095 | Synthetic battery | battery | 0 | 0 | 0.75536 | 0.75536 | 0.037768 | 0
4096 | Synthetic pumped | pumped | 0 | 0 | 38.2083 | 38.2083 | 0.79601 | 0
4096 | Synthetic battery | battery | 0 | 0 | 0.75536 | 0.75536 | 0.037768 | 0
4097 | Synthetic pumped | pumped | 0 | 8.6013 | 38.2083 | 28.6513 | 0.5969 | 1.7764e-15
4097 | Synthetic battery | battery | 0 | 0 | 0.75536 | 0.75536 | 0.037768 | 0
4098 | Synthetic pumped | pumped | 0 | 12 | 28.6513 | 15.3179 | 0.31912 | 0
4098 | Synthetic battery | battery | 0 | 0.6964 | 0.75536 | 0 | 0 | 0
4099 | Synthetic pumped | pumped | 0 | 12 | 15.3179 | 1.9846 | 0.041346 | 0
4099 | Synthetic battery | battery | 0 | 0 | 0 | 0 | 0 | 0
4100 | Synthetic pumped | pumped | 0 | 1.7861 | 1.9846 | 0 | 0 | 0
4100 | Synthetic battery | battery | 0 | 0 | 0 | 0 | 0 | 0
4101 | Synthetic pumped | pumped | 0 | 0 | 0 | 0 | 0 | 0
4101 | Synthetic battery | battery | 0 | 0 | 0 | 0 | 0 | 0
4102 | Synthetic pumped | pumped | 0 | 0 | 0 | 0 | 0 | 0
4102 | Synthetic battery | battery | 0 | 0 | 0 | 0 | 0 | 0
4103 | Synthetic pumped | pumped | 0 | 0 | 0 | 0 | 0 | 0
4103 | Synthetic battery | battery | 0 | 0 | 0 | 0 | 0 | 0
4104 | Synthetic pumped | pumped | 0 | 0 | 0 | 0 | 0 | 0
4104 | Synthetic battery | battery | 0 | 0 | 0 | 0 | 0 | 0
4105 | Synthetic pumped | pumped | 0 | 0 | 0 | 0 | 0 | 0
4105 | Synthetic battery | battery | 0 | 0 | 0 | 0 | 0 | 0
4106 | Synthetic pumped | pumped | 0 | 0 | 0 | 0 | 0 | 0
4106 | Synthetic battery | battery | 0 | 0 | 0 | 0 | 0 | 0
4107 | Synthetic pumped | pumped | 0 | 0 | 0 | 0 | 0 | 0
4107 | Synthetic battery | battery | 0 | 0 | 0 | 0 | 0 | 0
4108 | Synthetic pumped | pumped | 0 | 0 | 0 | 0 | 0 | 0
4108 | Synthetic battery | battery | 0 | 0 | 0 | 0 | 0 | 0
4109 | Synthetic pumped | pumped | 0 | 0 | 0 | 0 | 0 | 0
4109 | Synthetic battery | battery | 0 | 0 | 0 | 0 | 0 | 0
4110 | Synthetic pumped | pumped | 0 | 0 | 0 | 0 | 0 | 0
4110 | Synthetic battery | battery | 0 | 0 | 0 | 0 | 0 | 0
4111 | Synthetic pumped | pumped | 0 | 0 | 0 | 0 | 0 | 0
4111 | Synthetic battery | battery | 0 | 0 | 0 | 0 | 0 | 0
4112 | Synthetic pumped | pumped | 0 | 0 | 0 | 0 | 0 | 0
4112 | Synthetic battery | battery | 0 | 0 | 0 | 0 | 0 | 0
4113 | Synthetic pumped | pumped | 7.0664 | 0 | 0 | 6.3597 | 0.13249 | 0
4113 | Synthetic battery | battery | 0 | 0 | 0 | 0 | 0 | 0
4114 | Synthetic pumped | pumped | 10.1139 | 0 | 6.3597 | 15.4622 | 0.32213 | 0
4114 | Synthetic battery | battery | 0 | 0 | 0 | 0 | 0 | 0
4115 | Synthetic pumped | pumped | 12 | 0 | 15.4622 | 26.2622 | 0.54713 | 0
4115 | Synthetic battery | battery | 8.5159 | 0 | 0 | 7.8513 | 0.39256 | 0
4116 | Synthetic pumped | pumped | 12 | 0 | 26.2622 | 37.0622 | 0.77213 | 0
4116 | Synthetic battery | battery | 6.9531 | 0 | 7.8513 | 14.2618 | 0.71309 | 0
4117 | Synthetic pumped | pumped | 12 | 0 | 37.0622 | 47.8622 | 0.99713 | -3.5527e-15
4117 | Synthetic battery | battery | 6.224 | 0 | 14.2618 | 20 | 1 | 0
4118 | Synthetic pumped | pumped | 0.15309 | 0 | 47.8622 | 48 | 1 | 0
4118 | Synthetic battery | battery | 0 | 0 | 20 | 20 | 1 | 0
4119 | Synthetic pumped | pumped | 0 | 0 | 48 | 48 | 1 | 0
4119 | Synthetic battery | battery | 0 | 0 | 20 | 20 | 1 | 0
4120 | Synthetic pumped | pumped | 0 | 0 | 48 | 48 | 1 | 0
4120 | Synthetic battery | battery | 0 | 0 | 20 | 20 | 1 | 0
4121 | Synthetic pumped | pumped | 0 | 3.917 | 48 | 43.6478 | 0.90933 | -3.5527e-15
4121 | Synthetic battery | battery | 0 | 0 | 20 | 20 | 1 | 0
4122 | Synthetic pumped | pumped | 0 | 12 | 43.6478 | 30.3145 | 0.63155 | 0
4122 | Synthetic battery | battery | 0 | 8.8025 | 20 | 10.4524 | 0.52262 | 0
4123 | Synthetic pumped | pumped | 0 | 12 | 30.3145 | 16.9811 | 0.35377 | 0
4123 | Synthetic battery | battery | 0 | 9.6366 | 10.4524 | 0 | 0 | 0
4124 | Synthetic pumped | pumped | 0 | 12 | 16.9811 | 3.6478 | 0.075996 | 0
4124 | Synthetic battery | battery | 0 | 0 | 0 | 0 | 0 | 0
4125 | Synthetic pumped | pumped | 0 | 3.283 | 3.6478 | 0 | 0 | 0
4125 | Synthetic battery | battery | 0 | 0 | 0 | 0 | 0 | 0
4126 | Synthetic pumped | pumped | 0 | 0 | 0 | 0 | 0 | 0
4126 | Synthetic battery | battery | 0 | 0 | 0 | 0 | 0 | 0
4127 | Synthetic pumped | pumped | 0 | 0 | 0 | 0 | 0 | 0
4127 | Synthetic battery | battery | 0 | 0 | 0 | 0 | 0 | 0
4128 | Synthetic pumped | pumped | 0 | 0 | 0 | 0 | 0 | 0
4128 | Synthetic battery | battery | 0 | 0 | 0 | 0 | 0 | 0
4129 | Synthetic pumped | pumped | 0 | 0 | 0 | 0 | 0 | 0
4129 | Synthetic battery | battery | 0 | 0 | 0 | 0 | 0 | 0
4130 | Synthetic pumped | pumped | 0 | 0 | 0 | 0 | 0 | 0
4130 | Synthetic battery | battery | 0 | 0 | 0 | 0 | 0 | 0
4131 | Synthetic pumped | pumped | 0 | 0 | 0 | 0 | 0 | 0
4131 | Synthetic battery | battery | 0 | 0 | 0 | 0 | 0 | 0
4132 | Synthetic pumped | pumped | 0 | 0 | 0 | 0 | 0 | 0
4132 | Synthetic battery | battery | 0 | 0 | 0 | 0 | 0 | 0
4133 | Synthetic pumped | pumped | 0 | 0 | 0 | 0 | 0 | 0
4133 | Synthetic battery | battery | 0 | 0 | 0 | 0 | 0 | 0
4134 | Synthetic pumped | pumped | 0 | 0 | 0 | 0 | 0 | 0
4134 | Synthetic battery | battery | 0 | 0 | 0 | 0 | 0 | 0
4135 | Synthetic pumped | pumped | 0 | 0 | 0 | 0 | 0 | 0
4135 | Synthetic battery | battery | 0 | 0 | 0 | 0 | 0 | 0
4136 | Synthetic pumped | pumped | 0 | 0 | 0 | 0 | 0 | 0
4136 | Synthetic battery | battery | 0 | 0 | 0 | 0 | 0 | 0
4137 | Synthetic pumped | pumped | 3.5223 | 0 | 0 | 3.1701 | 0.066043 | 0
4137 | Synthetic battery | battery | 0 | 0 | 0 | 0 | 0 | 0
4138 | Synthetic pumped | pumped | 12 | 0 | 3.1701 | 13.9701 | 0.29104 | 0
4138 | Synthetic battery | battery | 0.26169 | 0 | 0 | 0.24126 | 0.012063 | 0
4139 | Synthetic pumped | pumped | 11.9114 | 0 | 13.9701 | 24.6903 | 0.51438 | 0
4139 | Synthetic battery | battery | 0 | 0 | 0.24126 | 0.24126 | 0.012063 | 0
4140 | Synthetic pumped | pumped | 12 | 0 | 24.6903 | 35.4903 | 0.73938 | -3.5527e-15
4140 | Synthetic battery | battery | 0.056014 | 0 | 0.24126 | 0.29291 | 0.014645 | -6.9389e-18
4141 | Synthetic pumped | pumped | 12 | 0 | 35.4903 | 46.2903 | 0.96438 | -3.5527e-15
4141 | Synthetic battery | battery | 4.1243 | 0 | 0.29291 | 4.0954 | 0.20477 | 4.4409e-16
4142 | Synthetic pumped | pumped | 1.8997 | 0 | 46.2903 | 48 | 1 | 0
4142 | Synthetic battery | battery | 10 | 0 | 4.0954 | 13.3149 | 0.66575 | 0
4143 | Synthetic pumped | pumped | 0 | 0 | 48 | 48 | 1 | 0
4143 | Synthetic battery | battery | 6.0482 | 0 | 13.3149 | 18.8911 | 0.94455 | 1.7764e-15
4144 | Synthetic pumped | pumped | 0 | 0 | 48 | 48 | 1 | 0
4144 | Synthetic battery | battery | 0 | 0 | 18.8911 | 18.8911 | 0.94455 | 0
4145 | Synthetic pumped | pumped | 0 | 5.4109 | 48 | 41.9878 | 0.87475 | 2.6645e-15
4145 | Synthetic battery | battery | 0 | 0 | 18.8911 | 18.8911 | 0.94455 | 0
4146 | Synthetic pumped | pumped | 0 | 12 | 41.9878 | 28.6545 | 0.59697 | 0
4146 | Synthetic battery | battery | 0 | 8.6873 | 18.8911 | 9.4683 | 0.47342 | 0
4147 | Synthetic pumped | pumped | 0 | 12 | 28.6545 | 15.3212 | 0.31919 | 0
4147 | Synthetic battery | battery | 0 | 8.7294 | 9.4683 | 0 | 0 | 0
4148 | Synthetic pumped | pumped | 0 | 12 | 15.3212 | 1.9878 | 0.041413 | 0
4148 | Synthetic battery | battery | 0 | 0 | 0 | 0 | 0 | 0
4149 | Synthetic pumped | pumped | 0 | 1.7891 | 1.9878 | 0 | 0 | 0
4149 | Synthetic battery | battery | 0 | 0 | 0 | 0 | 0 | 0
4150 | Synthetic pumped | pumped | 0 | 0 | 0 | 0 | 0 | 0
4150 | Synthetic battery | battery | 0 | 0 | 0 | 0 | 0 | 0
4151 | Synthetic pumped | pumped | 0 | 0 | 0 | 0 | 0 | 0
4151 | Synthetic battery | battery | 0 | 0 | 0 | 0 | 0 | 0
4152 | Synthetic pumped | pumped | 0 | 0 | 0 | 0 | 0 | 0
4152 | Synthetic battery | battery | 0 | 0 | 0 | 0 | 0 | 0
4153 | Synthetic pumped | pumped | 0 | 0 | 0 | 0 | 0 | 0
4153 | Synthetic battery | battery | 0 | 0 | 0 | 0 | 0 | 0
4154 | Synthetic pumped | pumped | 0 | 0 | 0 | 0 | 0 | 0
4154 | Synthetic battery | battery | 0 | 0 | 0 | 0 | 0 | 0
4155 | Synthetic pumped | pumped | 0 | 0 | 0 | 0 | 0 | 0
4155 | Synthetic battery | battery | 0 | 0 | 0 | 0 | 0 | 0
4156 | Synthetic pumped | pumped | 0 | 0 | 0 | 0 | 0 | 0
4156 | Synthetic battery | battery | 0 | 0 | 0 | 0 | 0 | 0
4157 | Synthetic pumped | pumped | 0 | 0 | 0 | 0 | 0 | 0
4157 | Synthetic battery | battery | 0 | 0 | 0 | 0 | 0 | 0
4158 | Synthetic pumped | pumped | 0 | 0 | 0 | 0 | 0 | 0
4158 | Synthetic battery | battery | 0 | 0 | 0 | 0 | 0 | 0
4159 | Synthetic pumped | pumped | 0 | 0 | 0 | 0 | 0 | 0
4159 | Synthetic battery | battery | 0 | 0 | 0 | 0 | 0 | 0
4160 | Synthetic pumped | pumped | 0 | 0 | 0 | 0 | 0 | 0
4160 | Synthetic battery | battery | 0 | 0 | 0 | 0 | 0 | 0
4161 | Synthetic pumped | pumped | 8.2708 | 0 | 0 | 7.4437 | 0.15508 | 0
4161 | Synthetic battery | battery | 0 | 0 | 0 | 0 | 0 | 0
4162 | Synthetic pumped | pumped | 5.6116 | 0 | 7.4437 | 12.4942 | 0.2603 | 0
4162 | Synthetic battery | battery | 0 | 0 | 0 | 0 | 0 | 0
4163 | Synthetic pumped | pumped | 12 | 0 | 12.4942 | 23.2942 | 0.4853 | 1.7764e-15
4163 | Synthetic battery | battery | 4.4885 | 0 | 0 | 4.1382 | 0.20691 | 0
4164 | Synthetic pumped | pumped | 12 | 0 | 23.2942 | 34.0942 | 0.7103 | -3.5527e-15
4164 | Synthetic battery | battery | 10 | 0 | 4.1382 | 13.3577 | 0.66789 | 0
4165 | Synthetic pumped | pumped | 12 | 0 | 34.0942 | 44.8942 | 0.9353 | -3.5527e-15
4165 | Synthetic battery | battery | 7.2046 | 0 | 13.3577 | 20 | 1 | 0
4166 | Synthetic pumped | pumped | 3.4509 | 0 | 44.8942 | 48 | 1 | 0
4166 | Synthetic battery | battery | 0 | 0 | 20 | 20 | 1 | 0
4167 | Synthetic pumped | pumped | 0 | 0 | 48 | 48 | 1 | 0
4167 | Synthetic battery | battery | 0 | 0 | 20 | 20 | 1 | 0
4168 | Synthetic pumped | pumped | 0 | 0 | 48 | 48 | 1 | 0
4168 | Synthetic battery | battery | 0 | 0 | 20 | 20 | 1 | 0
4169 | Synthetic pumped | pumped | 0 | 7.0121 | 48 | 40.2088 | 0.83768 | 8.8818e-16
4169 | Synthetic battery | battery | 0 | 0 | 20 | 20 | 1 | 0
4170 | Synthetic pumped | pumped | 0 | 12 | 40.2088 | 26.8755 | 0.55991 | 0
4170 | Synthetic battery | battery | 0 | 10 | 20 | 9.1535 | 0.45767 | 0
4171 | Synthetic pumped | pumped | 0 | 12 | 26.8755 | 13.5421 | 0.28213 | 0
4171 | Synthetic battery | battery | 0 | 8.4391 | 9.1535 | 0 | 0 | 0
4172 | Synthetic pumped | pumped | 0 | 12 | 13.5421 | 0.20881 | 0.0043503 | 0
4172 | Synthetic battery | battery | 0 | 0 | 0 | 0 | 0 | 0
4173 | Synthetic pumped | pumped | 0 | 0.18793 | 0.20881 | 0 | 0 | 0
4173 | Synthetic battery | battery | 0 | 0 | 0 | 0 | 0 | 0
4174 | Synthetic pumped | pumped | 0 | 0 | 0 | 0 | 0 | 0
4174 | Synthetic battery | battery | 0 | 0 | 0 | 0 | 0 | 0
4175 | Synthetic pumped | pumped | 0 | 0 | 0 | 0 | 0 | 0
4175 | Synthetic battery | battery | 0 | 0 | 0 | 0 | 0 | 0
4176 | Synthetic pumped | pumped | 0 | 0 | 0 | 0 | 0 | 0
4176 | Synthetic battery | battery | 0 | 0 | 0 | 0 | 0 | 0
4177 | Synthetic pumped | pumped | 0 | 0 | 0 | 0 | 0 | 0
4177 | Synthetic battery | battery | 0 | 0 | 0 | 0 | 0 | 0
4178 | Synthetic pumped | pumped | 0 | 0 | 0 | 0 | 0 | 0
4178 | Synthetic battery | battery | 0 | 0 | 0 | 0 | 0 | 0
4179 | Synthetic pumped | pumped | 0 | 0 | 0 | 0 | 0 | 0
4179 | Synthetic battery | battery | 0 | 0 | 0 | 0 | 0 | 0
4180 | Synthetic pumped | pumped | 0 | 0 | 0 | 0 | 0 | 0
4180 | Synthetic battery | battery | 0 | 0 | 0 | 0 | 0 | 0
4181 | Synthetic pumped | pumped | 0 | 0 | 0 | 0 | 0 | 0
4181 | Synthetic battery | battery | 0 | 0 | 0 | 0 | 0 | 0
4182 | Synthetic pumped | pumped | 0 | 0 | 0 | 0 | 0 | 0
4182 | Synthetic battery | battery | 0 | 0 | 0 | 0 | 0 | 0
4183 | Synthetic pumped | pumped | 0 | 0 | 0 | 0 | 0 | 0
4183 | Synthetic battery | battery | 0 | 0 | 0 | 0 | 0 | 0
4184 | Synthetic pumped | pumped | 0 | 0 | 0 | 0 | 0 | 0
4184 | Synthetic battery | battery | 0 | 0 | 0 | 0 | 0 | 0
4185 | Synthetic pumped | pumped | 5.3529 | 0 | 0 | 4.8176 | 0.10037 | 0
4185 | Synthetic battery | battery | 0 | 0 | 0 | 0 | 0 | 0
4186 | Synthetic pumped | pumped | 11.9723 | 0 | 4.8176 | 15.5927 | 0.32485 | -1.7764e-15
4186 | Synthetic battery | battery | 0 | 0 | 0 | 0 | 0 | 0
4187 | Synthetic pumped | pumped | 12 | 0 | 15.5927 | 26.3927 | 0.54985 | 0
4187 | Synthetic battery | battery | 5.0843 | 0 | 0 | 4.6875 | 0.23438 | 0
4188 | Synthetic pumped | pumped | 12 | 0 | 26.3927 | 37.1927 | 0.77485 | 0
4188 | Synthetic battery | battery | 4.5347 | 0 | 4.6875 | 8.8683 | 0.44341 | -8.8818e-16
4189 | Synthetic pumped | pumped | 12 | 0 | 37.1927 | 47.9927 | 0.99985 | -3.5527e-15
4189 | Synthetic battery | battery | 2.5509 | 0 | 8.8683 | 11.2201 | 0.56101 | 8.8818e-16
4190 | Synthetic pumped | pumped | 0.0081494 | 0 | 47.9927 | 48 | 1 | 0
4190 | Synthetic battery | battery | 9.5231 | 0 | 11.2201 | 20 | 1 | 0
4191 | Synthetic pumped | pumped | 0 | 0 | 48 | 48 | 1 | 0
4191 | Synthetic battery | battery | 0 | 0 | 20 | 20 | 1 | 0
4192 | Synthetic pumped | pumped | 0 | 0 | 48 | 48 | 1 | 0
4192 | Synthetic battery | battery | 0 | 0 | 20 | 20 | 1 | 0
4193 | Synthetic pumped | pumped | 0 | 9.3016 | 48 | 37.6649 | 0.78469 | -1.7764e-15
4193 | Synthetic battery | battery | 0 | 0 | 20 | 20 | 1 | 0
4194 | Synthetic pumped | pumped | 0 | 12 | 37.6649 | 24.3316 | 0.50691 | 0
4194 | Synthetic battery | battery | 0 | 10 | 20 | 9.1535 | 0.45767 | 0
4195 | Synthetic pumped | pumped | 0 | 12 | 24.3316 | 10.9982 | 0.22913 | 0
4195 | Synthetic battery | battery | 0 | 8.4391 | 9.1535 | 0 | 0 | 0
4196 | Synthetic pumped | pumped | 0 | 9.8984 | 10.9982 | -1.7764e-15 | -3.7007e-17 | 0
4196 | Synthetic battery | battery | 0 | 0 | 0 | 0 | 0 | 0
4197 | Synthetic pumped | pumped | 0 | -1.5987e-15 | -1.7764e-15 | 0 | 0 | 0
4197 | Synthetic battery | battery | 0 | 0 | 0 | 0 | 0 | 0
4198 | Synthetic pumped | pumped | 0 | 0 | 0 | 0 | 0 | 0
4198 | Synthetic battery | battery | 0 | 0 | 0 | 0 | 0 | 0
4199 | Synthetic pumped | pumped | 0 | 0 | 0 | 0 | 0 | 0
4199 | Synthetic battery | battery | 0 | 0 | 0 | 0 | 0 | 0
4200 | Synthetic pumped | pumped | 0 | 0 | 0 | 0 | 0 | 0
4200 | Synthetic battery | battery | 0 | 0 | 0 | 0 | 0 | 0
4201 | Synthetic pumped | pumped | 0 | 0 | 0 | 0 | 0 | 0
4201 | Synthetic battery | battery | 0 | 0 | 0 | 0 | 0 | 0
4202 | Synthetic pumped | pumped | 0 | 0 | 0 | 0 | 0 | 0
4202 | Synthetic battery | battery | 0 | 0 | 0 | 0 | 0 | 0
4203 | Synthetic pumped | pumped | 0 | 0 | 0 | 0 | 0 | 0
4203 | Synthetic battery | battery | 0 | 0 | 0 | 0 | 0 | 0
4204 | Synthetic pumped | pumped | 0 | 0 | 0 | 0 | 0 | 0
4204 | Synthetic battery | battery | 0 | 0 | 0 | 0 | 0 | 0
4205 | Synthetic pumped | pumped | 0 | 0 | 0 | 0 | 0 | 0
4205 | Synthetic battery | battery | 0 | 0 | 0 | 0 | 0 | 0
4206 | Synthetic pumped | pumped | 0 | 0 | 0 | 0 | 0 | 0
4206 | Synthetic battery | battery | 0 | 0 | 0 | 0 | 0 | 0
4207 | Synthetic pumped | pumped | 0 | 0 | 0 | 0 | 0 | 0
4207 | Synthetic battery | battery | 0 | 0 | 0 | 0 | 0 | 0
4208 | Synthetic pumped | pumped | 0 | 0 | 0 | 0 | 0 | 0
4208 | Synthetic battery | battery | 0 | 0 | 0 | 0 | 0 | 0
4209 | Synthetic pumped | pumped | 6.8209 | 0 | 0 | 6.1389 | 0.12789 | 0
4209 | Synthetic battery | battery | 0 | 0 | 0 | 0 | 0 | 0
4210 | Synthetic pumped | pumped | 12 | 0 | 6.1389 | 16.9389 | 0.35289 | 0
4210 | Synthetic battery | battery | 8.9194 | 0 | 0 | 8.2233 | 0.41116 | 0
4211 | Synthetic pumped | pumped | 12 | 0 | 16.9389 | 27.7389 | 0.57789 | 0
4211 | Synthetic battery | battery | 10 | 0 | 8.2233 | 17.4428 | 0.87214 | 1.7764e-15
4212 | Synthetic pumped | pumped | 12 | 0 | 27.7389 | 38.5389 | 0.80289 | 0
4212 | Synthetic battery | battery | 2.7736 | 0 | 17.4428 | 20 | 1 | 0
4213 | Synthetic pumped | pumped | 10.5124 | 0 | 38.5389 | 48 | 1 | 0
4213 | Synthetic battery | battery | 0 | 0 | 20 | 20 | 1 | 0
4214 | Synthetic pumped | pumped | 0 | 0 | 48 | 48 | 1 | 0
4214 | Synthetic battery | battery | 0 | 0 | 20 | 20 | 1 | 0
4215 | Synthetic pumped | pumped | 0 | 0 | 48 | 48 | 1 | 0
4215 | Synthetic battery | battery | 0 | 0 | 20 | 20 | 1 | 0
4216 | Synthetic pumped | pumped | 0 | 0 | 48 | 48 | 1 | 0
4216 | Synthetic battery | battery | 0 | 0 | 20 | 20 | 1 | 0
4217 | Synthetic pumped | pumped | 0 | 0.70181 | 48 | 47.2202 | 0.98375 | -3.2196e-15
4217 | Synthetic battery | battery | 0 | 0 | 20 | 20 | 1 | 0
4218 | Synthetic pumped | pumped | 0 | 12 | 47.2202 | 33.8869 | 0.70598 | 3.5527e-15
4218 | Synthetic battery | battery | 0 | 6.7279 | 20 | 12.7026 | 0.63513 | 8.8818e-16
4219 | Synthetic pumped | pumped | 0 | 12 | 33.8869 | 20.5535 | 0.4282 | 0
4219 | Synthetic battery | battery | 0 | 8.952 | 12.7026 | 2.9927 | 0.14964 | 0
4220 | Synthetic pumped | pumped | 0 | 12 | 20.5535 | 7.2202 | 0.15042 | 0
4220 | Synthetic battery | battery | 0 | 2.7592 | 2.9927 | 0 | 0 | 0
4221 | Synthetic pumped | pumped | 0 | 6.4982 | 7.2202 | 0 | 0 | 0
4221 | Synthetic battery | battery | 0 | 0 | 0 | 0 | 0 | 0
4222 | Synthetic pumped | pumped | 0 | 0 | 0 | 0 | 0 | 0
4222 | Synthetic battery | battery | 0 | 0 | 0 | 0 | 0 | 0
4223 | Synthetic pumped | pumped | 0 | 0 | 0 | 0 | 0 | 0
4223 | Synthetic battery | battery | 0 | 0 | 0 | 0 | 0 | 0
4224 | Synthetic pumped | pumped | 0 | 0 | 0 | 0 | 0 | 0
4224 | Synthetic battery | battery | 0 | 0 | 0 | 0 | 0 | 0
4225 | Synthetic pumped | pumped | 0 | 0 | 0 | 0 | 0 | 0
4225 | Synthetic battery | battery | 0 | 0 | 0 | 0 | 0 | 0
4226 | Synthetic pumped | pumped | 0 | 0 | 0 | 0 | 0 | 0
4226 | Synthetic battery | battery | 0 | 0 | 0 | 0 | 0 | 0
4227 | Synthetic pumped | pumped | 0 | 0 | 0 | 0 | 0 | 0
4227 | Synthetic battery | battery | 0 | 0 | 0 | 0 | 0 | 0
4228 | Synthetic pumped | pumped | 0 | 0 | 0 | 0 | 0 | 0
4228 | Synthetic battery | battery | 0 | 0 | 0 | 0 | 0 | 0
4229 | Synthetic pumped | pumped | 0 | 0 | 0 | 0 | 0 | 0
4229 | Synthetic battery | battery | 0 | 0 | 0 | 0 | 0 | 0
4230 | Synthetic pumped | pumped | 0 | 0 | 0 | 0 | 0 | 0
4230 | Synthetic battery | battery | 0 | 0 | 0 | 0 | 0 | 0
4231 | Synthetic pumped | pumped | 0 | 0 | 0 | 0 | 0 | 0
4231 | Synthetic battery | battery | 0 | 0 | 0 | 0 | 0 | 0
4232 | Synthetic pumped | pumped | 0 | 0 | 0 | 0 | 0 | 0
4232 | Synthetic battery | battery | 0 | 0 | 0 | 0 | 0 | 0
4233 | Synthetic pumped | pumped | 0 | 0 | 0 | 0 | 0 | 0
4233 | Synthetic battery | battery | 0 | 0 | 0 | 0 | 0 | 0
4234 | Synthetic pumped | pumped | 7.1556 | 0 | 0 | 6.4401 | 0.13417 | 0
4234 | Synthetic battery | battery | 0 | 0 | 0 | 0 | 0 | 0
4235 | Synthetic pumped | pumped | 11.9613 | 0 | 6.4401 | 17.2053 | 0.35844 | 1.7764e-15
4235 | Synthetic battery | battery | 0 | 0 | 0 | 0 | 0 | 0
4236 | Synthetic pumped | pumped | 12 | 0 | 17.2053 | 28.0053 | 0.58344 | 0
4236 | Synthetic battery | battery | 5.0158 | 0 | 0 | 4.6243 | 0.23122 | 0
4237 | Synthetic pumped | pumped | 8.1803 | 0 | 28.0053 | 35.3675 | 0.73682 | -8.8818e-16
4237 | Synthetic battery | battery | 0 | 0 | 4.6243 | 4.6243 | 0.23122 | 0
4238 | Synthetic pumped | pumped | 8.0757 | 0 | 35.3675 | 42.6356 | 0.88824 | 2.6645e-15
4238 | Synthetic battery | battery | 0 | 0 | 4.6243 | 4.6243 | 0.23122 | 0
4239 | Synthetic pumped | pumped | 3.0962 | 0 | 42.6356 | 45.4222 | 0.9463 | 0
4239 | Synthetic battery | battery | 0 | 0 | 4.6243 | 4.6243 | 0.23122 | 0
4240 | Synthetic pumped | pumped | 0 | 0 | 45.4222 | 45.4222 | 0.9463 | 0
4240 | Synthetic battery | battery | 0 | 0 | 4.6243 | 4.6243 | 0.23122 | 0
4241 | Synthetic pumped | pumped | 0 | 4.5977 | 45.4222 | 40.3136 | 0.83987 | -1.7764e-15
4241 | Synthetic battery | battery | 0 | 0 | 4.6243 | 4.6243 | 0.23122 | 0
4242 | Synthetic pumped | pumped | 0 | 12 | 40.3136 | 26.9803 | 0.56209 | 0
4242 | Synthetic battery | battery | 0 | 4.2634 | 4.6243 | 0 | 0 | 0
4243 | Synthetic pumped | pumped | 0 | 12 | 26.9803 | 13.6469 | 0.28431 | 0
4243 | Synthetic battery | battery | 0 | 0 | 0 | 0 | 0 | 0
4244 | Synthetic pumped | pumped | 0 | 12 | 13.6469 | 0.31359 | 0.0065331 | 0
4244 | Synthetic battery | battery | 0 | 0 | 0 | 0 | 0 | 0
4245 | Synthetic pumped | pumped | 0 | 0.28223 | 0.31359 | 0 | 0 | 0
4245 | Synthetic battery | battery | 0 | 0 | 0 | 0 | 0 | 0
4246 | Synthetic pumped | pumped | 0 | 0 | 0 | 0 | 0 | 0
4246 | Synthetic battery | battery | 0 | 0 | 0 | 0 | 0 | 0
4247 | Synthetic pumped | pumped | 0 | 0 | 0 | 0 | 0 | 0
4247 | Synthetic battery | battery | 0 | 0 | 0 | 0 | 0 | 0
4248 | Synthetic pumped | pumped | 0 | 0 | 0 | 0 | 0 | 0
4248 | Synthetic battery | battery | 0 | 0 | 0 | 0 | 0 | 0
4249 | Synthetic pumped | pumped | 0 | 0 | 0 | 0 | 0 | 0
4249 | Synthetic battery | battery | 0 | 0 | 0 | 0 | 0 | 0
4250 | Synthetic pumped | pumped | 0 | 0 | 0 | 0 | 0 | 0
4250 | Synthetic battery | battery | 0 | 0 | 0 | 0 | 0 | 0
4251 | Synthetic pumped | pumped | 0 | 0 | 0 | 0 | 0 | 0
4251 | Synthetic battery | battery | 0 | 0 | 0 | 0 | 0 | 0
4252 | Synthetic pumped | pumped | 0 | 0 | 0 | 0 | 0 | 0
4252 | Synthetic battery | battery | 0 | 0 | 0 | 0 | 0 | 0
4253 | Synthetic pumped | pumped | 0 | 0 | 0 | 0 | 0 | 0
4253 | Synthetic battery | battery | 0 | 0 | 0 | 0 | 0 | 0
4254 | Synthetic pumped | pumped | 0 | 0 | 0 | 0 | 0 | 0
4254 | Synthetic battery | battery | 0 | 0 | 0 | 0 | 0 | 0
4255 | Synthetic pumped | pumped | 0 | 0 | 0 | 0 | 0 | 0
4255 | Synthetic battery | battery | 0 | 0 | 0 | 0 | 0 | 0
4256 | Synthetic pumped | pumped | 0 | 0 | 0 | 0 | 0 | 0
4256 | Synthetic battery | battery | 0 | 0 | 0 | 0 | 0 | 0
4257 | Synthetic pumped | pumped | 0 | 0 | 0 | 0 | 0 | 0
4257 | Synthetic battery | battery | 0 | 0 | 0 | 0 | 0 | 0
4258 | Synthetic pumped | pumped | 0.32519 | 0 | 0 | 0.29267 | 0.0060973 | 0
4258 | Synthetic battery | battery | 0 | 0 | 0 | 0 | 0 | 0
4259 | Synthetic pumped | pumped | 8.8258 | 0 | 0.29267 | 8.2359 | 0.17158 | 0
4259 | Synthetic battery | battery | 0 | 0 | 0 | 0 | 0 | 0
4260 | Synthetic pumped | pumped | 8.3332 | 0 | 8.2359 | 15.7357 | 0.32783 | -8.8818e-16
4260 | Synthetic battery | battery | 0 | 0 | 0 | 0 | 0 | 0
4261 | Synthetic pumped | pumped | 7.3286 | 0 | 15.7357 | 22.3315 | 0.46524 | 0
4261 | Synthetic battery | battery | 0 | 0 | 0 | 0 | 0 | 0
4262 | Synthetic pumped | pumped | 8.3677 | 0 | 22.3315 | 29.8624 | 0.62213 | -8.8818e-16
4262 | Synthetic battery | battery | 0 | 0 | 0 | 0 | 0 | 0
4263 | Synthetic pumped | pumped | 2.7159 | 0 | 29.8624 | 32.3066 | 0.67306 | 1.3323e-15
4263 | Synthetic battery | battery | 0 | 0 | 0 | 0 | 0 | 0
4264 | Synthetic pumped | pumped | 0 | 0 | 32.3066 | 32.3066 | 0.67306 | 0
4264 | Synthetic battery | battery | 0 | 0 | 0 | 0 | 0 | 0
4265 | Synthetic pumped | pumped | 0 | 8.4699 | 32.3066 | 22.8956 | 0.47699 | 0
4265 | Synthetic battery | battery | 0 | 0 | 0 | 0 | 0 | 0
4266 | Synthetic pumped | pumped | 0 | 12 | 22.8956 | 9.5623 | 0.19921 | 0
4266 | Synthetic battery | battery | 0 | 0 | 0 | 0 | 0 | 0
4267 | Synthetic pumped | pumped | 0 | 8.6061 | 9.5623 | 0 | 0 | 0
4267 | Synthetic battery | battery | 0 | 0 | 0 | 0 | 0 | 0
4268 | Synthetic pumped | pumped | 0 | 0 | 0 | 0 | 0 | 0
4268 | Synthetic battery | battery | 0 | 0 | 0 | 0 | 0 | 0
4269 | Synthetic pumped | pumped | 0 | 0 | 0 | 0 | 0 | 0
4269 | Synthetic battery | battery | 0 | 0 | 0 | 0 | 0 | 0
4270 | Synthetic pumped | pumped | 0 | 0 | 0 | 0 | 0 | 0
4270 | Synthetic battery | battery | 0 | 0 | 0 | 0 | 0 | 0
4271 | Synthetic pumped | pumped | 0 | 0 | 0 | 0 | 0 | 0
4271 | Synthetic battery | battery | 0 | 0 | 0 | 0 | 0 | 0
4272 | Synthetic pumped | pumped | 0 | 0 | 0 | 0 | 0 | 0
4272 | Synthetic battery | battery | 0 | 0 | 0 | 0 | 0 | 0
4273 | Synthetic pumped | pumped | 0 | 0 | 0 | 0 | 0 | 0
4273 | Synthetic battery | battery | 0 | 0 | 0 | 0 | 0 | 0
4274 | Synthetic pumped | pumped | 0 | 0 | 0 | 0 | 0 | 0
4274 | Synthetic battery | battery | 0 | 0 | 0 | 0 | 0 | 0
4275 | Synthetic pumped | pumped | 0 | 0 | 0 | 0 | 0 | 0
4275 | Synthetic battery | battery | 0 | 0 | 0 | 0 | 0 | 0
4276 | Synthetic pumped | pumped | 0 | 0 | 0 | 0 | 0 | 0
4276 | Synthetic battery | battery | 0 | 0 | 0 | 0 | 0 | 0
4277 | Synthetic pumped | pumped | 0 | 0 | 0 | 0 | 0 | 0
4277 | Synthetic battery | battery | 0 | 0 | 0 | 0 | 0 | 0
4278 | Synthetic pumped | pumped | 0 | 0 | 0 | 0 | 0 | 0
4278 | Synthetic battery | battery | 0 | 0 | 0 | 0 | 0 | 0
4279 | Synthetic pumped | pumped | 0 | 0 | 0 | 0 | 0 | 0
4279 | Synthetic battery | battery | 0 | 0 | 0 | 0 | 0 | 0
4280 | Synthetic pumped | pumped | 0 | 0 | 0 | 0 | 0 | 0
4280 | Synthetic battery | battery | 0 | 0 | 0 | 0 | 0 | 0
4281 | Synthetic pumped | pumped | 8.4429 | 0 | 0 | 7.5986 | 0.1583 | 0
4281 | Synthetic battery | battery | 0 | 0 | 0 | 0 | 0 | 0
4282 | Synthetic pumped | pumped | 12 | 0 | 7.5986 | 18.3986 | 0.3833 | 1.7764e-15
4282 | Synthetic battery | battery | 4.6577 | 0 | 0 | 4.2942 | 0.21471 | 0
4283 | Synthetic pumped | pumped | 12 | 0 | 18.3986 | 29.1986 | 0.6083 | 0
4283 | Synthetic battery | battery | 10 | 0 | 4.2942 | 13.5138 | 0.67569 | 0
4284 | Synthetic pumped | pumped | 12 | 0 | 29.1986 | 39.9986 | 0.8333 | 0
4284 | Synthetic battery | battery | 7.0353 | 0 | 13.5138 | 20 | 1 | 0
4285 | Synthetic pumped | pumped | 8.8905 | 0 | 39.9986 | 48 | 1 | 0
4285 | Synthetic battery | battery | 0 | 0 | 20 | 20 | 1 | 0
4286 | Synthetic pumped | pumped | 0 | 0 | 48 | 48 | 1 | 0
4286 | Synthetic battery | battery | 0 | 0 | 20 | 20 | 1 | 0
4287 | Synthetic pumped | pumped | 0 | 0 | 48 | 48 | 1 | 0
4287 | Synthetic battery | battery | 0 | 0 | 20 | 20 | 1 | 0
4288 | Synthetic pumped | pumped | 0 | 0 | 48 | 48 | 1 | 0
4288 | Synthetic battery | battery | 0 | 0 | 20 | 20 | 1 | 0
4289 | Synthetic pumped | pumped | 0 | 0 | 48 | 48 | 1 | 0
4289 | Synthetic battery | battery | 0 | 0 | 20 | 20 | 1 | 0
4290 | Synthetic pumped | pumped | 0 | 12 | 48 | 34.6667 | 0.72222 | 3.5527e-15
4290 | Synthetic battery | battery | 0 | 4.4737 | 20 | 15.1476 | 0.75738 | 0
4291 | Synthetic pumped | pumped | 0 | 12 | 34.6667 | 21.3333 | 0.44444 | 0
4291 | Synthetic battery | battery | 0 | 9.6421 | 15.1476 | 4.6892 | 0.23446 | 0
4292 | Synthetic pumped | pumped | 0 | 12 | 21.3333 | 8 | 0.16667 | 0
4292 | Synthetic battery | battery | 0 | 4.3233 | 4.6892 | 0 | 0 | 0
4293 | Synthetic pumped | pumped | 0 | 7.2 | 8 | 0 | 0 | 0
4293 | Synthetic battery | battery | 0 | 0 | 0 | 0 | 0 | 0
4294 | Synthetic pumped | pumped | 0 | 0 | 0 | 0 | 0 | 0
4294 | Synthetic battery | battery | 0 | 0 | 0 | 0 | 0 | 0
4295 | Synthetic pumped | pumped | 0 | 0 | 0 | 0 | 0 | 0
4295 | Synthetic battery | battery | 0 | 0 | 0 | 0 | 0 | 0
4296 | Synthetic pumped | pumped | 0 | 0 | 0 | 0 | 0 | 0
4296 | Synthetic battery | battery | 0 | 0 | 0 | 0 | 0 | 0
4297 | Synthetic pumped | pumped | 0 | 0 | 0 | 0 | 0 | 0
4297 | Synthetic battery | battery | 0 | 0 | 0 | 0 | 0 | 0
4298 | Synthetic pumped | pumped | 0 | 0 | 0 | 0 | 0 | 0
4298 | Synthetic battery | battery | 0 | 0 | 0 | 0 | 0 | 0
4299 | Synthetic pumped | pumped | 0 | 0 | 0 | 0 | 0 | 0
4299 | Synthetic battery | battery | 0 | 0 | 0 | 0 | 0 | 0
4300 | Synthetic pumped | pumped | 0 | 0 | 0 | 0 | 0 | 0
4300 | Synthetic battery | battery | 0 | 0 | 0 | 0 | 0 | 0
4301 | Synthetic pumped | pumped | 0 | 0 | 0 | 0 | 0 | 0
4301 | Synthetic battery | battery | 0 | 0 | 0 | 0 | 0 | 0
4302 | Synthetic pumped | pumped | 0 | 0 | 0 | 0 | 0 | 0
4302 | Synthetic battery | battery | 0 | 0 | 0 | 0 | 0 | 0
4303 | Synthetic pumped | pumped | 0 | 0 | 0 | 0 | 0 | 0
4303 | Synthetic battery | battery | 0 | 0 | 0 | 0 | 0 | 0
4304 | Synthetic pumped | pumped | 0 | 0 | 0 | 0 | 0 | 0
4304 | Synthetic battery | battery | 0 | 0 | 0 | 0 | 0 | 0
4305 | Synthetic pumped | pumped | 0 | 0 | 0 | 0 | 0 | 0
4305 | Synthetic battery | battery | 0 | 0 | 0 | 0 | 0 | 0
4306 | Synthetic pumped | pumped | 5.1652 | 0 | 0 | 4.6487 | 0.096847 | 0
4306 | Synthetic battery | battery | 0 | 0 | 0 | 0 | 0 | 0
4307 | Synthetic pumped | pumped | 7.5202 | 0 | 4.6487 | 11.4169 | 0.23785 | -8.8818e-16
4307 | Synthetic battery | battery | 0 | 0 | 0 | 0 | 0 | 0
4308 | Synthetic pumped | pumped | 10.201 | 0 | 11.4169 | 20.5978 | 0.42912 | -1.7764e-15
4308 | Synthetic battery | battery | 0 | 0 | 0 | 0 | 0 | 0
4309 | Synthetic pumped | pumped | 12 | 0 | 20.5978 | 31.3978 | 0.65412 | 0
4309 | Synthetic battery | battery | 0.50553 | 0 | 0 | 0.46608 | 0.023304 | 0
4310 | Synthetic pumped | pumped | 5.5738 | 0 | 31.3978 | 36.4142 | 0.75863 | 3.5527e-15
4310 | Synthetic battery | battery | 0 | 0 | 0.46608 | 0.46608 | 0.023304 | 0
4311 | Synthetic pumped | pumped | 2.1441 | 0 | 36.4142 | 38.344 | 0.79883 | 0
4311 | Synthetic battery | battery | 0 | 0 | 0.46608 | 0.46608 | 0.023304 | 0
4312 | Synthetic pumped | pumped | 0 | 0 | 38.344 | 38.344 | 0.79883 | 0
4312 | Synthetic battery | battery | 0 | 0 | 0.46608 | 0.46608 | 0.023304 | 0
4313 | Synthetic pumped | pumped | 0 | 9.2856 | 38.344 | 28.0267 | 0.58389 | 0
4313 | Synthetic battery | battery | 0 | 0 | 0.46608 | 0.46608 | 0.023304 | 0
4314 | Synthetic pumped | pumped | 0 | 12 | 28.0267 | 14.6933 | 0.30611 | 0
4314 | Synthetic battery | battery | 0 | 0.4297 | 0.46608 | 0 | 0 | 0
4315 | Synthetic pumped | pumped | 0 | 12 | 14.6933 | 1.36 | 0.028334 | 0
4315 | Synthetic battery | battery | 0 | 0 | 0 | 0 | 0 | 0
4316 | Synthetic pumped | pumped | 0 | 1.224 | 1.36 | 0 | 0 | 0
4316 | Synthetic battery | battery | 0 | 0 | 0 | 0 | 0 | 0
4317 | Synthetic pumped | pumped | 0 | 0 | 0 | 0 | 0 | 0
4317 | Synthetic battery | battery | 0 | 0 | 0 | 0 | 0 | 0
4318 | Synthetic pumped | pumped | 0 | 0 | 0 | 0 | 0 | 0
4318 | Synthetic battery | battery | 0 | 0 | 0 | 0 | 0 | 0
4319 | Synthetic pumped | pumped | 0 | 0 | 0 | 0 | 0 | 0
4319 | Synthetic battery | battery | 0 | 0 | 0 | 0 | 0 | 0
4320 | Synthetic pumped | pumped | 0 | 0 | 0 | 0 | 0 | 0
4320 | Synthetic battery | battery | 0 | 0 | 0 | 0 | 0 | 0
4321 | Synthetic pumped | pumped | 0 | 0 | 0 | 0 | 0 | 0
4321 | Synthetic battery | battery | 0 | 0 | 0 | 0 | 0 | 0
4322 | Synthetic pumped | pumped | 0 | 0 | 0 | 0 | 0 | 0
4322 | Synthetic battery | battery | 0 | 0 | 0 | 0 | 0 | 0
4323 | Synthetic pumped | pumped | 0 | 0 | 0 | 0 | 0 | 0
4323 | Synthetic battery | battery | 0 | 0 | 0 | 0 | 0 | 0
4324 | Synthetic pumped | pumped | 0 | 0 | 0 | 0 | 0 | 0
4324 | Synthetic battery | battery | 0 | 0 | 0 | 0 | 0 | 0
4325 | Synthetic pumped | pumped | 0 | 0 | 0 | 0 | 0 | 0
4325 | Synthetic battery | battery | 0 | 0 | 0 | 0 | 0 | 0
4326 | Synthetic pumped | pumped | 0 | 0 | 0 | 0 | 0 | 0
4326 | Synthetic battery | battery | 0 | 0 | 0 | 0 | 0 | 0
4327 | Synthetic pumped | pumped | 0 | 0 | 0 | 0 | 0 | 0
4327 | Synthetic battery | battery | 0 | 0 | 0 | 0 | 0 | 0
4328 | Synthetic pumped | pumped | 0 | 0 | 0 | 0 | 0 | 0
4328 | Synthetic battery | battery | 0 | 0 | 0 | 0 | 0 | 0
4329 | Synthetic pumped | pumped | 4.3928 | 0 | 0 | 3.9535 | 0.082365 | 0
4329 | Synthetic battery | battery | 0 | 0 | 0 | 0 | 0 | 0
4330 | Synthetic pumped | pumped | 12 | 0 | 3.9535 | 14.7535 | 0.30737 | 0
4330 | Synthetic battery | battery | 0.048324 | 0 | 0 | 0.044552 | 0.0022276 | 0
4331 | Synthetic pumped | pumped | 12 | 0 | 14.7535 | 25.5535 | 0.53237 | 1.7764e-15
4331 | Synthetic battery | battery | 0.31083 | 0 | 0.044552 | 0.33113 | 0.016556 | 0
4332 | Synthetic pumped | pumped | 12 | 0 | 25.5535 | 36.3535 | 0.75737 | -3.5527e-15
4332 | Synthetic battery | battery | 3.4034 | 0 | 0.33113 | 3.4689 | 0.17344 | 0
4333 | Synthetic pumped | pumped | 12 | 0 | 36.3535 | 47.1535 | 0.98237 | -3.5527e-15
4333 | Synthetic battery | battery | 4.9568 | 0 | 3.4689 | 8.0388 | 0.40194 | -8.8818e-16
4334 | Synthetic pumped | pumped | 0.94051 | 0 | 47.1535 | 48 | 1 | 0
4334 | Synthetic battery | battery | 10 | 0 | 8.0388 | 17.2583 | 0.86292 | 0
4335 | Synthetic pumped | pumped | 0 | 0 | 48 | 48 | 1 | 0
4335 | Synthetic battery | battery | 2.2367 | 0 | 17.2583 | 19.3205 | 0.96602 | 0
4336 | Synthetic pumped | pumped | 0 | 0 | 48 | 48 | 1 | 0
4336 | Synthetic battery | battery | 0 | 0 | 19.3205 | 19.3205 | 0.96602 | 0
4337 | Synthetic pumped | pumped | 0 | 12 | 48 | 34.6667 | 0.72222 | 3.5527e-15
4337 | Synthetic battery | battery | 0 | 0.02564 | 19.3205 | 19.2927 | 0.96463 | -2.5327e-16
4338 | Synthetic pumped | pumped | 0 | 12 | 34.6667 | 21.3333 | 0.44444 | 0
4338 | Synthetic battery | battery | 0 | 10 | 19.2927 | 8.4461 | 0.42231 | 0
4339 | Synthetic pumped | pumped | 0 | 12 | 21.3333 | 8 | 0.16667 | 0
4339 | Synthetic battery | battery | 0 | 7.787 | 8.4461 | 0 | 0 | 0
4340 | Synthetic pumped | pumped | 0 | 7.2 | 8 | 0 | 0 | 0
4340 | Synthetic battery | battery | 0 | 0 | 0 | 0 | 0 | 0
4341 | Synthetic pumped | pumped | 0 | 0 | 0 | 0 | 0 | 0
4341 | Synthetic battery | battery | 0 | 0 | 0 | 0 | 0 | 0
4342 | Synthetic pumped | pumped | 0 | 0 | 0 | 0 | 0 | 0
4342 | Synthetic battery | battery | 0 | 0 | 0 | 0 | 0 | 0
4343 | Synthetic pumped | pumped | 0 | 0 | 0 | 0 | 0 | 0
4343 | Synthetic battery | battery | 0 | 0 | 0 | 0 | 0 | 0
4344 | Synthetic pumped | pumped | 0 | 0 | 0 | 0 | 0 | 0
4344 | Synthetic battery | battery | 0 | 0 | 0 | 0 | 0 | 0
4345 | Synthetic pumped | pumped | 0 | 0 | 0 | 0 | 0 | 0
4345 | Synthetic battery | battery | 0 | 0 | 0 | 0 | 0 | 0
4346 | Synthetic pumped | pumped | 0 | 0 | 0 | 0 | 0 | 0
4346 | Synthetic battery | battery | 0 | 0 | 0 | 0 | 0 | 0
4347 | Synthetic pumped | pumped | 0 | 0 | 0 | 0 | 0 | 0
4347 | Synthetic battery | battery | 0 | 0 | 0 | 0 | 0 | 0
4348 | Synthetic pumped | pumped | 0 | 0 | 0 | 0 | 0 | 0
4348 | Synthetic battery | battery | 0 | 0 | 0 | 0 | 0 | 0
4349 | Synthetic pumped | pumped | 0 | 0 | 0 | 0 | 0 | 0
4349 | Synthetic battery | battery | 0 | 0 | 0 | 0 | 0 | 0
4350 | Synthetic pumped | pumped | 0 | 0 | 0 | 0 | 0 | 0
4350 | Synthetic battery | battery | 0 | 0 | 0 | 0 | 0 | 0
4351 | Synthetic pumped | pumped | 0 | 0 | 0 | 0 | 0 | 0
4351 | Synthetic battery | battery | 0 | 0 | 0 | 0 | 0 | 0
4352 | Synthetic pumped | pumped | 0.63945 | 0 | 0 | 0.57551 | 0.01199 | 0
4352 | Synthetic battery | battery | 0 | 0 | 0 | 0 | 0 | 0
4353 | Synthetic pumped | pumped | 12 | 0 | 0.57551 | 11.3755 | 0.23699 | 0
4353 | Synthetic battery | battery | 6.3114 | 0 | 0 | 5.8188 | 0.29094 | 0
4354 | Synthetic pumped | pumped | 12 | 0 | 11.3755 | 22.1755 | 0.46199 | 1.7764e-15
4354 | Synthetic battery | battery | 6.5626 | 0 | 5.8188 | 11.8692 | 0.59346 | -8.8818e-16
4355 | Synthetic pumped | pumped | 12 | 0 | 22.1755 | 32.9755 | 0.68699 | 3.5527e-15
4355 | Synthetic battery | battery | 8.819 | 0 | 11.8692 | 20 | 1 | 0
4356 | Synthetic pumped | pumped | 12 | 0 | 32.9755 | 43.7755 | 0.91199 | -3.5527e-15
4356 | Synthetic battery | battery | 0 | 0 | 20 | 20 | 1 | 0
4357 | Synthetic pumped | pumped | 4.6939 | 0 | 43.7755 | 48 | 1 | 0
4357 | Synthetic battery | battery | 0 | 0 | 20 | 20 | 1 | 0
4358 | Synthetic pumped | pumped | 0 | 0 | 48 | 48 | 1 | 0
4358 | Synthetic battery | battery | 0 | 0 | 20 | 20 | 1 | 0
4359 | Synthetic pumped | pumped | 0 | 0 | 48 | 48 | 1 | 0
4359 | Synthetic battery | battery | 0 | 0 | 20 | 20 | 1 | 0
4360 | Synthetic pumped | pumped | 0 | 0 | 48 | 48 | 1 | 0
4360 | Synthetic battery | battery | 0 | 0 | 20 | 20 | 1 | 0
4361 | Synthetic pumped | pumped | 0 | 2.3815 | 48 | 45.3539 | 0.94487 | 0
4361 | Synthetic battery | battery | 0 | 0 | 20 | 20 | 1 | 0
4362 | Synthetic pumped | pumped | 0 | 12 | 45.3539 | 32.0205 | 0.66709 | 3.5527e-15
4362 | Synthetic battery | battery | 0 | 10 | 20 | 9.1535 | 0.45767 | 0
4363 | Synthetic pumped | pumped | 0 | 12 | 32.0205 | 18.6872 | 0.38932 | 0
4363 | Synthetic battery | battery | 0 | 8.4391 | 9.1535 | 0 | 0 | 0
4364 | Synthetic pumped | pumped | 0 | 12 | 18.6872 | 5.3539 | 0.11154 | 0
4364 | Synthetic battery | battery | 0 | 0 | 0 | 0 | 0 | 0
4365 | Synthetic pumped | pumped | 0 | 4.8185 | 5.3539 | 0 | 0 | 0
4365 | Synthetic battery | battery | 0 | 0 | 0 | 0 | 0 | 0
4366 | Synthetic pumped | pumped | 0 | 0 | 0 | 0 | 0 | 0
4366 | Synthetic battery | battery | 0 | 0 | 0 | 0 | 0 | 0
4367 | Synthetic pumped | pumped | 0 | 0 | 0 | 0 | 0 | 0
4367 | Synthetic battery | battery | 0 | 0 | 0 | 0 | 0 | 0
4368 | Synthetic pumped | pumped | 0 | 0 | 0 | 0 | 0 | 0
4368 | Synthetic battery | battery | 0 | 0 | 0 | 0 | 0 | 0
4369 | Synthetic pumped | pumped | 0 | 0 | 0 | 0 | 0 | 0
4369 | Synthetic battery | battery | 0 | 0 | 0 | 0 | 0 | 0
4370 | Synthetic pumped | pumped | 0 | 0 | 0 | 0 | 0 | 0
4370 | Synthetic battery | battery | 0 | 0 | 0 | 0 | 0 | 0
4371 | Synthetic pumped | pumped | 0 | 0 | 0 | 0 | 0 | 0
4371 | Synthetic battery | battery | 0 | 0 | 0 | 0 | 0 | 0
4372 | Synthetic pumped | pumped | 0 | 0 | 0 | 0 | 0 | 0
4372 | Synthetic battery | battery | 0 | 0 | 0 | 0 | 0 | 0
4373 | Synthetic pumped | pumped | 0 | 0 | 0 | 0 | 0 | 0
4373 | Synthetic battery | battery | 0 | 0 | 0 | 0 | 0 | 0
4374 | Synthetic pumped | pumped | 0 | 0 | 0 | 0 | 0 | 0
4374 | Synthetic battery | battery | 0 | 0 | 0 | 0 | 0 | 0
4375 | Synthetic pumped | pumped | 0 | 0 | 0 | 0 | 0 | 0
4375 | Synthetic battery | battery | 0 | 0 | 0 | 0 | 0 | 0
4376 | Synthetic pumped | pumped | 0 | 0 | 0 | 0 | 0 | 0
4376 | Synthetic battery | battery | 0 | 0 | 0 | 0 | 0 | 0
4377 | Synthetic pumped | pumped | 10.8861 | 0 | 0 | 9.7975 | 0.20411 | 0
4377 | Synthetic battery | battery | 0 | 0 | 0 | 0 | 0 | 0
4378 | Synthetic pumped | pumped | 12 | 0 | 9.7975 | 20.5975 | 0.42911 | 0
4378 | Synthetic battery | battery | 7.8744 | 0 | 0 | 7.2598 | 0.36299 | 0
4379 | Synthetic pumped | pumped | 12 | 0 | 20.5975 | 31.3975 | 0.65411 | 0
4379 | Synthetic battery | battery | 9.7056 | 0 | 7.2598 | 16.2079 | 0.81039 | 0
4380 | Synthetic pumped | pumped | 12 | 0 | 31.3975 | 42.1975 | 0.87911 | 0
4380 | Synthetic battery | battery | 4.1131 | 0 | 16.2079 | 20 | 1 | -4.4409e-16
4381 | Synthetic pumped | pumped | 6.4472 | 0 | 42.1975 | 48 | 1 | 0
4381 | Synthetic battery | battery | 0 | 0 | 20 | 20 | 1 | 0
4382 | Synthetic pumped | pumped | 0 | 0 | 48 | 48 | 1 | 0
4382 | Synthetic battery | battery | 0 | 0 | 20 | 20 | 1 | 0
4383 | Synthetic pumped | pumped | 0 | 0 | 48 | 48 | 1 | 0
4383 | Synthetic battery | battery | 0 | 0 | 20 | 20 | 1 | 0
4384 | Synthetic pumped | pumped | 0 | 0 | 48 | 48 | 1 | 0
4384 | Synthetic battery | battery | 0 | 0 | 20 | 20 | 1 | 0
4385 | Synthetic pumped | pumped | 0 | 9.6904 | 48 | 37.2328 | 0.77568 | 1.7764e-15
4385 | Synthetic battery | battery | 0 | 0 | 20 | 20 | 1 | 0
4386 | Synthetic pumped | pumped | 0 | 12 | 37.2328 | 23.8995 | 0.49791 | 0
4386 | Synthetic battery | battery | 0 | 10 | 20 | 9.1535 | 0.45767 | 0
4387 | Synthetic pumped | pumped | 0 | 12 | 23.8995 | 10.5662 | 0.22013 | 0
4387 | Synthetic battery | battery | 0 | 8.4391 | 9.1535 | 0 | 0 | 0
4388 | Synthetic pumped | pumped | 0 | 9.5096 | 10.5662 | -1.7764e-15 | -3.7007e-17 | 0
4388 | Synthetic battery | battery | 0 | 0 | 0 | 0 | 0 | 0
4389 | Synthetic pumped | pumped | 0 | -1.5987e-15 | -1.7764e-15 | 0 | 0 | 0
4389 | Synthetic battery | battery | 0 | 0 | 0 | 0 | 0 | 0
4390 | Synthetic pumped | pumped | 0 | 0 | 0 | 0 | 0 | 0
4390 | Synthetic battery | battery | 0 | 0 | 0 | 0 | 0 | 0
4391 | Synthetic pumped | pumped | 0 | 0 | 0 | 0 | 0 | 0
4391 | Synthetic battery | battery | 0 | 0 | 0 | 0 | 0 | 0
4392 | Synthetic pumped | pumped | 0 | 0 | 0 | 0 | 0 | 0
4392 | Synthetic battery | battery | 0 | 0 | 0 | 0 | 0 | 0
4393 | Synthetic pumped | pumped | 0 | 0 | 0 | 0 | 0 | 0
4393 | Synthetic battery | battery | 0 | 0 | 0 | 0 | 0 | 0
4394 | Synthetic pumped | pumped | 0 | 0 | 0 | 0 | 0 | 0
4394 | Synthetic battery | battery | 0 | 0 | 0 | 0 | 0 | 0
4395 | Synthetic pumped | pumped | 0 | 0 | 0 | 0 | 0 | 0
4395 | Synthetic battery | battery | 0 | 0 | 0 | 0 | 0 | 0
4396 | Synthetic pumped | pumped | 0 | 0 | 0 | 0 | 0 | 0
4396 | Synthetic battery | battery | 0 | 0 | 0 | 0 | 0 | 0
4397 | Synthetic pumped | pumped | 0 | 0 | 0 | 0 | 0 | 0
4397 | Synthetic battery | battery | 0 | 0 | 0 | 0 | 0 | 0
4398 | Synthetic pumped | pumped | 0 | 0 | 0 | 0 | 0 | 0
4398 | Synthetic battery | battery | 0 | 0 | 0 | 0 | 0 | 0
4399 | Synthetic pumped | pumped | 0 | 0 | 0 | 0 | 0 | 0
4399 | Synthetic battery | battery | 0 | 0 | 0 | 0 | 0 | 0
4400 | Synthetic pumped | pumped | 0.37805 | 0 | 0 | 0.34024 | 0.0070883 | 0
4400 | Synthetic battery | battery | 0 | 0 | 0 | 0 | 0 | 0
4401 | Synthetic pumped | pumped | 12 | 0 | 0.34024 | 11.1402 | 0.23209 | 0
4401 | Synthetic battery | battery | 1.0495 | 0 | 0 | 0.96759 | 0.048379 | 0
4402 | Synthetic pumped | pumped | 12 | 0 | 11.1402 | 21.9402 | 0.45709 | 1.7764e-15
4402 | Synthetic battery | battery | 10 | 0 | 0.96759 | 10.1871 | 0.50936 | 0
4403 | Synthetic pumped | pumped | 12 | 0 | 21.9402 | 32.7402 | 0.68209 | 3.5527e-15
4403 | Synthetic battery | battery | 10 | 0 | 10.1871 | 19.4067 | 0.97033 | 1.7764e-15
4404 | Synthetic pumped | pumped | 12 | 0 | 32.7402 | 43.5402 | 0.90709 | -3.5527e-15
4404 | Synthetic battery | battery | 0.64355 | 0 | 19.4067 | 20 | 1 | 0
4405 | Synthetic pumped | pumped | 4.9553 | 0 | 43.5402 | 48 | 1 | 0
4405 | Synthetic battery | battery | 0 | 0 | 20 | 20 | 1 | 0
4406 | Synthetic pumped | pumped | 0 | 0 | 48 | 48 | 1 | 0
4406 | Synthetic battery | battery | 0 | 0 | 20 | 20 | 1 | 0
4407 | Synthetic pumped | pumped | 0 | 0 | 48 | 48 | 1 | 0
4407 | Synthetic battery | battery | 0 | 0 | 20 | 20 | 1 | 0
4408 | Synthetic pumped | pumped | 0 | 0 | 48 | 48 | 1 | 0
4408 | Synthetic battery | battery | 0 | 0 | 20 | 20 | 1 | 0
4409 | Synthetic pumped | pumped | 0 | 0 | 48 | 48 | 1 | 0
4409 | Synthetic battery | battery | 0 | 0 | 20 | 20 | 1 | 0
4410 | Synthetic pumped | pumped | 0 | 12 | 48 | 34.6667 | 0.72222 | 3.5527e-15
4410 | Synthetic battery | battery | 0 | 4.2839 | 20 | 15.3535 | 0.76768 | 0
4411 | Synthetic pumped | pumped | 0 | 12 | 34.6667 | 21.3333 | 0.44444 | 0
4411 | Synthetic battery | battery | 0 | 7.6441 | 15.3535 | 7.0623 | 0.35312 | 0
4412 | Synthetic pumped | pumped | 0 | 12 | 21.3333 | 8 | 0.16667 | 0
4412 | Synthetic battery | battery | 0 | 6.5111 | 7.0623 | 0 | 0 | 0
4413 | Synthetic pumped | pumped | 0 | 7.2 | 8 | 0 | 0 | 0
4413 | Synthetic battery | battery | 0 | 0 | 0 | 0 | 0 | 0
4414 | Synthetic pumped | pumped | 0 | 0 | 0 | 0 | 0 | 0
4414 | Synthetic battery | battery | 0 | 0 | 0 | 0 | 0 | 0
4415 | Synthetic pumped | pumped | 0 | 0 | 0 | 0 | 0 | 0
4415 | Synthetic battery | battery | 0 | 0 | 0 | 0 | 0 | 0
4416 | Synthetic pumped | pumped | 0 | 0 | 0 | 0 | 0 | 0
4416 | Synthetic battery | battery | 0 | 0 | 0 | 0 | 0 | 0
4417 | Synthetic pumped | pumped | 0 | 0 | 0 | 0 | 0 | 0
4417 | Synthetic battery | battery | 0 | 0 | 0 | 0 | 0 | 0
4418 | Synthetic pumped | pumped | 0 | 0 | 0 | 0 | 0 | 0
4418 | Synthetic battery | battery | 0 | 0 | 0 | 0 | 0 | 0
4419 | Synthetic pumped | pumped | 0 | 0 | 0 | 0 | 0 | 0
4419 | Synthetic battery | battery | 0 | 0 | 0 | 0 | 0 | 0
4420 | Synthetic pumped | pumped | 0 | 0 | 0 | 0 | 0 | 0
4420 | Synthetic battery | battery | 0 | 0 | 0 | 0 | 0 | 0
4421 | Synthetic pumped | pumped | 0 | 0 | 0 | 0 | 0 | 0
4421 | Synthetic battery | battery | 0 | 0 | 0 | 0 | 0 | 0
4422 | Synthetic pumped | pumped | 0 | 0 | 0 | 0 | 0 | 0
4422 | Synthetic battery | battery | 0 | 0 | 0 | 0 | 0 | 0
4423 | Synthetic pumped | pumped | 0 | 0 | 0 | 0 | 0 | 0
4423 | Synthetic battery | battery | 0 | 0 | 0 | 0 | 0 | 0
4424 | Synthetic pumped | pumped | 0 | 0 | 0 | 0 | 0 | 0
4424 | Synthetic battery | battery | 0 | 0 | 0 | 0 | 0 | 0
4425 | Synthetic pumped | pumped | 0 | 0 | 0 | 0 | 0 | 0
4425 | Synthetic battery | battery | 0 | 0 | 0 | 0 | 0 | 0
4426 | Synthetic pumped | pumped | 4.1569 | 0 | 0 | 3.7412 | 0.077942 | 0
4426 | Synthetic battery | battery | 0 | 0 | 0 | 0 | 0 | 0
4427 | Synthetic pumped | pumped | 11.4769 | 0 | 3.7412 | 14.0704 | 0.29313 | 0
4427 | Synthetic battery | battery | 0 | 0 | 0 | 0 | 0 | 0
4428 | Synthetic pumped | pumped | 12 | 0 | 14.0704 | 24.8704 | 0.51813 | 0
4428 | Synthetic battery | battery | 0.41515 | 0 | 0 | 0.38275 | 0.019137 | 0
4429 | Synthetic pumped | pumped | 9.6524 | 0 | 24.8704 | 33.5575 | 0.69912 | 1.7764e-15
4429 | Synthetic battery | battery | 0 | 0 | 0.38275 | 0.38275 | 0.019137 | 0
4430 | Synthetic pumped | pumped | 12 | 0 | 33.5575 | 44.3575 | 0.92412 | 3.5527e-15
4430 | Synthetic battery | battery | 1.5198 | 0 | 0.38275 | 1.784 | 0.089198 | 0
4431 | Synthetic pumped | pumped | 0 | 0 | 44.3575 | 44.3575 | 0.92412 | 0
4431 | Synthetic battery | battery | 0 | 0 | 1.784 | 1.784 | 0.089198 | 0
4432 | Synthetic pumped | pumped | 0 | 0 | 44.3575 | 44.3575 | 0.92412 | 0
4432 | Synthetic battery | battery | 0 | 0 | 1.784 | 1.784 | 0.089198 | 0
4433 | Synthetic pumped | pumped | 0 | 5.2479 | 44.3575 | 38.5266 | 0.80264 | 1.7764e-15
4433 | Synthetic battery | battery | 0 | 0 | 1.784 | 1.784 | 0.089198 | 0
4434 | Synthetic pumped | pumped | 0 | 12 | 38.5266 | 25.1932 | 0.52486 | 0
4434 | Synthetic battery | battery | 0 | 1.6447 | 1.784 | 0 | 0 | 0
4435 | Synthetic pumped | pumped | 0 | 12 | 25.1932 | 11.8599 | 0.24708 | 0
4435 | Synthetic battery | battery | 0 | 0 | 0 | 0 | 0 | 0
4436 | Synthetic pumped | pumped | 0 | 10.6739 | 11.8599 | -1.7764e-15 | -3.7007e-17 | 0
4436 | Synthetic battery | battery | 0 | 0 | 0 | 0 | 0 | 0
4437 | Synthetic pumped | pumped | 0 | -1.5987e-15 | -1.7764e-15 | 0 | 0 | 0
4437 | Synthetic battery | battery | 0 | 0 | 0 | 0 | 0 | 0
4438 | Synthetic pumped | pumped | 0 | 0 | 0 | 0 | 0 | 0
4438 | Synthetic battery | battery | 0 | 0 | 0 | 0 | 0 | 0
4439 | Synthetic pumped | pumped | 0 | 0 | 0 | 0 | 0 | 0
4439 | Synthetic battery | battery | 0 | 0 | 0 | 0 | 0 | 0
4440 | Synthetic pumped | pumped | 0 | 0 | 0 | 0 | 0 | 0
4440 | Synthetic battery | battery | 0 | 0 | 0 | 0 | 0 | 0
4441 | Synthetic pumped | pumped | 0 | 0 | 0 | 0 | 0 | 0
4441 | Synthetic battery | battery | 0 | 0 | 0 | 0 | 0 | 0
4442 | Synthetic pumped | pumped | 0 | 0 | 0 | 0 | 0 | 0
4442 | Synthetic battery | battery | 0 | 0 | 0 | 0 | 0 | 0
4443 | Synthetic pumped | pumped | 0 | 0 | 0 | 0 | 0 | 0
4443 | Synthetic battery | battery | 0 | 0 | 0 | 0 | 0 | 0
4444 | Synthetic pumped | pumped | 0 | 0 | 0 | 0 | 0 | 0
4444 | Synthetic battery | battery | 0 | 0 | 0 | 0 | 0 | 0
4445 | Synthetic pumped | pumped | 0 | 0 | 0 | 0 | 0 | 0
4445 | Synthetic battery | battery | 0 | 0 | 0 | 0 | 0 | 0
4446 | Synthetic pumped | pumped | 0 | 0 | 0 | 0 | 0 | 0
4446 | Synthetic battery | battery | 0 | 0 | 0 | 0 | 0 | 0
4447 | Synthetic pumped | pumped | 0 | 0 | 0 | 0 | 0 | 0
4447 | Synthetic battery | battery | 0 | 0 | 0 | 0 | 0 | 0
4448 | Synthetic pumped | pumped | 0 | 0 | 0 | 0 | 0 | 0
4448 | Synthetic battery | battery | 0 | 0 | 0 | 0 | 0 | 0
4449 | Synthetic pumped | pumped | 6.188 | 0 | 0 | 5.5692 | 0.11602 | 0
4449 | Synthetic battery | battery | 0 | 0 | 0 | 0 | 0 | 0
4450 | Synthetic pumped | pumped | 12 | 0 | 5.5692 | 16.3692 | 0.34102 | 1.7764e-15
4450 | Synthetic battery | battery | 1.2589 | 0 | 0 | 1.1607 | 0.058034 | 0
4451 | Synthetic pumped | pumped | 12 | 0 | 16.3692 | 27.1692 | 0.56602 | 0
4451 | Synthetic battery | battery | 9.9347 | 0 | 1.1607 | 10.3201 | 0.516 | -1.7764e-15
4452 | Synthetic pumped | pumped | 12 | 0 | 27.1692 | 37.9692 | 0.79102 | 0
4452 | Synthetic battery | battery | 10 | 0 | 10.3201 | 19.5396 | 0.97698 | 0
4453 | Synthetic pumped | pumped | 11.1454 | 0 | 37.9692 | 48 | 1 | 0
4453 | Synthetic battery | battery | 0.49938 | 0 | 19.5396 | 20 | 1 | 0
4454 | Synthetic pumped | pumped | 0 | 0 | 48 | 48 | 1 | 0
4454 | Synthetic battery | battery | 0 | 0 | 20 | 20 | 1 | 0
4455 | Synthetic pumped | pumped | 0 | 0 | 48 | 48 | 1 | 0
4455 | Synthetic battery | battery | 0 | 0 | 20 | 20 | 1 | 0
4456 | Synthetic pumped | pumped | 0 | 0 | 48 | 48 | 1 | 0
4456 | Synthetic battery | battery | 0 | 0 | 20 | 20 | 1 | 0
4457 | Synthetic pumped | pumped | 0 | 9.5291 | 48 | 37.4121 | 0.77942 | 3.5527e-15
4457 | Synthetic battery | battery | 0 | 0 | 20 | 20 | 1 | 0
4458 | Synthetic pumped | pumped | 0 | 12 | 37.4121 | 24.0787 | 0.50164 | 0
4458 | Synthetic battery | battery | 0 | 10 | 20 | 9.1535 | 0.45767 | 0
4459 | Synthetic pumped | pumped | 0 | 12 | 24.0787 | 10.7454 | 0.22386 | 0
4459 | Synthetic battery | battery | 0 | 8.4391 | 9.1535 | 0 | 0 | 0
4460 | Synthetic pumped | pumped | 0 | 9.6709 | 10.7454 | 0 | 0 | 0
4460 | Synthetic battery | battery | 0 | 0 | 0 | 0 | 0 | 0
4461 | Synthetic pumped | pumped | 0 | 0 | 0 | 0 | 0 | 0
4461 | Synthetic battery | battery | 0 | 0 | 0 | 0 | 0 | 0
4462 | Synthetic pumped | pumped | 0 | 0 | 0 | 0 | 0 | 0
4462 | Synthetic battery | battery | 0 | 0 | 0 | 0 | 0 | 0
4463 | Synthetic pumped | pumped | 0 | 0 | 0 | 0 | 0 | 0
4463 | Synthetic battery | battery | 0 | 0 | 0 | 0 | 0 | 0
4464 | Synthetic pumped | pumped | 0 | 0 | 0 | 0 | 0 | 0
4464 | Synthetic battery | battery | 0 | 0 | 0 | 0 | 0 | 0
4465 | Synthetic pumped | pumped | 0 | 0 | 0 | 0 | 0 | 0
4465 | Synthetic battery | battery | 0 | 0 | 0 | 0 | 0 | 0
4466 | Synthetic pumped | pumped | 0 | 0 | 0 | 0 | 0 | 0
4466 | Synthetic battery | battery | 0 | 0 | 0 | 0 | 0 | 0
4467 | Synthetic pumped | pumped | 0 | 0 | 0 | 0 | 0 | 0
4467 | Synthetic battery | battery | 0 | 0 | 0 | 0 | 0 | 0
4468 | Synthetic pumped | pumped | 0 | 0 | 0 | 0 | 0 | 0
4468 | Synthetic battery | battery | 0 | 0 | 0 | 0 | 0 | 0
4469 | Synthetic pumped | pumped | 0 | 0 | 0 | 0 | 0 | 0
4469 | Synthetic battery | battery | 0 | 0 | 0 | 0 | 0 | 0
4470 | Synthetic pumped | pumped | 0 | 0 | 0 | 0 | 0 | 0
4470 | Synthetic battery | battery | 0 | 0 | 0 | 0 | 0 | 0
4471 | Synthetic pumped | pumped | 0 | 0 | 0 | 0 | 0 | 0
4471 | Synthetic battery | battery | 0 | 0 | 0 | 0 | 0 | 0
4472 | Synthetic pumped | pumped | 2.3091 | 0 | 0 | 2.0782 | 0.043295 | 0
4472 | Synthetic battery | battery | 0 | 0 | 0 | 0 | 0 | 0
4473 | Synthetic pumped | pumped | 11.9445 | 0 | 2.0782 | 12.8282 | 0.26725 | 0
4473 | Synthetic battery | battery | 0 | 0 | 0 | 0 | 0 | 0
4474 | Synthetic pumped | pumped | 12 | 0 | 12.8282 | 23.6282 | 0.49225 | 0
4474 | Synthetic battery | battery | 9.1598 | 0 | 0 | 8.4449 | 0.42225 | 0
4475 | Synthetic pumped | pumped | 12 | 0 | 23.6282 | 34.4282 | 0.71725 | 0
4475 | Synthetic battery | battery | 10 | 0 | 8.4449 | 17.6645 | 0.88322 | -1.7764e-15
4476 | Synthetic pumped | pumped | 12 | 0 | 34.4282 | 45.2282 | 0.94225 | -3.5527e-15
4476 | Synthetic battery | battery | 2.5332 | 0 | 17.6645 | 20 | 1 | 0
4477 | Synthetic pumped | pumped | 3.0798 | 0 | 45.2282 | 48 | 1 | 0
4477 | Synthetic battery | battery | 0 | 0 | 20 | 20 | 1 | 0
4478 | Synthetic pumped | pumped | 0 | 0 | 48 | 48 | 1 | 0
4478 | Synthetic battery | battery | 0 | 0 | 20 | 20 | 1 | 0
4479 | Synthetic pumped | pumped | 0 | 0 | 48 | 48 | 1 | 0
4479 | Synthetic battery | battery | 0 | 0 | 20 | 20 | 1 | 0
4480 | Synthetic pumped | pumped | 0 | 0 | 48 | 48 | 1 | 0
4480 | Synthetic battery | battery | 0 | 0 | 20 | 20 | 1 | 0
4481 | Synthetic pumped | pumped | 0 | 0 | 48 | 48 | 1 | 0
4481 | Synthetic battery | battery | 0 | 0 | 20 | 20 | 1 | 0
4482 | Synthetic pumped | pumped | 0 | 12 | 48 | 34.6667 | 0.72222 | 3.5527e-15
4482 | Synthetic battery | battery | 0 | 4.671 | 20 | 14.9336 | 0.74668 | 0
4483 | Synthetic pumped | pumped | 0 | 12 | 34.6667 | 21.3333 | 0.44444 | 0
4483 | Synthetic battery | battery | 0 | 7.1154 | 14.9336 | 7.2159 | 0.3608 | 0
4484 | Synthetic pumped | pumped | 0 | 12 | 21.3333 | 8 | 0.16667 | 0
4484 | Synthetic battery | battery | 0 | 6.6527 | 7.2159 | 0 | 0 | 0
4485 | Synthetic pumped | pumped | 0 | 7.2 | 8 | 0 | 0 | 0
4485 | Synthetic battery | battery | 0 | 0 | 0 | 0 | 0 | 0
4486 | Synthetic pumped | pumped | 0 | 0 | 0 | 0 | 0 | 0
4486 | Synthetic battery | battery | 0 | 0 | 0 | 0 | 0 | 0
4487 | Synthetic pumped | pumped | 0 | 0 | 0 | 0 | 0 | 0
4487 | Synthetic battery | battery | 0 | 0 | 0 | 0 | 0 | 0
4488 | Synthetic pumped | pumped | 0 | 0 | 0 | 0 | 0 | 0
4488 | Synthetic battery | battery | 0 | 0 | 0 | 0 | 0 | 0
4489 | Synthetic pumped | pumped | 0 | 0 | 0 | 0 | 0 | 0
4489 | Synthetic battery | battery | 0 | 0 | 0 | 0 | 0 | 0
4490 | Synthetic pumped | pumped | 0 | 0 | 0 | 0 | 0 | 0
4490 | Synthetic battery | battery | 0 | 0 | 0 | 0 | 0 | 0
4491 | Synthetic pumped | pumped | 0 | 0 | 0 | 0 | 0 | 0
4491 | Synthetic battery | battery | 0 | 0 | 0 | 0 | 0 | 0
4492 | Synthetic pumped | pumped | 0 | 0 | 0 | 0 | 0 | 0
4492 | Synthetic battery | battery | 0 | 0 | 0 | 0 | 0 | 0
4493 | Synthetic pumped | pumped | 0 | 0 | 0 | 0 | 0 | 0
4493 | Synthetic battery | battery | 0 | 0 | 0 | 0 | 0 | 0
4494 | Synthetic pumped | pumped | 0 | 0 | 0 | 0 | 0 | 0
4494 | Synthetic battery | battery | 0 | 0 | 0 | 0 | 0 | 0
4495 | Synthetic pumped | pumped | 0 | 0 | 0 | 0 | 0 | 0
4495 | Synthetic battery | battery | 0 | 0 | 0 | 0 | 0 | 0
4496 | Synthetic pumped | pumped | 0 | 0 | 0 | 0 | 0 | 0
4496 | Synthetic battery | battery | 0 | 0 | 0 | 0 | 0 | 0
4497 | Synthetic pumped | pumped | 3.6465 | 0 | 0 | 3.2818 | 0.068371 | 0
4497 | Synthetic battery | battery | 0 | 0 | 0 | 0 | 0 | 0
4498 | Synthetic pumped | pumped | 10.4813 | 0 | 3.2818 | 12.715 | 0.26489 | 0
4498 | Synthetic battery | battery | 0 | 0 | 0 | 0 | 0 | 0
4499 | Synthetic pumped | pumped | 12 | 0 | 12.715 | 23.515 | 0.48989 | 0
4499 | Synthetic battery | battery | 1.6625 | 0 | 0 | 1.5327 | 0.076636 | 0
4500 | Synthetic pumped | pumped | 12 | 0 | 23.515 | 34.315 | 0.71489 | 0
4500 | Synthetic battery | battery | 3.6867 | 0 | 1.5327 | 4.9317 | 0.24658 | -4.4409e-16
4501 | Synthetic pumped | pumped | 12 | 0 | 34.315 | 45.115 | 0.93989 | 3.5527e-15
4501 | Synthetic battery | battery | 4.137 | 0 | 4.9317 | 8.7458 | 0.43729 | 4.4409e-16
4502 | Synthetic pumped | pumped | 3.2056 | 0 | 45.115 | 48 | 1 | 0
4502 | Synthetic battery | battery | 5.8344 | 0 | 8.7458 | 14.1249 | 0.70624 | 8.8818e-16
4503 | Synthetic pumped | pumped | 0 | 0 | 48 | 48 | 1 | 0
4503 | Synthetic battery | battery | 4.657 | 0 | 14.1249 | 18.4185 | 0.92092 | 1.7764e-15
4504 | Synthetic pumped | pumped | 0 | 0 | 48 | 48 | 1 | 0
4504 | Synthetic battery | battery | 0 | 0 | 18.4185 | 18.4185 | 0.92092 | 0
4505 | Synthetic pumped | pumped | 0 | 2.7434 | 48 | 44.9517 | 0.93649 | -8.8818e-16
4505 | Synthetic battery | battery | 0 | 0 | 18.4185 | 18.4185 | 0.92092 | 0
4506 | Synthetic pumped | pumped | 0 | 12 | 44.9517 | 31.6184 | 0.65872 | 0
4506 | Synthetic battery | battery | 0 | 9.0355 | 18.4185 | 8.6181 | 0.4309 | 0
4507 | Synthetic pumped | pumped | 0 | 12 | 31.6184 | 18.2851 | 0.38094 | 0
4507 | Synthetic battery | battery | 0 | 7.9455 | 8.6181 | 0 | 0 | 0
4508 | Synthetic pumped | pumped | 0 | 12 | 18.2851 | 4.9517 | 0.10316 | 0
4508 | Synthetic battery | battery | 0 | 0 | 0 | 0 | 0 | 0
4509 | Synthetic pumped | pumped | 0 | 4.4566 | 4.9517 | 0 | 0 | 0
4509 | Synthetic battery | battery | 0 | 0 | 0 | 0 | 0 | 0
4510 | Synthetic pumped | pumped | 0 | 0 | 0 | 0 | 0 | 0
4510 | Synthetic battery | battery | 0 | 0 | 0 | 0 | 0 | 0
4511 | Synthetic pumped | pumped | 0 | 0 | 0 | 0 | 0 | 0
4511 | Synthetic battery | battery | 0 | 0 | 0 | 0 | 0 | 0
4512 | Synthetic pumped | pumped | 0 | 0 | 0 | 0 | 0 | 0
4512 | Synthetic battery | battery | 0 | 0 | 0 | 0 | 0 | 0
4513 | Synthetic pumped | pumped | 0 | 0 | 0 | 0 | 0 | 0
4513 | Synthetic battery | battery | 0 | 0 | 0 | 0 | 0 | 0
4514 | Synthetic pumped | pumped | 0 | 0 | 0 | 0 | 0 | 0
4514 | Synthetic battery | battery | 0 | 0 | 0 | 0 | 0 | 0
4515 | Synthetic pumped | pumped | 0 | 0 | 0 | 0 | 0 | 0
4515 | Synthetic battery | battery | 0 | 0 | 0 | 0 | 0 | 0
4516 | Synthetic pumped | pumped | 0 | 0 | 0 | 0 | 0 | 0
4516 | Synthetic battery | battery | 0 | 0 | 0 | 0 | 0 | 0
4517 | Synthetic pumped | pumped | 0 | 0 | 0 | 0 | 0 | 0
4517 | Synthetic battery | battery | 0 | 0 | 0 | 0 | 0 | 0
4518 | Synthetic pumped | pumped | 0 | 0 | 0 | 0 | 0 | 0
4518 | Synthetic battery | battery | 0 | 0 | 0 | 0 | 0 | 0
4519 | Synthetic pumped | pumped | 0 | 0 | 0 | 0 | 0 | 0
4519 | Synthetic battery | battery | 0 | 0 | 0 | 0 | 0 | 0
4520 | Synthetic pumped | pumped | 0 | 0 | 0 | 0 | 0 | 0
4520 | Synthetic battery | battery | 0 | 0 | 0 | 0 | 0 | 0
4521 | Synthetic pumped | pumped | 3.9927 | 0 | 0 | 3.5934 | 0.074863 | 0
4521 | Synthetic battery | battery | 0 | 0 | 0 | 0 | 0 | 0
4522 | Synthetic pumped | pumped | 11.0186 | 0 | 3.5934 | 13.5102 | 0.28146 | 0
4522 | Synthetic battery | battery | 0 | 0 | 0 | 0 | 0 | 0
4523 | Synthetic pumped | pumped | 10.7648 | 0 | 13.5102 | 23.1985 | 0.4833 | 1.7764e-15
4523 | Synthetic battery | battery | 0 | 0 | 0 | 0 | 0 | 0
4524 | Synthetic pumped | pumped | 12 | 0 | 23.1985 | 33.9985 | 0.7083 | -3.5527e-15
4524 | Synthetic battery | battery | 5.4359 | 0 | 0 | 5.0117 | 0.25058 | 0
4525 | Synthetic pumped | pumped | 11.0148 | 0 | 33.9985 | 43.9119 | 0.91483 | -1.7764e-15
4525 | Synthetic battery | battery | 0 | 0 | 5.0117 | 5.0117 | 0.25058 | 0
4526 | Synthetic pumped | pumped | 4.5424 | 0 | 43.9119 | 48 | 1 | 0
4526 | Synthetic battery | battery | 6.5204 | 0 | 5.0117 | 11.0232 | 0.55116 | -8.8818e-16
4527 | Synthetic pumped | pumped | 0 | 0 | 48 | 48 | 1 | 0
4527 | Synthetic battery | battery | 7.9984 | 0 | 11.0232 | 18.3973 | 0.91986 | -8.8818e-16
4528 | Synthetic pumped | pumped | 0 | 0 | 48 | 48 | 1 | 0
4528 | Synthetic battery | battery | 0 | 0 | 18.3973 | 18.3973 | 0.91986 | 0
4529 | Synthetic pumped | pumped | 0 | 0.80102 | 48 | 47.11 | 0.98146 | 0
4529 | Synthetic battery | battery | 0 | 0 | 18.3973 | 18.3973 | 0.91986 | 0
4530 | Synthetic pumped | pumped | 0 | 12 | 47.11 | 33.7766 | 0.70368 | 3.5527e-15
4530 | Synthetic battery | battery | 0 | 9.2482 | 18.3973 | 8.3662 | 0.41831 | 0
4531 | Synthetic pumped | pumped | 0 | 12 | 33.7766 | 20.4433 | 0.4259 | 0
4531 | Synthetic battery | battery | 0 | 7.7132 | 8.3662 | 0 | 0 | 0
4532 | Synthetic pumped | pumped | 0 | 12 | 20.4433 | 7.11 | 0.14812 | 0
4532 | Synthetic battery | battery | 0 | 0 | 0 | 0 | 0 | 0
4533 | Synthetic pumped | pumped | 0 | 6.399 | 7.11 | 0 | 0 | 0
4533 | Synthetic battery | battery | 0 | 0 | 0 | 0 | 0 | 0
4534 | Synthetic pumped | pumped | 0 | 0 | 0 | 0 | 0 | 0
4534 | Synthetic battery | battery | 0 | 0 | 0 | 0 | 0 | 0
4535 | Synthetic pumped | pumped | 0 | 0 | 0 | 0 | 0 | 0
4535 | Synthetic battery | battery | 0 | 0 | 0 | 0 | 0 | 0
4536 | Synthetic pumped | pumped | 0 | 0 | 0 | 0 | 0 | 0
4536 | Synthetic battery | battery | 0 | 0 | 0 | 0 | 0 | 0
4537 | Synthetic pumped | pumped | 0 | 0 | 0 | 0 | 0 | 0
4537 | Synthetic battery | battery | 0 | 0 | 0 | 0 | 0 | 0
4538 | Synthetic pumped | pumped | 0 | 0 | 0 | 0 | 0 | 0
4538 | Synthetic battery | battery | 0 | 0 | 0 | 0 | 0 | 0
4539 | Synthetic pumped | pumped | 0 | 0 | 0 | 0 | 0 | 0
4539 | Synthetic battery | battery | 0 | 0 | 0 | 0 | 0 | 0
4540 | Synthetic pumped | pumped | 0 | 0 | 0 | 0 | 0 | 0
4540 | Synthetic battery | battery | 0 | 0 | 0 | 0 | 0 | 0
4541 | Synthetic pumped | pumped | 0 | 0 | 0 | 0 | 0 | 0
4541 | Synthetic battery | battery | 0 | 0 | 0 | 0 | 0 | 0
4542 | Synthetic pumped | pumped | 0 | 0 | 0 | 0 | 0 | 0
4542 | Synthetic battery | battery | 0 | 0 | 0 | 0 | 0 | 0
4543 | Synthetic pumped | pumped | 0 | 0 | 0 | 0 | 0 | 0
4543 | Synthetic battery | battery | 0 | 0 | 0 | 0 | 0 | 0
4544 | Synthetic pumped | pumped | 0 | 0 | 0 | 0 | 0 | 0
4544 | Synthetic battery | battery | 0 | 0 | 0 | 0 | 0 | 0
4545 | Synthetic pumped | pumped | 3.0034 | 0 | 0 | 2.7031 | 0.056315 | 0
4545 | Synthetic battery | battery | 0 | 0 | 0 | 0 | 0 | 0
4546 | Synthetic pumped | pumped | 11.1036 | 0 | 2.7031 | 12.6963 | 0.26451 | 1.7764e-15
4546 | Synthetic battery | battery | 0 | 0 | 0 | 0 | 0 | 0
4547 | Synthetic pumped | pumped | 12 | 0 | 12.6963 | 23.4963 | 0.48951 | 0
4547 | Synthetic battery | battery | 5.3439 | 0 | 0 | 4.9268 | 0.24634 | 0
4548 | Synthetic pumped | pumped | 12 | 0 | 23.4963 | 34.2963 | 0.71451 | 3.5527e-15
4548 | Synthetic battery | battery | 4.4655 | 0 | 4.9268 | 9.0438 | 0.45219 | 0
4549 | Synthetic pumped | pumped | 12 | 0 | 34.2963 | 45.0963 | 0.93951 | -3.5527e-15
4549 | Synthetic battery | battery | 1.2051 | 0 | 9.0438 | 10.1548 | 0.50774 | 2.2204e-16
4550 | Synthetic pumped | pumped | 3.2263 | 0 | 45.0963 | 48 | 1 | 0
4550 | Synthetic battery | battery | 10 | 0 | 10.1548 | 19.3744 | 0.96872 | 1.7764e-15
4551 | Synthetic pumped | pumped | 0 | 0 | 48 | 48 | 1 | 0
4551 | Synthetic battery | battery | 0.67859 | 0 | 19.3744 | 20 | 1 | 0
4552 | Synthetic pumped | pumped | 0 | 0 | 48 | 48 | 1 | 0
4552 | Synthetic battery | battery | 0 | 0 | 20 | 20 | 1 | 0
4553 | Synthetic pumped | pumped | 0 | 5.7661 | 48 | 41.5932 | 0.86653 | 8.8818e-16
4553 | Synthetic battery | battery | 0 | 0 | 20 | 20 | 1 | 0
4554 | Synthetic pumped | pumped | 0 | 12 | 41.5932 | 28.2599 | 0.58875 | 0
4554 | Synthetic battery | battery | 0 | 9.1303 | 20 | 10.0968 | 0.50484 | 0
4555 | Synthetic pumped | pumped | 0 | 12 | 28.2599 | 14.9266 | 0.31097 | 0
4555 | Synthetic battery | battery | 0 | 9.3088 | 10.0968 | 0 | 0 | 0
4556 | Synthetic pumped | pumped | 0 | 12 | 14.9266 | 1.5932 | 0.033192 | 0
4556 | Synthetic battery | battery | 0 | 0 | 0 | 0 | 0 | 0
4557 | Synthetic pumped | pumped | 0 | 1.4339 | 1.5932 | 0 | 0 | 0
4557 | Synthetic battery | battery | 0 | 0 | 0 | 0 | 0 | 0
4558 | Synthetic pumped | pumped | 0 | 0 | 0 | 0 | 0 | 0
4558 | Synthetic battery | battery | 0 | 0 | 0 | 0 | 0 | 0
4559 | Synthetic pumped | pumped | 0 | 0 | 0 | 0 | 0 | 0
4559 | Synthetic battery | battery | 0 | 0 | 0 | 0 | 0 | 0
4560 | Synthetic pumped | pumped | 0 | 0 | 0 | 0 | 0 | 0
4560 | Synthetic battery | battery | 0 | 0 | 0 | 0 | 0 | 0
4561 | Synthetic pumped | pumped | 0 | 0 | 0 | 0 | 0 | 0
4561 | Synthetic battery | battery | 0 | 0 | 0 | 0 | 0 | 0
4562 | Synthetic pumped | pumped | 0 | 0 | 0 | 0 | 0 | 0
4562 | Synthetic battery | battery | 0 | 0 | 0 | 0 | 0 | 0
4563 | Synthetic pumped | pumped | 0 | 0 | 0 | 0 | 0 | 0
4563 | Synthetic battery | battery | 0 | 0 | 0 | 0 | 0 | 0
4564 | Synthetic pumped | pumped | 0 | 0 | 0 | 0 | 0 | 0
4564 | Synthetic battery | battery | 0 | 0 | 0 | 0 | 0 | 0
4565 | Synthetic pumped | pumped | 0 | 0 | 0 | 0 | 0 | 0
4565 | Synthetic battery | battery | 0 | 0 | 0 | 0 | 0 | 0
4566 | Synthetic pumped | pumped | 0 | 0 | 0 | 0 | 0 | 0
4566 | Synthetic battery | battery | 0 | 0 | 0 | 0 | 0 | 0
4567 | Synthetic pumped | pumped | 0 | 0 | 0 | 0 | 0 | 0
4567 | Synthetic battery | battery | 0 | 0 | 0 | 0 | 0 | 0
4568 | Synthetic pumped | pumped | 0 | 0 | 0 | 0 | 0 | 0
4568 | Synthetic battery | battery | 0 | 0 | 0 | 0 | 0 | 0
4569 | Synthetic pumped | pumped | 0 | 0 | 0 | 0 | 0 | 0
4569 | Synthetic battery | battery | 0 | 0 | 0 | 0 | 0 | 0
4570 | Synthetic pumped | pumped | 12 | 0 | 0 | 10.8 | 0.225 | 0
4570 | Synthetic battery | battery | 0.61635 | 0 | 0 | 0.56825 | 0.028412 | 0
4571 | Synthetic pumped | pumped | 12 | 0 | 10.8 | 21.6 | 0.45 | 0
4571 | Synthetic battery | battery | 5.3213 | 0 | 0.56825 | 5.4742 | 0.27371 | 0
4572 | Synthetic pumped | pumped | 12 | 0 | 21.6 | 32.4 | 0.675 | 3.5527e-15
4572 | Synthetic battery | battery | 7.021 | 0 | 5.4742 | 11.9473 | 0.59736 | 0
4573 | Synthetic pumped | pumped | 12 | 0 | 32.4 | 43.2 | 0.9 | -3.5527e-15
4573 | Synthetic battery | battery | 2.8142 | 0 | 11.9473 | 14.5418 | 0.72709 | 8.8818e-16
4574 | Synthetic pumped | pumped | 5.3333 | 0 | 43.2 | 48 | 1 | 0
4574 | Synthetic battery | battery | 5.9202 | 0 | 14.5418 | 20 | 1 | 0
4575 | Synthetic pumped | pumped | 0 | 0 | 48 | 48 | 1 | 0
4575 | Synthetic battery | battery | 0 | 0 | 20 | 20 | 1 | 0
4576 | Synthetic pumped | pumped | 0 | 0 | 48 | 48 | 1 | 0
4576 | Synthetic battery | battery | 0 | 0 | 20 | 20 | 1 | 0
4577 | Synthetic pumped | pumped | 0 | 5.0408 | 48 | 42.3991 | 0.88331 | 8.8818e-16
4577 | Synthetic battery | battery | 0 | 0 | 20 | 20 | 1 | 0
4578 | Synthetic pumped | pumped | 0 | 12 | 42.3991 | 29.0657 | 0.60554 | 0
4578 | Synthetic battery | battery | 0 | 7.2307 | 20 | 12.1572 | 0.60786 | 8.8818e-16
4579 | Synthetic pumped | pumped | 0 | 12 | 29.0657 | 15.7324 | 0.32776 | 0
4579 | Synthetic battery | battery | 0 | 10 | 12.1572 | 1.3107 | 0.065535 | 0
4580 | Synthetic pumped | pumped | 0 | 12 | 15.7324 | 2.3991 | 0.049981 | 0
4580 | Synthetic battery | battery | 0 | 1.2084 | 1.3107 | 0 | 0 | 0
4581 | Synthetic pumped | pumped | 0 | 2.1592 | 2.3991 | -4.4409e-16 | -9.2519e-18 | 0
4581 | Synthetic battery | battery | 0 | 0 | 0 | 0 | 0 | 0
4582 | Synthetic pumped | pumped | 0 | -3.9968e-16 | -4.4409e-16 | 0 | 0 | 0
4582 | Synthetic battery | battery | 0 | 0 | 0 | 0 | 0 | 0
4583 | Synthetic pumped | pumped | 0 | 0 | 0 | 0 | 0 | 0
4583 | Synthetic battery | battery | 0 | 0 | 0 | 0 | 0 | 0
4584 | Synthetic pumped | pumped | 0 | 0 | 0 | 0 | 0 | 0
4584 | Synthetic battery | battery | 0 | 0 | 0 | 0 | 0 | 0
4585 | Synthetic pumped | pumped | 0 | 0 | 0 | 0 | 0 | 0
4585 | Synthetic battery | battery | 0 | 0 | 0 | 0 | 0 | 0
4586 | Synthetic pumped | pumped | 0 | 0 | 0 | 0 | 0 | 0
4586 | Synthetic battery | battery | 0 | 0 | 0 | 0 | 0 | 0
4587 | Synthetic pumped | pumped | 0 | 0 | 0 | 0 | 0 | 0
4587 | Synthetic battery | battery | 0 | 0 | 0 | 0 | 0 | 0
4588 | Synthetic pumped | pumped | 0 | 0 | 0 | 0 | 0 | 0
4588 | Synthetic battery | battery | 0 | 0 | 0 | 0 | 0 | 0
4589 | Synthetic pumped | pumped | 0 | 0 | 0 | 0 | 0 | 0
4589 | Synthetic battery | battery | 0 | 0 | 0 | 0 | 0 | 0
4590 | Synthetic pumped | pumped | 0 | 0 | 0 | 0 | 0 | 0
4590 | Synthetic battery | battery | 0 | 0 | 0 | 0 | 0 | 0
4591 | Synthetic pumped | pumped | 0 | 0 | 0 | 0 | 0 | 0
4591 | Synthetic battery | battery | 0 | 0 | 0 | 0 | 0 | 0
4592 | Synthetic pumped | pumped | 0 | 0 | 0 | 0 | 0 | 0
4592 | Synthetic battery | battery | 0 | 0 | 0 | 0 | 0 | 0
4593 | Synthetic pumped | pumped | 3.6524 | 0 | 0 | 3.2872 | 0.068482 | 0
4593 | Synthetic battery | battery | 0 | 0 | 0 | 0 | 0 | 0
4594 | Synthetic pumped | pumped | 9.4079 | 0 | 3.2872 | 11.7542 | 0.24488 | 0
4594 | Synthetic battery | battery | 0 | 0 | 0 | 0 | 0 | 0
4595 | Synthetic pumped | pumped | 11.8859 | 0 | 11.7542 | 22.4515 | 0.46774 | -1.7764e-15
4595 | Synthetic battery | battery | 0 | 0 | 0 | 0 | 0 | 0
4596 | Synthetic pumped | pumped | 12 | 0 | 22.4515 | 33.2515 | 0.69274 | -3.5527e-15
4596 | Synthetic battery | battery | 6.8367 | 0 | 0 | 6.3031 | 0.31516 | 0
4597 | Synthetic pumped | pumped | 12 | 0 | 33.2515 | 44.0515 | 0.91774 | -3.5527e-15
4597 | Synthetic battery | battery | 3.5631 | 0 | 6.3031 | 9.5882 | 0.47941 | 4.4409e-16
4598 | Synthetic pumped | pumped | 4.3872 | 0 | 44.0515 | 48 | 1 | 0
4598 | Synthetic battery | battery | 4.8305 | 0 | 9.5882 | 14.0416 | 0.70208 | 0
4599 | Synthetic pumped | pumped | 0 | 0 | 48 | 48 | 1 | 0
4599 | Synthetic battery | battery | 6.4628 | 0 | 14.0416 | 20 | 1 | 0
4600 | Synthetic pumped | pumped | 0 | 0 | 48 | 48 | 1 | 0
4600 | Synthetic battery | battery | 0 | 0 | 20 | 20 | 1 | 0
4601 | Synthetic pumped | pumped | 0 | 2.8753 | 48 | 44.8052 | 0.93344 | 0
4601 | Synthetic battery | battery | 0 | 0 | 20 | 20 | 1 | 0
4602 | Synthetic pumped | pumped | 0 | 12 | 44.8052 | 31.4719 | 0.65566 | 0
4602 | Synthetic battery | battery | 0 | 7.7306 | 20 | 11.615 | 0.58075 | 0
4603 | Synthetic pumped | pumped | 0 | 12 | 31.4719 | 18.1385 | 0.37789 | 0
4603 | Synthetic battery | battery | 0 | 10 | 11.615 | 0.7685 | 0.038425 | 0
4604 | Synthetic pumped | pumped | 0 | 12 | 18.1385 | 4.8052 | 0.10011 | 0
4604 | Synthetic battery | battery | 0 | 0.70852 | 0.7685 | 0 | 0 | 0
4605 | Synthetic pumped | pumped | 0 | 4.3247 | 4.8052 | -8.8818e-16 | -1.8504e-17 | 0
4605 | Synthetic battery | battery | 0 | 0 | 0 | 0 | 0 | 0
4606 | Synthetic pumped | pumped | 0 | -7.9936e-16 | -8.8818e-16 | 0 | 0 | 0
4606 | Synthetic battery | battery | 0 | 0 | 0 | 0 | 0 | 0
4607 | Synthetic pumped | pumped | 0 | 0 | 0 | 0 | 0 | 0
4607 | Synthetic battery | battery | 0 | 0 | 0 | 0 | 0 | 0
4608 | Synthetic pumped | pumped | 0 | 0 | 0 | 0 | 0 | 0
4608 | Synthetic battery | battery | 0 | 0 | 0 | 0 | 0 | 0
4609 | Synthetic pumped | pumped | 0 | 0 | 0 | 0 | 0 | 0
4609 | Synthetic battery | battery | 0 | 0 | 0 | 0 | 0 | 0
4610 | Synthetic pumped | pumped | 0 | 0 | 0 | 0 | 0 | 0
4610 | Synthetic battery | battery | 0 | 0 | 0 | 0 | 0 | 0
4611 | Synthetic pumped | pumped | 0 | 0 | 0 | 0 | 0 | 0
4611 | Synthetic battery | battery | 0 | 0 | 0 | 0 | 0 | 0
4612 | Synthetic pumped | pumped | 0 | 0 | 0 | 0 | 0 | 0
4612 | Synthetic battery | battery | 0 | 0 | 0 | 0 | 0 | 0
4613 | Synthetic pumped | pumped | 0 | 0 | 0 | 0 | 0 | 0
4613 | Synthetic battery | battery | 0 | 0 | 0 | 0 | 0 | 0
4614 | Synthetic pumped | pumped | 0 | 0 | 0 | 0 | 0 | 0
4614 | Synthetic battery | battery | 0 | 0 | 0 | 0 | 0 | 0
4615 | Synthetic pumped | pumped | 0 | 0 | 0 | 0 | 0 | 0
4615 | Synthetic battery | battery | 0 | 0 | 0 | 0 | 0 | 0
4616 | Synthetic pumped | pumped | 0 | 0 | 0 | 0 | 0 | 0
4616 | Synthetic battery | battery | 0 | 0 | 0 | 0 | 0 | 0
4617 | Synthetic pumped | pumped | 0 | 0 | 0 | 0 | 0 | 0
4617 | Synthetic battery | battery | 0 | 0 | 0 | 0 | 0 | 0
4618 | Synthetic pumped | pumped | 7.3876 | 0 | 0 | 6.6489 | 0.13852 | 0
4618 | Synthetic battery | battery | 0 | 0 | 0 | 0 | 0 | 0
4619 | Synthetic pumped | pumped | 9.3195 | 0 | 6.6489 | 15.0364 | 0.31326 | 0
4619 | Synthetic battery | battery | 0 | 0 | 0 | 0 | 0 | 0
4620 | Synthetic pumped | pumped | 12 | 0 | 15.0364 | 25.8364 | 0.53826 | 0
4620 | Synthetic battery | battery | 1.6836 | 0 | 0 | 1.5522 | 0.077609 | 0
4621 | Synthetic pumped | pumped | 11.7629 | 0 | 25.8364 | 36.423 | 0.75881 | -1.7764e-15
4621 | Synthetic battery | battery | 0 | 0 | 1.5522 | 1.5522 | 0.077609 | 0
4622 | Synthetic pumped | pumped | 11.593 | 0 | 36.423 | 46.8567 | 0.97618 | 1.7764e-15
4622 | Synthetic battery | battery | 0 | 0 | 1.5522 | 1.5522 | 0.077609 | 0
4623 | Synthetic pumped | pumped | 1.2703 | 0 | 46.8567 | 48 | 1 | 0
4623 | Synthetic battery | battery | 5.6142 | 0 | 1.5522 | 6.7282 | 0.33641 | -8.8818e-16
4624 | Synthetic pumped | pumped | 0 | 0 | 48 | 48 | 1 | 0
4624 | Synthetic battery | battery | 0 | 0 | 6.7282 | 6.7282 | 0.33641 | 0
4625 | Synthetic pumped | pumped | 0 | 5.8606 | 48 | 41.4882 | 0.86434 | -8.8818e-16
4625 | Synthetic battery | battery | 0 | 0 | 6.7282 | 6.7282 | 0.33641 | 0
4626 | Synthetic pumped | pumped | 0 | 12 | 41.4882 | 28.1549 | 0.58656 | 0
4626 | Synthetic battery | battery | 0 | 6.2031 | 6.7282 | 0 | 0 | 0
4627 | Synthetic pumped | pumped | 0 | 12 | 28.1549 | 14.8216 | 0.30878 | 0
4627 | Synthetic battery | battery | 0 | 0 | 0 | 0 | 0 | 0
4628 | Synthetic pumped | pumped | 0 | 12 | 14.8216 | 1.4882 | 0.031005 | 0
4628 | Synthetic battery | battery | 0 | 0 | 0 | 0 | 0 | 0
4629 | Synthetic pumped | pumped | 0 | 1.3394 | 1.4882 | -2.2204e-16 | -4.6259e-18 | 0
4629 | Synthetic battery | battery | 0 | 0 | 0 | 0 | 0 | 0
4630 | Synthetic pumped | pumped | 0 | -1.9984e-16 | -2.2204e-16 | 0 | 0 | 0
4630 | Synthetic battery | battery | 0 | 0 | 0 | 0 | 0 | 0
4631 | Synthetic pumped | pumped | 0 | 0 | 0 | 0 | 0 | 0
4631 | Synthetic battery | battery | 0 | 0 | 0 | 0 | 0 | 0
4632 | Synthetic pumped | pumped | 0 | 0 | 0 | 0 | 0 | 0
4632 | Synthetic battery | battery | 0 | 0 | 0 | 0 | 0 | 0
4633 | Synthetic pumped | pumped | 0 | 0 | 0 | 0 | 0 | 0
4633 | Synthetic battery | battery | 0 | 0 | 0 | 0 | 0 | 0
4634 | Synthetic pumped | pumped | 0 | 0 | 0 | 0 | 0 | 0
4634 | Synthetic battery | battery | 0 | 0 | 0 | 0 | 0 | 0
4635 | Synthetic pumped | pumped | 0 | 0 | 0 | 0 | 0 | 0
4635 | Synthetic battery | battery | 0 | 0 | 0 | 0 | 0 | 0
4636 | Synthetic pumped | pumped | 0 | 0 | 0 | 0 | 0 | 0
4636 | Synthetic battery | battery | 0 | 0 | 0 | 0 | 0 | 0
4637 | Synthetic pumped | pumped | 0 | 0 | 0 | 0 | 0 | 0
4637 | Synthetic battery | battery | 0 | 0 | 0 | 0 | 0 | 0
4638 | Synthetic pumped | pumped | 0 | 0 | 0 | 0 | 0 | 0
4638 | Synthetic battery | battery | 0 | 0 | 0 | 0 | 0 | 0
4639 | Synthetic pumped | pumped | 0 | 0 | 0 | 0 | 0 | 0
4639 | Synthetic battery | battery | 0 | 0 | 0 | 0 | 0 | 0
4640 | Synthetic pumped | pumped | 0 | 0 | 0 | 0 | 0 | 0
4640 | Synthetic battery | battery | 0 | 0 | 0 | 0 | 0 | 0
4641 | Synthetic pumped | pumped | 2.0919 | 0 | 0 | 1.8827 | 0.039222 | 0
4641 | Synthetic battery | battery | 0 | 0 | 0 | 0 | 0 | 0
4642 | Synthetic pumped | pumped | 6.3487 | 0 | 1.8827 | 7.5965 | 0.15826 | 0
4642 | Synthetic battery | battery | 0 | 0 | 0 | 0 | 0 | 0
4643 | Synthetic pumped | pumped | 12 | 0 | 7.5965 | 18.3965 | 0.38326 | 0
4643 | Synthetic battery | battery | 2.947 | 0 | 0 | 2.717 | 0.13585 | 0
4644 | Synthetic pumped | pumped | 12 | 0 | 18.3965 | 29.1965 | 0.60826 | 0
4644 | Synthetic battery | battery | 6.5788 | 0 | 2.717 | 8.7824 | 0.43912 | 0
4645 | Synthetic pumped | pumped | 10.5782 | 0 | 29.1965 | 38.7169 | 0.8066 | 3.5527e-15
4645 | Synthetic battery | battery | 0 | 0 | 8.7824 | 8.7824 | 0.43912 | 0
4646 | Synthetic pumped | pumped | 10.3146 | 0 | 38.7169 | 48 | 1 | 0
4646 | Synthetic battery | battery | 5.8297 | 0 | 8.7824 | 14.1571 | 0.70786 | 0
4647 | Synthetic pumped | pumped | 0 | 0 | 48 | 48 | 1 | 0
4647 | Synthetic battery | battery | 2.3383 | 0 | 14.1571 | 16.3129 | 0.81564 | 0
4648 | Synthetic pumped | pumped | 0 | 0 | 48 | 48 | 1 | 0
4648 | Synthetic battery | battery | 0 | 0 | 16.3129 | 16.3129 | 0.81564 | 0
4649 | Synthetic pumped | pumped | 0 | 3.087 | 48 | 44.57 | 0.92854 | -2.6645e-15
4649 | Synthetic battery | battery | 0 | 0 | 16.3129 | 16.3129 | 0.81564 | 0
4650 | Synthetic pumped | pumped | 0 | 12 | 44.57 | 31.2367 | 0.65076 | 0
4650 | Synthetic battery | battery | 0 | 7.0456 | 16.3129 | 8.6709 | 0.43354 | 8.8818e-16
4651 | Synthetic pumped | pumped | 0 | 12 | 31.2367 | 17.9034 | 0.37299 | 0
4651 | Synthetic battery | battery | 0 | 7.9941 | 8.6709 | 0 | 0 | 0
4652 | Synthetic pumped | pumped | 0 | 12 | 17.9034 | 4.57 | 0.095209 | 0
4652 | Synthetic battery | battery | 0 | 0 | 0 | 0 | 0 | 0
4653 | Synthetic pumped | pumped | 0 | 4.113 | 4.57 | 0 | 0 | 0
4653 | Synthetic battery | battery | 0 | 0 | 0 | 0 | 0 | 0
4654 | Synthetic pumped | pumped | 0 | 0 | 0 | 0 | 0 | 0
4654 | Synthetic battery | battery | 0 | 0 | 0 | 0 | 0 | 0
4655 | Synthetic pumped | pumped | 0 | 0 | 0 | 0 | 0 | 0
4655 | Synthetic battery | battery | 0 | 0 | 0 | 0 | 0 | 0
4656 | Synthetic pumped | pumped | 0 | 0 | 0 | 0 | 0 | 0
4656 | Synthetic battery | battery | 0 | 0 | 0 | 0 | 0 | 0
4657 | Synthetic pumped | pumped | 0 | 0 | 0 | 0 | 0 | 0
4657 | Synthetic battery | battery | 0 | 0 | 0 | 0 | 0 | 0
4658 | Synthetic pumped | pumped | 0 | 0 | 0 | 0 | 0 | 0
4658 | Synthetic battery | battery | 0 | 0 | 0 | 0 | 0 | 0
4659 | Synthetic pumped | pumped | 0 | 0 | 0 | 0 | 0 | 0
4659 | Synthetic battery | battery | 0 | 0 | 0 | 0 | 0 | 0
4660 | Synthetic pumped | pumped | 0 | 0 | 0 | 0 | 0 | 0
4660 | Synthetic battery | battery | 0 | 0 | 0 | 0 | 0 | 0
4661 | Synthetic pumped | pumped | 0 | 0 | 0 | 0 | 0 | 0
4661 | Synthetic battery | battery | 0 | 0 | 0 | 0 | 0 | 0
4662 | Synthetic pumped | pumped | 0 | 0 | 0 | 0 | 0 | 0
4662 | Synthetic battery | battery | 0 | 0 | 0 | 0 | 0 | 0
4663 | Synthetic pumped | pumped | 0 | 0 | 0 | 0 | 0 | 0
4663 | Synthetic battery | battery | 0 | 0 | 0 | 0 | 0 | 0
4664 | Synthetic pumped | pumped | 0 | 0 | 0 | 0 | 0 | 0
4664 | Synthetic battery | battery | 0 | 0 | 0 | 0 | 0 | 0
4665 | Synthetic pumped | pumped | 3.985 | 0 | 0 | 3.5865 | 0.074719 | 0
4665 | Synthetic battery | battery | 0 | 0 | 0 | 0 | 0 | 0
4666 | Synthetic pumped | pumped | 9.1505 | 0 | 3.5865 | 11.822 | 0.24629 | 0
4666 | Synthetic battery | battery | 0 | 0 | 0 | 0 | 0 | 0
4667 | Synthetic pumped | pumped | 12 | 0 | 11.822 | 22.622 | 0.47129 | -1.7764e-15
4667 | Synthetic battery | battery | 4.4942 | 0 | 0 | 4.1434 | 0.20717 | 0
4668 | Synthetic pumped | pumped | 12 | 0 | 22.622 | 33.422 | 0.69629 | 3.5527e-15
4668 | Synthetic battery | battery | 7.2496 | 0 | 4.1434 | 10.8273 | 0.54136 | 8.8818e-16
4669 | Synthetic pumped | pumped | 11.8071 | 0 | 33.422 | 44.0484 | 0.91768 | -3.5527e-15
4669 | Synthetic battery | battery | 0 | 0 | 10.8273 | 10.8273 | 0.54136 | 0
4670 | Synthetic pumped | pumped | 4.3906 | 0 | 44.0484 | 48 | 1 | 0
4670 | Synthetic battery | battery | 9.6312 | 0 | 10.8273 | 19.7068 | 0.98534 | 0
4671 | Synthetic pumped | pumped | 0 | 0 | 48 | 48 | 1 | 0
4671 | Synthetic battery | battery | 0.31803 | 0 | 19.7068 | 20 | 1 | 0
4672 | Synthetic pumped | pumped | 0 | 0 | 48 | 48 | 1 | 0
4672 | Synthetic battery | battery | 0 | 0 | 20 | 20 | 1 | 0
4673 | Synthetic pumped | pumped | 0 | 6.8675 | 48 | 40.3695 | 0.84103 | 1.7764e-15
4673 | Synthetic battery | battery | 0 | 0 | 20 | 20 | 1 | 0
4674 | Synthetic pumped | pumped | 0 | 12 | 40.3695 | 27.0361 | 0.56325 | 0
4674 | Synthetic battery | battery | 0 | 6.1824 | 20 | 13.2943 | 0.66471 | -8.8818e-16
4675 | Synthetic pumped | pumped | 0 | 12 | 27.0361 | 13.7028 | 0.28548 | 0
4675 | Synthetic battery | battery | 0 | 10 | 13.2943 | 2.4478 | 0.12239 | 0
4676 | Synthetic pumped | pumped | 0 | 12 | 13.7028 | 0.36947 | 0.0076973 | 0
4676 | Synthetic battery | battery | 0 | 2.2567 | 2.4478 | 0 | 0 | 0
4677 | Synthetic pumped | pumped | 0 | 0.33252 | 0.36947 | 0 | 0 | 0
4677 | Synthetic battery | battery | 0 | 0 | 0 | 0 | 0 | 0
4678 | Synthetic pumped | pumped | 0 | 0 | 0 | 0 | 0 | 0
4678 | Synthetic battery | battery | 0 | 0 | 0 | 0 | 0 | 0
4679 | Synthetic pumped | pumped | 0 | 0 | 0 | 0 | 0 | 0
4679 | Synthetic battery | battery | 0 | 0 | 0 | 0 | 0 | 0
4680 | Synthetic pumped | pumped | 0 | 0 | 0 | 0 | 0 | 0
4680 | Synthetic battery | battery | 0 | 0 | 0 | 0 | 0 | 0
4681 | Synthetic pumped | pumped | 0 | 0 | 0 | 0 | 0 | 0
4681 | Synthetic battery | battery | 0 | 0 | 0 | 0 | 0 | 0
4682 | Synthetic pumped | pumped | 0 | 0 | 0 | 0 | 0 | 0
4682 | Synthetic battery | battery | 0 | 0 | 0 | 0 | 0 | 0
4683 | Synthetic pumped | pumped | 0 | 0 | 0 | 0 | 0 | 0
4683 | Synthetic battery | battery | 0 | 0 | 0 | 0 | 0 | 0
4684 | Synthetic pumped | pumped | 0 | 0 | 0 | 0 | 0 | 0
4684 | Synthetic battery | battery | 0 | 0 | 0 | 0 | 0 | 0
4685 | Synthetic pumped | pumped | 0 | 0 | 0 | 0 | 0 | 0
4685 | Synthetic battery | battery | 0 | 0 | 0 | 0 | 0 | 0
4686 | Synthetic pumped | pumped | 0 | 0 | 0 | 0 | 0 | 0
4686 | Synthetic battery | battery | 0 | 0 | 0 | 0 | 0 | 0
4687 | Synthetic pumped | pumped | 0 | 0 | 0 | 0 | 0 | 0
4687 | Synthetic battery | battery | 0 | 0 | 0 | 0 | 0 | 0
4688 | Synthetic pumped | pumped | 0 | 0 | 0 | 0 | 0 | 0
4688 | Synthetic battery | battery | 0 | 0 | 0 | 0 | 0 | 0
4689 | Synthetic pumped | pumped | 0.1063 | 0 | 0 | 0.095674 | 0.0019932 | 0
4689 | Synthetic battery | battery | 0 | 0 | 0 | 0 | 0 | 0
4690 | Synthetic pumped | pumped | 7.1618 | 0 | 0.095674 | 6.5413 | 0.13628 | 0
4690 | Synthetic battery | battery | 0 | 0 | 0 | 0 | 0 | 0
4691 | Synthetic pumped | pumped | 12 | 0 | 6.5413 | 17.3413 | 0.36128 | 0
4691 | Synthetic battery | battery | 0.51806 | 0 | 0 | 0.47763 | 0.023881 | 0
4692 | Synthetic pumped | pumped | 12 | 0 | 17.3413 | 28.1413 | 0.58628 | 0
4692 | Synthetic battery | battery | 2.7611 | 0 | 0.47763 | 3.0233 | 0.15116 | 0
4693 | Synthetic pumped | pumped | 12 | 0 | 28.1413 | 38.9413 | 0.81128 | 0
4693 | Synthetic battery | battery | 7.1103 | 0 | 3.0233 | 9.5787 | 0.47893 | 8.8818e-16
4694 | Synthetic pumped | pumped | 10.0652 | 0 | 38.9413 | 48 | 1 | 0
4694 | Synthetic battery | battery | 0.5794 | 0 | 9.5787 | 10.1129 | 0.50564 | -4.4409e-16
4695 | Synthetic pumped | pumped | 0 | 0 | 48 | 48 | 1 | 0
4695 | Synthetic battery | battery | 4.0662 | 0 | 10.1129 | 13.8617 | 0.69308 | 8.8818e-16
4696 | Synthetic pumped | pumped | 0 | 0 | 48 | 48 | 1 | 0
4696 | Synthetic battery | battery | 0 | 0 | 13.8617 | 13.8617 | 0.69308 | 0
4697 | Synthetic pumped | pumped | 0 | 5.2752 | 48 | 42.1386 | 0.87789 | -3.5527e-15
4697 | Synthetic battery | battery | 0 | 0 | 13.8617 | 13.8617 | 0.69308 | 0
4698 | Synthetic pumped | pumped | 0 | 12 | 42.1386 | 28.8053 | 0.60011 | 0
4698 | Synthetic battery | battery | 0 | 5.8625 | 13.8617 | 7.503 | 0.37515 | 0
4699 | Synthetic pumped | pumped | 0 | 12 | 28.8053 | 15.472 | 0.32233 | 0
4699 | Synthetic battery | battery | 0 | 6.9174 | 7.503 | 0 | 0 | 0
4700 | Synthetic pumped | pumped | 0 | 12 | 15.472 | 2.1386 | 0.044555 | 0
4700 | Synthetic battery | battery | 0 | 0 | 0 | 0 | 0 | 0
4701 | Synthetic pumped | pumped | 0 | 1.9248 | 2.1386 | 0 | 0 | 0
4701 | Synthetic battery | battery | 0 | 0 | 0 | 0 | 0 | 0
4702 | Synthetic pumped | pumped | 0 | 0 | 0 | 0 | 0 | 0
4702 | Synthetic battery | battery | 0 | 0 | 0 | 0 | 0 | 0
4703 | Synthetic pumped | pumped | 0 | 0 | 0 | 0 | 0 | 0
4703 | Synthetic battery | battery | 0 | 0 | 0 | 0 | 0 | 0
4704 | Synthetic pumped | pumped | 0 | 0 | 0 | 0 | 0 | 0
4704 | Synthetic battery | battery | 0 | 0 | 0 | 0 | 0 | 0
4705 | Synthetic pumped | pumped | 0 | 0 | 0 | 0 | 0 | 0
4705 | Synthetic battery | battery | 0 | 0 | 0 | 0 | 0 | 0
4706 | Synthetic pumped | pumped | 0 | 0 | 0 | 0 | 0 | 0
4706 | Synthetic battery | battery | 0 | 0 | 0 | 0 | 0 | 0
4707 | Synthetic pumped | pumped | 0 | 0 | 0 | 0 | 0 | 0
4707 | Synthetic battery | battery | 0 | 0 | 0 | 0 | 0 | 0
4708 | Synthetic pumped | pumped | 0 | 0 | 0 | 0 | 0 | 0
4708 | Synthetic battery | battery | 0 | 0 | 0 | 0 | 0 | 0
4709 | Synthetic pumped | pumped | 0 | 0 | 0 | 0 | 0 | 0
4709 | Synthetic battery | battery | 0 | 0 | 0 | 0 | 0 | 0
4710 | Synthetic pumped | pumped | 0 | 0 | 0 | 0 | 0 | 0
4710 | Synthetic battery | battery | 0 | 0 | 0 | 0 | 0 | 0
4711 | Synthetic pumped | pumped | 0 | 0 | 0 | 0 | 0 | 0
4711 | Synthetic battery | battery | 0 | 0 | 0 | 0 | 0 | 0
4712 | Synthetic pumped | pumped | 0 | 0 | 0 | 0 | 0 | 0
4712 | Synthetic battery | battery | 0 | 0 | 0 | 0 | 0 | 0
4713 | Synthetic pumped | pumped | 0 | 0 | 0 | 0 | 0 | 0
4713 | Synthetic battery | battery | 0 | 0 | 0 | 0 | 0 | 0
4714 | Synthetic pumped | pumped | 1.0098 | 0 | 0 | 0.90878 | 0.018933 | 0
4714 | Synthetic battery | battery | 0 | 0 | 0 | 0 | 0 | 0
4715 | Synthetic pumped | pumped | 10.5176 | 0 | 0.90878 | 10.3746 | 0.21614 | 0
4715 | Synthetic battery | battery | 0 | 0 | 0 | 0 | 0 | 0
4716 | Synthetic pumped | pumped | 12 | 0 | 10.3746 | 21.1746 | 0.44114 | -1.7764e-15
4716 | Synthetic battery | battery | 5.7048 | 0 | 0 | 5.2596 | 0.26298 | 0
4717 | Synthetic pumped | pumped | 9.4812 | 0 | 21.1746 | 29.7077 | 0.61891 | 1.7764e-15
4717 | Synthetic battery | battery | 0 | 0 | 5.2596 | 5.2596 | 0.26298 | 0
4718 | Synthetic pumped | pumped | 8.2809 | 0 | 29.7077 | 37.1605 | 0.77418 | 8.8818e-16
4718 | Synthetic battery | battery | 0 | 0 | 5.2596 | 5.2596 | 0.26298 | 0
4719 | Synthetic pumped | pumped | 1.9144 | 0 | 37.1605 | 38.8835 | 0.81007 | 2.8866e-15
4719 | Synthetic battery | battery | 0 | 0 | 5.2596 | 5.2596 | 0.26298 | 0
4720 | Synthetic pumped | pumped | 0 | 0 | 38.8835 | 38.8835 | 0.81007 | 0
4720 | Synthetic battery | battery | 0 | 0 | 5.2596 | 5.2596 | 0.26298 | 0
4721 | Synthetic pumped | pumped | 0 | 0 | 38.8835 | 38.8835 | 0.81007 | 0
4721 | Synthetic battery | battery | 0 | 0 | 5.2596 | 5.2596 | 0.26298 | 0
4722 | Synthetic pumped | pumped | 0 | 12 | 38.8835 | 25.5502 | 0.53229 | 0
4722 | Synthetic battery | battery | 0 | 3.523 | 5.2596 | 1.4384 | 0.07192 | 0
4723 | Synthetic pumped | pumped | 0 | 12 | 25.5502 | 12.2168 | 0.25452 | 0
4723 | Synthetic battery | battery | 0 | 1.3261 | 1.4384 | 0 | 0 | 0
4724 | Synthetic pumped | pumped | 0 | 10.9951 | 12.2168 | 0 | 0 | 0
4724 | Synthetic battery | battery | 0 | 0 | 0 | 0 | 0 | 0
4725 | Synthetic pumped | pumped | 0 | 0 | 0 | 0 | 0 | 0
4725 | Synthetic battery | battery | 0 | 0 | 0 | 0 | 0 | 0
4726 | Synthetic pumped | pumped | 0 | 0 | 0 | 0 | 0 | 0
4726 | Synthetic battery | battery | 0 | 0 | 0 | 0 | 0 | 0
4727 | Synthetic pumped | pumped | 0 | 0 | 0 | 0 | 0 | 0
4727 | Synthetic battery | battery | 0 | 0 | 0 | 0 | 0 | 0
4728 | Synthetic pumped | pumped | 0 | 0 | 0 | 0 | 0 | 0
4728 | Synthetic battery | battery | 0 | 0 | 0 | 0 | 0 | 0
4729 | Synthetic pumped | pumped | 0 | 0 | 0 | 0 | 0 | 0
4729 | Synthetic battery | battery | 0 | 0 | 0 | 0 | 0 | 0
4730 | Synthetic pumped | pumped | 0 | 0 | 0 | 0 | 0 | 0
4730 | Synthetic battery | battery | 0 | 0 | 0 | 0 | 0 | 0
4731 | Synthetic pumped | pumped | 0 | 0 | 0 | 0 | 0 | 0
4731 | Synthetic battery | battery | 0 | 0 | 0 | 0 | 0 | 0
4732 | Synthetic pumped | pumped | 0 | 0 | 0 | 0 | 0 | 0
4732 | Synthetic battery | battery | 0 | 0 | 0 | 0 | 0 | 0
4733 | Synthetic pumped | pumped | 0 | 0 | 0 | 0 | 0 | 0
4733 | Synthetic battery | battery | 0 | 0 | 0 | 0 | 0 | 0
4734 | Synthetic pumped | pumped | 0 | 0 | 0 | 0 | 0 | 0
4734 | Synthetic battery | battery | 0 | 0 | 0 | 0 | 0 | 0
4735 | Synthetic pumped | pumped | 0 | 0 | 0 | 0 | 0 | 0
4735 | Synthetic battery | battery | 0 | 0 | 0 | 0 | 0 | 0
4736 | Synthetic pumped | pumped | 0 | 0 | 0 | 0 | 0 | 0
4736 | Synthetic battery | battery | 0 | 0 | 0 | 0 | 0 | 0
4737 | Synthetic pumped | pumped | 0 | 0 | 0 | 0 | 0 | 0
4737 | Synthetic battery | battery | 0 | 0 | 0 | 0 | 0 | 0
4738 | Synthetic pumped | pumped | 0 | 0 | 0 | 0 | 0 | 0
4738 | Synthetic battery | battery | 0 | 0 | 0 | 0 | 0 | 0
4739 | Synthetic pumped | pumped | 0 | 0 | 0 | 0 | 0 | 0
4739 | Synthetic battery | battery | 0 | 0 | 0 | 0 | 0 | 0
4740 | Synthetic pumped | pumped | 5.0484 | 0 | 0 | 4.5436 | 0.094658 | 0
4740 | Synthetic battery | battery | 0 | 0 | 0 | 0 | 0 | 0
4741 | Synthetic pumped | pumped | 5.9601 | 0 | 4.5436 | 9.9076 | 0.20641 | 8.8818e-16
4741 | Synthetic battery | battery | 0 | 0 | 0 | 0 | 0 | 0
4742 | Synthetic pumped | pumped | 0 | 0 | 9.9076 | 9.9076 | 0.20641 | 0
4742 | Synthetic battery | battery | 0 | 0 | 0 | 0 | 0 | 0
4743 | Synthetic pumped | pumped | 0 | 0 | 9.9076 | 9.9076 | 0.20641 | 0
4743 | Synthetic battery | battery | 0 | 0 | 0 | 0 | 0 | 0
4744 | Synthetic pumped | pumped | 0 | 0 | 9.9076 | 9.9076 | 0.20641 | 0
4744 | Synthetic battery | battery | 0 | 0 | 0 | 0 | 0 | 0
4745 | Synthetic pumped | pumped | 0 | 8.9169 | 9.9076 | 0 | 0 | 0
4745 | Synthetic battery | battery | 0 | 0 | 0 | 0 | 0 | 0
4746 | Synthetic pumped | pumped | 0 | 0 | 0 | 0 | 0 | 0
4746 | Synthetic battery | battery | 0 | 0 | 0 | 0 | 0 | 0
4747 | Synthetic pumped | pumped | 0 | 0 | 0 | 0 | 0 | 0
4747 | Synthetic battery | battery | 0 | 0 | 0 | 0 | 0 | 0
4748 | Synthetic pumped | pumped | 0 | 0 | 0 | 0 | 0 | 0
4748 | Synthetic battery | battery | 0 | 0 | 0 | 0 | 0 | 0
4749 | Synthetic pumped | pumped | 0 | 0 | 0 | 0 | 0 | 0
4749 | Synthetic battery | battery | 0 | 0 | 0 | 0 | 0 | 0
4750 | Synthetic pumped | pumped | 0 | 0 | 0 | 0 | 0 | 0
4750 | Synthetic battery | battery | 0 | 0 | 0 | 0 | 0 | 0
4751 | Synthetic pumped | pumped | 0 | 0 | 0 | 0 | 0 | 0
4751 | Synthetic battery | battery | 0 | 0 | 0 | 0 | 0 | 0
4752 | Synthetic pumped | pumped | 0 | 0 | 0 | 0 | 0 | 0
4752 | Synthetic battery | battery | 0 | 0 | 0 | 0 | 0 | 0
4753 | Synthetic pumped | pumped | 0 | 0 | 0 | 0 | 0 | 0
4753 | Synthetic battery | battery | 0 | 0 | 0 | 0 | 0 | 0
4754 | Synthetic pumped | pumped | 0 | 0 | 0 | 0 | 0 | 0
4754 | Synthetic battery | battery | 0 | 0 | 0 | 0 | 0 | 0
4755 | Synthetic pumped | pumped | 0 | 0 | 0 | 0 | 0 | 0
4755 | Synthetic battery | battery | 0 | 0 | 0 | 0 | 0 | 0
4756 | Synthetic pumped | pumped | 0 | 0 | 0 | 0 | 0 | 0
4756 | Synthetic battery | battery | 0 | 0 | 0 | 0 | 0 | 0
4757 | Synthetic pumped | pumped | 0 | 0 | 0 | 0 | 0 | 0
4757 | Synthetic battery | battery | 0 | 0 | 0 | 0 | 0 | 0
4758 | Synthetic pumped | pumped | 0 | 0 | 0 | 0 | 0 | 0
4758 | Synthetic battery | battery | 0 | 0 | 0 | 0 | 0 | 0
4759 | Synthetic pumped | pumped | 0 | 0 | 0 | 0 | 0 | 0
4759 | Synthetic battery | battery | 0 | 0 | 0 | 0 | 0 | 0
4760 | Synthetic pumped | pumped | 0 | 0 | 0 | 0 | 0 | 0
4760 | Synthetic battery | battery | 0 | 0 | 0 | 0 | 0 | 0
4761 | Synthetic pumped | pumped | 1.0443 | 0 | 0 | 0.93989 | 0.019581 | 0
4761 | Synthetic battery | battery | 0 | 0 | 0 | 0 | 0 | 0
4762 | Synthetic pumped | pumped | 6.72 | 0 | 0.93989 | 6.9879 | 0.14558 | 0
4762 | Synthetic battery | battery | 0 | 0 | 0 | 0 | 0 | 0
4763 | Synthetic pumped | pumped | 12 | 0 | 6.9879 | 17.7879 | 0.37058 | -1.7764e-15
4763 | Synthetic battery | battery | 3.2306 | 0 | 0 | 2.9785 | 0.14892 | 0
4764 | Synthetic pumped | pumped | 12 | 0 | 17.7879 | 28.5879 | 0.59558 | 0
4764 | Synthetic battery | battery | 3.0779 | 0 | 2.9785 | 5.8162 | 0.29081 | -4.4409e-16
4765 | Synthetic pumped | pumped | 12 | 0 | 28.5879 | 39.3879 | 0.82058 | 0
4765 | Synthetic battery | battery | 5.698 | 0 | 5.8162 | 11.0695 | 0.55347 | 0
4766 | Synthetic pumped | pumped | 9.569 | 0 | 39.3879 | 48 | 1 | 0
4766 | Synthetic battery | battery | 3.0206 | 0 | 11.0695 | 13.8543 | 0.69272 | -8.8818e-16
4767 | Synthetic pumped | pumped | 0 | 0 | 48 | 48 | 1 | 0
4767 | Synthetic battery | battery | 6.6659 | 0 | 13.8543 | 20 | 1 | 0
4768 | Synthetic pumped | pumped | 0 | 0 | 48 | 48 | 1 | 0
4768 | Synthetic battery | battery | 0 | 0 | 20 | 20 | 1 | 0
4769 | Synthetic pumped | pumped | 0 | 1.6525 | 48 | 46.1639 | 0.96175 | -2.4425e-15
4769 | Synthetic battery | battery | 0 | 0 | 20 | 20 | 1 | 0
4770 | Synthetic pumped | pumped | 0 | 11.2765 | 46.1639 | 33.6345 | 0.70072 | 0
4770 | Synthetic battery | battery | 0 | 0 | 20 | 20 | 1 | 0
4771 | Synthetic pumped | pumped | 0 | 12 | 33.6345 | 20.3011 | 0.42294 | 0
4771 | Synthetic battery | battery | 0 | 7.8709 | 20 | 11.4628 | 0.57314 | 0
4772 | Synthetic pumped | pumped | 0 | 12 | 20.3011 | 6.9678 | 0.14516 | 0
4772 | Synthetic battery | battery | 0 | 10 | 11.4628 | 0.61633 | 0.030816 | 0
4773 | Synthetic pumped | pumped | 0 | 6.271 | 6.9678 | 0 | 0 | 0
4773 | Synthetic battery | battery | 0 | 0.56822 | 0.61633 | 0 | 0 | 0
4774 | Synthetic pumped | pumped | 0 | 0 | 0 | 0 | 0 | 0
4774 | Synthetic battery | battery | 0 | 0 | 0 | 0 | 0 | 0
4775 | Synthetic pumped | pumped | 0 | 0 | 0 | 0 | 0 | 0
4775 | Synthetic battery | battery | 0 | 0 | 0 | 0 | 0 | 0
4776 | Synthetic pumped | pumped | 0 | 0 | 0 | 0 | 0 | 0
4776 | Synthetic battery | battery | 0 | 0 | 0 | 0 | 0 | 0
4777 | Synthetic pumped | pumped | 0 | 0 | 0 | 0 | 0 | 0
4777 | Synthetic battery | battery | 0 | 0 | 0 | 0 | 0 | 0
4778 | Synthetic pumped | pumped | 0 | 0 | 0 | 0 | 0 | 0
4778 | Synthetic battery | battery | 0 | 0 | 0 | 0 | 0 | 0
4779 | Synthetic pumped | pumped | 0 | 0 | 0 | 0 | 0 | 0
4779 | Synthetic battery | battery | 0 | 0 | 0 | 0 | 0 | 0
4780 | Synthetic pumped | pumped | 0 | 0 | 0 | 0 | 0 | 0
4780 | Synthetic battery | battery | 0 | 0 | 0 | 0 | 0 | 0
4781 | Synthetic pumped | pumped | 0 | 0 | 0 | 0 | 0 | 0
4781 | Synthetic battery | battery | 0 | 0 | 0 | 0 | 0 | 0
4782 | Synthetic pumped | pumped | 0 | 0 | 0 | 0 | 0 | 0
4782 | Synthetic battery | battery | 0 | 0 | 0 | 0 | 0 | 0
4783 | Synthetic pumped | pumped | 0 | 0 | 0 | 0 | 0 | 0
4783 | Synthetic battery | battery | 0 | 0 | 0 | 0 | 0 | 0
4784 | Synthetic pumped | pumped | 0 | 0 | 0 | 0 | 0 | 0
4784 | Synthetic battery | battery | 0 | 0 | 0 | 0 | 0 | 0
4785 | Synthetic pumped | pumped | 0 | 0 | 0 | 0 | 0 | 0
4785 | Synthetic battery | battery | 0 | 0 | 0 | 0 | 0 | 0
4786 | Synthetic pumped | pumped | 3.6997 | 0 | 0 | 3.3298 | 0.06937 | 0
4786 | Synthetic battery | battery | 0 | 0 | 0 | 0 | 0 | 0
4787 | Synthetic pumped | pumped | 11.7803 | 0 | 3.3298 | 13.932 | 0.29025 | 0
4787 | Synthetic battery | battery | 0 | 0 | 0 | 0 | 0 | 0
4788 | Synthetic pumped | pumped | 12 | 0 | 13.932 | 24.732 | 0.51525 | 1.7764e-15
4788 | Synthetic battery | battery | 1.2946 | 0 | 0 | 1.1935 | 0.059677 | 0
4789 | Synthetic pumped | pumped | 5.744 | 0 | 24.732 | 29.9017 | 0.62295 | -8.8818e-16
4789 | Synthetic battery | battery | 0 | 0 | 1.1935 | 1.1935 | 0.059677 | 0
4790 | Synthetic pumped | pumped | 2.5078 | 0 | 29.9017 | 32.1587 | 0.66997 | -3.5527e-15
4790 | Synthetic battery | battery | 0 | 0 | 1.1935 | 1.1935 | 0.059677 | 0
4791 | Synthetic pumped | pumped | 0 | 0 | 32.1587 | 32.1587 | 0.66997 | 0
4791 | Synthetic battery | battery | 0 | 0 | 1.1935 | 1.1935 | 0.059677 | 0
4792 | Synthetic pumped | pumped | 0 | 0 | 32.1587 | 32.1587 | 0.66997 | 0
4792 | Synthetic battery | battery | 0 | 0 | 1.1935 | 1.1935 | 0.059677 | 0
4793 | Synthetic pumped | pumped | 0 | 7.2832 | 32.1587 | 24.0662 | 0.50138 | 0
4793 | Synthetic battery | battery | 0 | 0 | 1.1935 | 1.1935 | 0.059677 | 0
4794 | Synthetic pumped | pumped | 0 | 12 | 24.0662 | 10.7329 | 0.2236 | 0
4794 | Synthetic battery | battery | 0 | 1.1004 | 1.1935 | 0 | 0 | 0
4795 | Synthetic pumped | pumped | 0 | 9.6596 | 10.7329 | 0 | 0 | 0
4795 | Synthetic battery | battery | 0 | 0 | 0 | 0 | 0 | 0
4796 | Synthetic pumped | pumped | 0 | 0 | 0 | 0 | 0 | 0
4796 | Synthetic battery | battery | 0 | 0 | 0 | 0 | 0 | 0
4797 | Synthetic pumped | pumped | 0 | 0 | 0 | 0 | 0 | 0
4797 | Synthetic battery | battery | 0 | 0 | 0 | 0 | 0 | 0
4798 | Synthetic pumped | pumped | 0 | 0 | 0 | 0 | 0 | 0
4798 | Synthetic battery | battery | 0 | 0 | 0 | 0 | 0 | 0
4799 | Synthetic pumped | pumped | 0 | 0 | 0 | 0 | 0 | 0
4799 | Synthetic battery | battery | 0 | 0 | 0 | 0 | 0 | 0
4800 | Synthetic pumped | pumped | 0 | 0 | 0 | 0 | 0 | 0
4800 | Synthetic battery | battery | 0 | 0 | 0 | 0 | 0 | 0
4801 | Synthetic pumped | pumped | 0 | 0 | 0 | 0 | 0 | 0
4801 | Synthetic battery | battery | 0 | 0 | 0 | 0 | 0 | 0
4802 | Synthetic pumped | pumped | 0 | 0 | 0 | 0 | 0 | 0
4802 | Synthetic battery | battery | 0 | 0 | 0 | 0 | 0 | 0
4803 | Synthetic pumped | pumped | 0 | 0 | 0 | 0 | 0 | 0
4803 | Synthetic battery | battery | 0 | 0 | 0 | 0 | 0 | 0
4804 | Synthetic pumped | pumped | 0 | 0 | 0 | 0 | 0 | 0
4804 | Synthetic battery | battery | 0 | 0 | 0 | 0 | 0 | 0
4805 | Synthetic pumped | pumped | 0 | 0 | 0 | 0 | 0 | 0
4805 | Synthetic battery | battery | 0 | 0 | 0 | 0 | 0 | 0
4806 | Synthetic pumped | pumped | 0 | 0 | 0 | 0 | 0 | 0
4806 | Synthetic battery | battery | 0 | 0 | 0 | 0 | 0 | 0
4807 | Synthetic pumped | pumped | 0 | 0 | 0 | 0 | 0 | 0
4807 | Synthetic battery | battery | 0 | 0 | 0 | 0 | 0 | 0
4808 | Synthetic pumped | pumped | 0 | 0 | 0 | 0 | 0 | 0
4808 | Synthetic battery | battery | 0 | 0 | 0 | 0 | 0 | 0
4809 | Synthetic pumped | pumped | 0 | 0 | 0 | 0 | 0 | 0
4809 | Synthetic battery | battery | 0 | 0 | 0 | 0 | 0 | 0
4810 | Synthetic pumped | pumped | 8.7892 | 0 | 0 | 7.9103 | 0.1648 | 0
4810 | Synthetic battery | battery | 0 | 0 | 0 | 0 | 0 | 0
4811 | Synthetic pumped | pumped | 12 | 0 | 7.9103 | 18.7103 | 0.3898 | 0
4811 | Synthetic battery | battery | 0.15406 | 0 | 0 | 0.14204 | 0.0071019 | 0
4812 | Synthetic pumped | pumped | 12 | 0 | 18.7103 | 29.5103 | 0.6148 | 0
4812 | Synthetic battery | battery | 6.5771 | 0 | 0.14204 | 6.2059 | 0.31029 | 0
4813 | Synthetic pumped | pumped | 12 | 0 | 29.5103 | 40.3103 | 0.8398 | -3.5527e-15
4813 | Synthetic battery | battery | 0.18486 | 0 | 6.2059 | 6.3763 | 0.31881 | 3.8858e-16
4814 | Synthetic pumped | pumped | 8.5441 | 0 | 40.3103 | 48 | 1 | 8.8818e-16
4814 | Synthetic battery | battery | 0.035569 | 0 | 6.3763 | 6.4091 | 0.32045 | -3.1225e-16
4815 | Synthetic pumped | pumped | 0 | 0 | 48 | 48 | 1 | 0
4815 | Synthetic battery | battery | 9.6007 | 0 | 6.4091 | 15.2605 | 0.76302 | 1.7764e-15
4816 | Synthetic pumped | pumped | 0 | 0 | 48 | 48 | 1 | 0
4816 | Synthetic battery | battery | 0 | 0 | 15.2605 | 15.2605 | 0.76302 | 0
4817 | Synthetic pumped | pumped | 0 | 7.2456 | 48 | 39.9493 | 0.83228 | 3.5527e-15
4817 | Synthetic battery | battery | 0 | 0 | 15.2605 | 15.2605 | 0.76302 | 0
4818 | Synthetic pumped | pumped | 0 | 12 | 39.9493 | 26.616 | 0.5545 | 0
4818 | Synthetic battery | battery | 0 | 10 | 15.2605 | 4.4139 | 0.2207 | 0
4819 | Synthetic pumped | pumped | 0 | 12 | 26.616 | 13.2826 | 0.27672 | 0
4819 | Synthetic battery | battery | 0 | 4.0694 | 4.4139 | 0 | 0 | 0
4820 | Synthetic pumped | pumped | 0 | 11.9544 | 13.2826 | 0 | 0 | 0
4820 | Synthetic battery | battery | 0 | 0 | 0 | 0 | 0 | 0
4821 | Synthetic pumped | pumped | 0 | 0 | 0 | 0 | 0 | 0
4821 | Synthetic battery | battery | 0 | 0 | 0 | 0 | 0 | 0
4822 | Synthetic pumped | pumped | 0 | 0 | 0 | 0 | 0 | 0
4822 | Synthetic battery | battery | 0 | 0 | 0 | 0 | 0 | 0
4823 | Synthetic pumped | pumped | 0 | 0 | 0 | 0 | 0 | 0
4823 | Synthetic battery | battery | 0 | 0 | 0 | 0 | 0 | 0
4824 | Synthetic pumped | pumped | 0 | 0 | 0 | 0 | 0 | 0
4824 | Synthetic battery | battery | 0 | 0 | 0 | 0 | 0 | 0
4825 | Synthetic pumped | pumped | 0 | 0 | 0 | 0 | 0 | 0
4825 | Synthetic battery | battery | 0 | 0 | 0 | 0 | 0 | 0
4826 | Synthetic pumped | pumped | 0 | 0 | 0 | 0 | 0 | 0
4826 | Synthetic battery | battery | 0 | 0 | 0 | 0 | 0 | 0
4827 | Synthetic pumped | pumped | 0 | 0 | 0 | 0 | 0 | 0
4827 | Synthetic battery | battery | 0 | 0 | 0 | 0 | 0 | 0
4828 | Synthetic pumped | pumped | 0 | 0 | 0 | 0 | 0 | 0
4828 | Synthetic battery | battery | 0 | 0 | 0 | 0 | 0 | 0
4829 | Synthetic pumped | pumped | 0 | 0 | 0 | 0 | 0 | 0
4829 | Synthetic battery | battery | 0 | 0 | 0 | 0 | 0 | 0
4830 | Synthetic pumped | pumped | 0 | 0 | 0 | 0 | 0 | 0
4830 | Synthetic battery | battery | 0 | 0 | 0 | 0 | 0 | 0
4831 | Synthetic pumped | pumped | 0 | 0 | 0 | 0 | 0 | 0
4831 | Synthetic battery | battery | 0 | 0 | 0 | 0 | 0 | 0
4832 | Synthetic pumped | pumped | 0 | 0 | 0 | 0 | 0 | 0
4832 | Synthetic battery | battery | 0 | 0 | 0 | 0 | 0 | 0
4833 | Synthetic pumped | pumped | 1.2506 | 0 | 0 | 1.1256 | 0.02345 | 0
4833 | Synthetic battery | battery | 0 | 0 | 0 | 0 | 0 | 0
4834 | Synthetic pumped | pumped | 8.9715 | 0 | 1.1256 | 9.1999 | 0.19166 | 0
4834 | Synthetic battery | battery | 0 | 0 | 0 | 0 | 0 | 0
4835 | Synthetic pumped | pumped | 12 | 0 | 9.1999 | 19.9999 | 0.41666 | 0
4835 | Synthetic battery | battery | 1.4945 | 0 | 0 | 1.3779 | 0.068895 | 0
4836 | Synthetic pumped | pumped | 12 | 0 | 19.9999 | 30.7999 | 0.64166 | 0
4836 | Synthetic battery | battery | 4.4169 | 0 | 1.3779 | 5.4501 | 0.2725 | 0
4837 | Synthetic pumped | pumped | 12 | 0 | 30.7999 | 41.5999 | 0.86666 | 0
4837 | Synthetic battery | battery | 7.5476 | 0 | 5.4501 | 12.4087 | 0.62043 | 0
4838 | Synthetic pumped | pumped | 6.7617 | 0 | 41.5999 | 47.6854 | 0.99345 | -2.6645e-15
4838 | Synthetic battery | battery | 0 | 0 | 12.4087 | 12.4087 | 0.62043 | 0
4839 | Synthetic pumped | pumped | 0 | 0 | 47.6854 | 47.6854 | 0.99345 | 0
4839 | Synthetic battery | battery | 0 | 0 | 12.4087 | 12.4087 | 0.62043 | 0
4840 | Synthetic pumped | pumped | 0 | 0 | 47.6854 | 47.6854 | 0.99345 | 0
4840 | Synthetic battery | battery | 0 | 0 | 12.4087 | 12.4087 | 0.62043 | 0
4841 | Synthetic pumped | pumped | 0 | 8.9725 | 47.6854 | 37.7159 | 0.78575 | -1.7764e-15
4841 | Synthetic battery | battery | 0 | 0 | 12.4087 | 12.4087 | 0.62043 | 0
4842 | Synthetic pumped | pumped | 0 | 12 | 37.7159 | 24.3826 | 0.50797 | 0
4842 | Synthetic battery | battery | 0 | 10 | 12.4087 | 1.5621 | 0.078107 | 0
4843 | Synthetic pumped | pumped | 0 | 12 | 24.3826 | 11.0492 | 0.23019 | 0
4843 | Synthetic battery | battery | 0 | 1.4402 | 1.5621 | 0 | 0 | 0
4844 | Synthetic pumped | pumped | 0 | 9.9443 | 11.0492 | -1.7764e-15 | -3.7007e-17 | 0
4844 | Synthetic battery | battery | 0 | 0 | 0 | 0 | 0 | 0
4845 | Synthetic pumped | pumped | 0 | -1.5987e-15 | -1.7764e-15 | 0 | 0 | 0
4845 | Synthetic battery | battery | 0 | 0 | 0 | 0 | 0 | 0
4846 | Synthetic pumped | pumped | 0 | 0 | 0 | 0 | 0 | 0
4846 | Synthetic battery | battery | 0 | 0 | 0 | 0 | 0 | 0
4847 | Synthetic pumped | pumped | 0 | 0 | 0 | 0 | 0 | 0
4847 | Synthetic battery | battery | 0 | 0 | 0 | 0 | 0 | 0
4848 | Synthetic pumped | pumped | 0 | 0 | 0 | 0 | 0 | 0
4848 | Synthetic battery | battery | 0 | 0 | 0 | 0 | 0 | 0
4849 | Synthetic pumped | pumped | 0 | 0 | 0 | 0 | 0 | 0
4849 | Synthetic battery | battery | 0 | 0 | 0 | 0 | 0 | 0
4850 | Synthetic pumped | pumped | 0 | 0 | 0 | 0 | 0 | 0
4850 | Synthetic battery | battery | 0 | 0 | 0 | 0 | 0 | 0
4851 | Synthetic pumped | pumped | 0 | 0 | 0 | 0 | 0 | 0
4851 | Synthetic battery | battery | 0 | 0 | 0 | 0 | 0 | 0
4852 | Synthetic pumped | pumped | 0 | 0 | 0 | 0 | 0 | 0
4852 | Synthetic battery | battery | 0 | 0 | 0 | 0 | 0 | 0
4853 | Synthetic pumped | pumped | 0 | 0 | 0 | 0 | 0 | 0
4853 | Synthetic battery | battery | 0 | 0 | 0 | 0 | 0 | 0
4854 | Synthetic pumped | pumped | 0 | 0 | 0 | 0 | 0 | 0
4854 | Synthetic battery | battery | 0 | 0 | 0 | 0 | 0 | 0
4855 | Synthetic pumped | pumped | 0 | 0 | 0 | 0 | 0 | 0
4855 | Synthetic battery | battery | 0 | 0 | 0 | 0 | 0 | 0
4856 | Synthetic pumped | pumped | 0 | 0 | 0 | 0 | 0 | 0
4856 | Synthetic battery | battery | 0 | 0 | 0 | 0 | 0 | 0
4857 | Synthetic pumped | pumped | 8.0119 | 0 | 0 | 7.2108 | 0.15022 | 0
4857 | Synthetic battery | battery | 0 | 0 | 0 | 0 | 0 | 0
4858 | Synthetic pumped | pumped | 12 | 0 | 7.2108 | 18.0108 | 0.37522 | 1.7764e-15
4858 | Synthetic battery | battery | 3.0079 | 0 | 0 | 2.7731 | 0.13866 | 0
4859 | Synthetic pumped | pumped | 12 | 0 | 18.0108 | 28.8108 | 0.60022 | 0
4859 | Synthetic battery | battery | 9.4108 | 0 | 2.7731 | 11.4495 | 0.57247 | 0
4860 | Synthetic pumped | pumped | 12 | 0 | 28.8108 | 39.6108 | 0.82522 | 0
4860 | Synthetic battery | battery | 9.2744 | 0 | 11.4495 | 20 | 1 | 0
4861 | Synthetic pumped | pumped | 9.3214 | 0 | 39.6108 | 48 | 1 | 0
4861 | Synthetic battery | battery | 0 | 0 | 20 | 20 | 1 | 0
4862 | Synthetic pumped | pumped | 0 | 0 | 48 | 48 | 1 | 0
4862 | Synthetic battery | battery | 0 | 0 | 20 | 20 | 1 | 0
4863 | Synthetic pumped | pumped | 0 | 0 | 48 | 48 | 1 | 0
4863 | Synthetic battery | battery | 0 | 0 | 20 | 20 | 1 | 0
4864 | Synthetic pumped | pumped | 0 | 0 | 48 | 48 | 1 | 0
4864 | Synthetic battery | battery | 0 | 0 | 20 | 20 | 1 | 0
4865 | Synthetic pumped | pumped | 0 | 2.9857 | 48 | 44.6826 | 0.93089 | 0
4865 | Synthetic battery | battery | 0 | 0 | 20 | 20 | 1 | 0
4866 | Synthetic pumped | pumped | 0 | 12 | 44.6826 | 31.3492 | 0.65311 | 0
4866 | Synthetic battery | battery | 0 | 7.3505 | 20 | 12.0273 | 0.60136 | 0
4867 | Synthetic pumped | pumped | 0 | 12 | 31.3492 | 18.0159 | 0.37533 | 0
4867 | Synthetic battery | battery | 0 | 10 | 12.0273 | 1.1808 | 0.059038 | 0
4868 | Synthetic pumped | pumped | 0 | 12 | 18.0159 | 4.6826 | 0.097553 | 0
4868 | Synthetic battery | battery | 0 | 1.0886 | 1.1808 | 0 | 0 | 0
4869 | Synthetic pumped | pumped | 0 | 4.2143 | 4.6826 | -8.8818e-16 | -1.8504e-17 | 0
4869 | Synthetic battery | battery | 0 | 0 | 0 | 0 | 0 | 0
4870 | Synthetic pumped | pumped | 0 | -7.9936e-16 | -8.8818e-16 | 0 | 0 | 0
4870 | Synthetic battery | battery | 0 | 0 | 0 | 0 | 0 | 0
4871 | Synthetic pumped | pumped | 0 | 0 | 0 | 0 | 0 | 0
4871 | Synthetic battery | battery | 0 | 0 | 0 | 0 | 0 | 0
4872 | Synthetic pumped | pumped | 0 | 0 | 0 | 0 | 0 | 0
4872 | Synthetic battery | battery | 0 | 0 | 0 | 0 | 0 | 0
4873 | Synthetic pumped | pumped | 0 | 0 | 0 | 0 | 0 | 0
4873 | Synthetic battery | battery | 0 | 0 | 0 | 0 | 0 | 0
4874 | Synthetic pumped | pumped | 0 | 0 | 0 | 0 | 0 | 0
4874 | Synthetic battery | battery | 0 | 0 | 0 | 0 | 0 | 0
4875 | Synthetic pumped | pumped | 0 | 0 | 0 | 0 | 0 | 0
4875 | Synthetic battery | battery | 0 | 0 | 0 | 0 | 0 | 0
4876 | Synthetic pumped | pumped | 0 | 0 | 0 | 0 | 0 | 0
4876 | Synthetic battery | battery | 0 | 0 | 0 | 0 | 0 | 0
4877 | Synthetic pumped | pumped | 0 | 0 | 0 | 0 | 0 | 0
4877 | Synthetic battery | battery | 0 | 0 | 0 | 0 | 0 | 0
4878 | Synthetic pumped | pumped | 0 | 0 | 0 | 0 | 0 | 0
4878 | Synthetic battery | battery | 0 | 0 | 0 | 0 | 0 | 0
4879 | Synthetic pumped | pumped | 0 | 0 | 0 | 0 | 0 | 0
4879 | Synthetic battery | battery | 0 | 0 | 0 | 0 | 0 | 0
4880 | Synthetic pumped | pumped | 0 | 0 | 0 | 0 | 0 | 0
4880 | Synthetic battery | battery | 0 | 0 | 0 | 0 | 0 | 0
4881 | Synthetic pumped | pumped | 2.6067 | 0 | 0 | 2.346 | 0.048875 | 0
4881 | Synthetic battery | battery | 0 | 0 | 0 | 0 | 0 | 0
4882 | Synthetic pumped | pumped | 10.9007 | 0 | 2.346 | 12.1567 | 0.25326 | 0
4882 | Synthetic battery | battery | 0 | 0 | 0 | 0 | 0 | 0
4883 | Synthetic pumped | pumped | 10.4133 | 0 | 12.1567 | 21.5286 | 0.44851 | -1.7764e-15
4883 | Synthetic battery | battery | 0 | 0 | 0 | 0 | 0 | 0
4884 | Synthetic pumped | pumped | 12 | 0 | 21.5286 | 32.3286 | 0.67351 | -3.5527e-15
4884 | Synthetic battery | battery | 2.2888 | 0 | 0 | 2.1102 | 0.10551 | 0
4885 | Synthetic pumped | pumped | 11.9942 | 0 | 32.3286 | 43.1234 | 0.8984 | -1.7764e-15
4885 | Synthetic battery | battery | 0 | 0 | 2.1102 | 2.1102 | 0.10551 | 0
4886 | Synthetic pumped | pumped | 5.4185 | 0 | 43.1234 | 48 | 1 | 0
4886 | Synthetic battery | battery | 10 | 0 | 2.1102 | 11.3297 | 0.56649 | 0
4887 | Synthetic pumped | pumped | 0 | 0 | 48 | 48 | 1 | 0
4887 | Synthetic battery | battery | 4.2639 | 0 | 11.3297 | 15.2608 | 0.76304 | 4.4409e-16
4888 | Synthetic pumped | pumped | 0 | 0 | 48 | 48 | 1 | 0
4888 | Synthetic battery | battery | 0 | 0 | 15.2608 | 15.2608 | 0.76304 | 0
4889 | Synthetic pumped | pumped | 0 | 10.4318 | 48 | 36.4091 | 0.75852 | -1.7764e-15
4889 | Synthetic battery | battery | 0 | 0 | 15.2608 | 15.2608 | 0.76304 | 0
4890 | Synthetic pumped | pumped | 0 | 12 | 36.4091 | 23.0758 | 0.48074 | 0
4890 | Synthetic battery | battery | 0 | 10 | 15.2608 | 4.4143 | 0.22071 | 0
4891 | Synthetic pumped | pumped | 0 | 12 | 23.0758 | 9.7424 | 0.20297 | 0
4891 | Synthetic battery | battery | 0 | 4.0698 | 4.4143 | 0 | 0 | 0
4892 | Synthetic pumped | pumped | 0 | 8.7682 | 9.7424 | 0 | 0 | 0
4892 | Synthetic battery | battery | 0 | 0 | 0 | 0 | 0 | 0
4893 | Synthetic pumped | pumped | 0 | 0 | 0 | 0 | 0 | 0
4893 | Synthetic battery | battery | 0 | 0 | 0 | 0 | 0 | 0
4894 | Synthetic pumped | pumped | 0 | 0 | 0 | 0 | 0 | 0
4894 | Synthetic battery | battery | 0 | 0 | 0 | 0 | 0 | 0
4895 | Synthetic pumped | pumped | 0 | 0 | 0 | 0 | 0 | 0
4895 | Synthetic battery | battery | 0 | 0 | 0 | 0 | 0 | 0
4896 | Synthetic pumped | pumped | 0 | 0 | 0 | 0 | 0 | 0
4896 | Synthetic battery | battery | 0 | 0 | 0 | 0 | 0 | 0
4897 | Synthetic pumped | pumped | 0 | 0 | 0 | 0 | 0 | 0
4897 | Synthetic battery | battery | 0 | 0 | 0 | 0 | 0 | 0
4898 | Synthetic pumped | pumped | 0 | 0 | 0 | 0 | 0 | 0
4898 | Synthetic battery | battery | 0 | 0 | 0 | 0 | 0 | 0
4899 | Synthetic pumped | pumped | 0 | 0 | 0 | 0 | 0 | 0
4899 | Synthetic battery | battery | 0 | 0 | 0 | 0 | 0 | 0
4900 | Synthetic pumped | pumped | 0 | 0 | 0 | 0 | 0 | 0
4900 | Synthetic battery | battery | 0 | 0 | 0 | 0 | 0 | 0
4901 | Synthetic pumped | pumped | 0 | 0 | 0 | 0 | 0 | 0
4901 | Synthetic battery | battery | 0 | 0 | 0 | 0 | 0 | 0
4902 | Synthetic pumped | pumped | 0 | 0 | 0 | 0 | 0 | 0
4902 | Synthetic battery | battery | 0 | 0 | 0 | 0 | 0 | 0
4903 | Synthetic pumped | pumped | 0 | 0 | 0 | 0 | 0 | 0
4903 | Synthetic battery | battery | 0 | 0 | 0 | 0 | 0 | 0
4904 | Synthetic pumped | pumped | 0 | 0 | 0 | 0 | 0 | 0
4904 | Synthetic battery | battery | 0 | 0 | 0 | 0 | 0 | 0
4905 | Synthetic pumped | pumped | 12 | 0 | 0 | 10.8 | 0.225 | 0
4905 | Synthetic battery | battery | 0.47591 | 0 | 0 | 0.43877 | 0.021938 | 0
4906 | Synthetic pumped | pumped | 12 | 0 | 10.8 | 21.6 | 0.45 | 0
4906 | Synthetic battery | battery | 6.0004 | 0 | 0.43877 | 5.9708 | 0.29854 | 0
4907 | Synthetic pumped | pumped | 12 | 0 | 21.6 | 32.4 | 0.675 | 3.5527e-15
4907 | Synthetic battery | battery | 10 | 0 | 5.9708 | 15.1904 | 0.75952 | 0
4908 | Synthetic pumped | pumped | 12 | 0 | 32.4 | 43.2 | 0.9 | -3.5527e-15
4908 | Synthetic battery | battery | 5.2168 | 0 | 15.1904 | 20 | 1 | 0
4909 | Synthetic pumped | pumped | 5.3333 | 0 | 43.2 | 48 | 1 | 0
4909 | Synthetic battery | battery | 0 | 0 | 20 | 20 | 1 | 0
4910 | Synthetic pumped | pumped | 0 | 0 | 48 | 48 | 1 | 0
4910 | Synthetic battery | battery | 0 | 0 | 20 | 20 | 1 | 0
4911 | Synthetic pumped | pumped | 0 | 0 | 48 | 48 | 1 | 0
4911 | Synthetic battery | battery | 0 | 0 | 20 | 20 | 1 | 0
4912 | Synthetic pumped | pumped | 0 | 0 | 48 | 48 | 1 | 0
4912 | Synthetic battery | battery | 0 | 0 | 20 | 20 | 1 | 0
4913 | Synthetic pumped | pumped | 0 | 0 | 48 | 48 | 1 | 0
4913 | Synthetic battery | battery | 0 | 0 | 20 | 20 | 1 | 0
4914 | Synthetic pumped | pumped | 0 | 12 | 48 | 34.6667 | 0.72222 | 3.5527e-15
4914 | Synthetic battery | battery | 0 | 2.063 | 20 | 17.7624 | 0.88812 | -1.7764e-15
4915 | Synthetic pumped | pumped | 0 | 12 | 34.6667 | 21.3333 | 0.44444 | 0
4915 | Synthetic battery | battery | 0 | 7.6021 | 17.7624 | 9.5168 | 0.47584 | 0
4916 | Synthetic pumped | pumped | 0 | 12 | 21.3333 | 8 | 0.16667 | 0
4916 | Synthetic battery | battery | 0 | 8.774 | 9.5168 | 0 | 0 | 0
4917 | Synthetic pumped | pumped | 0 | 7.2 | 8 | 0 | 0 | 0
4917 | Synthetic battery | battery | 0 | 0 | 0 | 0 | 0 | 0
4918 | Synthetic pumped | pumped | 0 | 0 | 0 | 0 | 0 | 0
4918 | Synthetic battery | battery | 0 | 0 | 0 | 0 | 0 | 0
4919 | Synthetic pumped | pumped | 0 | 0 | 0 | 0 | 0 | 0
4919 | Synthetic battery | battery | 0 | 0 | 0 | 0 | 0 | 0
4920 | Synthetic pumped | pumped | 0 | 0 | 0 | 0 | 0 | 0
4920 | Synthetic battery | battery | 0 | 0 | 0 | 0 | 0 | 0
4921 | Synthetic pumped | pumped | 0 | 0 | 0 | 0 | 0 | 0
4921 | Synthetic battery | battery | 0 | 0 | 0 | 0 | 0 | 0
4922 | Synthetic pumped | pumped | 0 | 0 | 0 | 0 | 0 | 0
4922 | Synthetic battery | battery | 0 | 0 | 0 | 0 | 0 | 0
4923 | Synthetic pumped | pumped | 0 | 0 | 0 | 0 | 0 | 0
4923 | Synthetic battery | battery | 0 | 0 | 0 | 0 | 0 | 0
4924 | Synthetic pumped | pumped | 0 | 0 | 0 | 0 | 0 | 0
4924 | Synthetic battery | battery | 0 | 0 | 0 | 0 | 0 | 0
4925 | Synthetic pumped | pumped | 0 | 0 | 0 | 0 | 0 | 0
4925 | Synthetic battery | battery | 0 | 0 | 0 | 0 | 0 | 0
4926 | Synthetic pumped | pumped | 0 | 0 | 0 | 0 | 0 | 0
4926 | Synthetic battery | battery | 0 | 0 | 0 | 0 | 0 | 0
4927 | Synthetic pumped | pumped | 0 | 0 | 0 | 0 | 0 | 0
4927 | Synthetic battery | battery | 0 | 0 | 0 | 0 | 0 | 0
4928 | Synthetic pumped | pumped | 0 | 0 | 0 | 0 | 0 | 0
4928 | Synthetic battery | battery | 0 | 0 | 0 | 0 | 0 | 0
4929 | Synthetic pumped | pumped | 0 | 0 | 0 | 0 | 0 | 0
4929 | Synthetic battery | battery | 0 | 0 | 0 | 0 | 0 | 0
4930 | Synthetic pumped | pumped | 4.3837 | 0 | 0 | 3.9453 | 0.082195 | 0
4930 | Synthetic battery | battery | 0 | 0 | 0 | 0 | 0 | 0
4931 | Synthetic pumped | pumped | 6.3751 | 0 | 3.9453 | 9.6829 | 0.20173 | -8.8818e-16
4931 | Synthetic battery | battery | 0 | 0 | 0 | 0 | 0 | 0
4932 | Synthetic pumped | pumped | 5.3567 | 0 | 9.6829 | 14.5039 | 0.30217 | -8.8818e-16
4932 | Synthetic battery | battery | 0 | 0 | 0 | 0 | 0 | 0
4933 | Synthetic pumped | pumped | 10.194 | 0 | 14.5039 | 23.6785 | 0.4933 | 1.7764e-15
4933 | Synthetic battery | battery | 0 | 0 | 0 | 0 | 0 | 0
4934 | Synthetic pumped | pumped | 4.433 | 0 | 23.6785 | 27.6682 | 0.57642 | 4.4409e-16
4934 | Synthetic battery | battery | 0 | 0 | 0 | 0 | 0 | 0
4935 | Synthetic pumped | pumped | 0 | 0 | 27.6682 | 27.6682 | 0.57642 | 0
4935 | Synthetic battery | battery | 0 | 0 | 0 | 0 | 0 | 0
4936 | Synthetic pumped | pumped | 0 | 0 | 27.6682 | 27.6682 | 0.57642 | 0
4936 | Synthetic battery | battery | 0 | 0 | 0 | 0 | 0 | 0
4937 | Synthetic pumped | pumped | 0 | 12 | 27.6682 | 14.3349 | 0.29864 | 0
4937 | Synthetic battery | battery | 0 | 0 | 0 | 0 | 0 | 0
4938 | Synthetic pumped | pumped | 0 | 12 | 14.3349 | 1.0016 | 0.020866 | 0
4938 | Synthetic battery | battery | 0 | 0 | 0 | 0 | 0 | 0
4939 | Synthetic pumped | pumped | 0 | 0.90141 | 1.0016 | 0 | 0 | 0
4939 | Synthetic battery | battery | 0 | 0 | 0 | 0 | 0 | 0
4940 | Synthetic pumped | pumped | 0 | 0 | 0 | 0 | 0 | 0
4940 | Synthetic battery | battery | 0 | 0 | 0 | 0 | 0 | 0
4941 | Synthetic pumped | pumped | 0 | 0 | 0 | 0 | 0 | 0
4941 | Synthetic battery | battery | 0 | 0 | 0 | 0 | 0 | 0
4942 | Synthetic pumped | pumped | 0 | 0 | 0 | 0 | 0 | 0
4942 | Synthetic battery | battery | 0 | 0 | 0 | 0 | 0 | 0
4943 | Synthetic pumped | pumped | 0 | 0 | 0 | 0 | 0 | 0
4943 | Synthetic battery | battery | 0 | 0 | 0 | 0 | 0 | 0
4944 | Synthetic pumped | pumped | 0 | 0 | 0 | 0 | 0 | 0
4944 | Synthetic battery | battery | 0 | 0 | 0 | 0 | 0 | 0
4945 | Synthetic pumped | pumped | 0 | 0 | 0 | 0 | 0 | 0
4945 | Synthetic battery | battery | 0 | 0 | 0 | 0 | 0 | 0
4946 | Synthetic pumped | pumped | 0 | 0 | 0 | 0 | 0 | 0
4946 | Synthetic battery | battery | 0 | 0 | 0 | 0 | 0 | 0
4947 | Synthetic pumped | pumped | 0 | 0 | 0 | 0 | 0 | 0
4947 | Synthetic battery | battery | 0 | 0 | 0 | 0 | 0 | 0
4948 | Synthetic pumped | pumped | 0 | 0 | 0 | 0 | 0 | 0
4948 | Synthetic battery | battery | 0 | 0 | 0 | 0 | 0 | 0
4949 | Synthetic pumped | pumped | 0 | 0 | 0 | 0 | 0 | 0
4949 | Synthetic battery | battery | 0 | 0 | 0 | 0 | 0 | 0
4950 | Synthetic pumped | pumped | 0 | 0 | 0 | 0 | 0 | 0
4950 | Synthetic battery | battery | 0 | 0 | 0 | 0 | 0 | 0
4951 | Synthetic pumped | pumped | 0 | 0 | 0 | 0 | 0 | 0
4951 | Synthetic battery | battery | 0 | 0 | 0 | 0 | 0 | 0
4952 | Synthetic pumped | pumped | 0 | 0 | 0 | 0 | 0 | 0
4952 | Synthetic battery | battery | 0 | 0 | 0 | 0 | 0 | 0
4953 | Synthetic pumped | pumped | 9.4964 | 0 | 0 | 8.5467 | 0.17806 | 0
4953 | Synthetic battery | battery | 0 | 0 | 0 | 0 | 0 | 0
4954 | Synthetic pumped | pumped | 12 | 0 | 8.5467 | 19.3467 | 0.40306 | -1.7764e-15
4954 | Synthetic battery | battery | 1.374 | 0 | 0 | 1.2668 | 0.063339 | 0
4955 | Synthetic pumped | pumped | 12 | 0 | 19.3467 | 30.1467 | 0.62806 | 0
4955 | Synthetic battery | battery | 10 | 0 | 1.2668 | 10.4863 | 0.52432 | 0
4956 | Synthetic pumped | pumped | 12 | 0 | 30.1467 | 40.9467 | 0.85306 | 0
4956 | Synthetic battery | battery | 10 | 0 | 10.4863 | 19.7059 | 0.98529 | 1.7764e-15
4957 | Synthetic pumped | pumped | 7.837 | 0 | 40.9467 | 48 | 1 | 0
4957 | Synthetic battery | battery | 0.31902 | 0 | 19.7059 | 20 | 1 | 0
4958 | Synthetic pumped | pumped | 0 | 0 | 48 | 48 | 1 | 0
4958 | Synthetic battery | battery | 0 | 0 | 20 | 20 | 1 | 0
4959 | Synthetic pumped | pumped | 0 | 0 | 48 | 48 | 1 | 0
4959 | Synthetic battery | battery | 0 | 0 | 20 | 20 | 1 | 0
4960 | Synthetic pumped | pumped | 0 | 0 | 48 | 48 | 1 | 0
4960 | Synthetic battery | battery | 0 | 0 | 20 | 20 | 1 | 0
4961 | Synthetic pumped | pumped | 0 | 3.3581 | 48 | 44.2688 | 0.92227 | 2.2204e-15
4961 | Synthetic battery | battery | 0 | 0 | 20 | 20 | 1 | 0
4962 | Synthetic pumped | pumped | 0 | 12 | 44.2688 | 30.9355 | 0.64449 | 0
4962 | Synthetic battery | battery | 0 | 4.9874 | 20 | 14.5904 | 0.72952 | 8.8818e-16
4963 | Synthetic pumped | pumped | 0 | 12 | 30.9355 | 17.6021 | 0.36671 | 0
4963 | Synthetic battery | battery | 0 | 10 | 14.5904 | 3.7439 | 0.18719 | 0
4964 | Synthetic pumped | pumped | 0 | 12 | 17.6021 | 4.2688 | 0.088933 | 0
4964 | Synthetic battery | battery | 0 | 3.4517 | 3.7439 | 0 | 0 | 0
4965 | Synthetic pumped | pumped | 0 | 3.8419 | 4.2688 | 0 | 0 | 0
4965 | Synthetic battery | battery | 0 | 0 | 0 | 0 | 0 | 0
4966 | Synthetic pumped | pumped | 0 | 0 | 0 | 0 | 0 | 0
4966 | Synthetic battery | battery | 0 | 0 | 0 | 0 | 0 | 0
4967 | Synthetic pumped | pumped | 0 | 0 | 0 | 0 | 0 | 0
4967 | Synthetic battery | battery | 0 | 0 | 0 | 0 | 0 | 0
4968 | Synthetic pumped | pumped | 0 | 0 | 0 | 0 | 0 | 0
4968 | Synthetic battery | battery | 0 | 0 | 0 | 0 | 0 | 0
4969 | Synthetic pumped | pumped | 0 | 0 | 0 | 0 | 0 | 0
4969 | Synthetic battery | battery | 0 | 0 | 0 | 0 | 0 | 0
4970 | Synthetic pumped | pumped | 0 | 0 | 0 | 0 | 0 | 0
4970 | Synthetic battery | battery | 0 | 0 | 0 | 0 | 0 | 0
4971 | Synthetic pumped | pumped | 0 | 0 | 0 | 0 | 0 | 0
4971 | Synthetic battery | battery | 0 | 0 | 0 | 0 | 0 | 0
4972 | Synthetic pumped | pumped | 0 | 0 | 0 | 0 | 0 | 0
4972 | Synthetic battery | battery | 0 | 0 | 0 | 0 | 0 | 0
4973 | Synthetic pumped | pumped | 0 | 0 | 0 | 0 | 0 | 0
4973 | Synthetic battery | battery | 0 | 0 | 0 | 0 | 0 | 0
4974 | Synthetic pumped | pumped | 0 | 0 | 0 | 0 | 0 | 0
4974 | Synthetic battery | battery | 0 | 0 | 0 | 0 | 0 | 0
4975 | Synthetic pumped | pumped | 0 | 0 | 0 | 0 | 0 | 0
4975 | Synthetic battery | battery | 0 | 0 | 0 | 0 | 0 | 0
4976 | Synthetic pumped | pumped | 0 | 0 | 0 | 0 | 0 | 0
4976 | Synthetic battery | battery | 0 | 0 | 0 | 0 | 0 | 0
4977 | Synthetic pumped | pumped | 4.5633 | 0 | 0 | 4.107 | 0.085562 | 0
4977 | Synthetic battery | battery | 0 | 0 | 0 | 0 | 0 | 0
4978 | Synthetic pumped | pumped | 5.8003 | 0 | 4.107 | 9.3272 | 0.19432 | 0
4978 | Synthetic battery | battery | 0 | 0 | 0 | 0 | 0 | 0
4979 | Synthetic pumped | pumped | 12 | 0 | 9.3272 | 20.1272 | 0.41932 | 1.7764e-15
4979 | Synthetic battery | battery | 3.1331 | 0 | 0 | 2.8886 | 0.14443 | 0
4980 | Synthetic pumped | pumped | 12 | 0 | 20.1272 | 30.9272 | 0.64432 | 0
4980 | Synthetic battery | battery | 4.6975 | 0 | 2.8886 | 7.2194 | 0.36097 | 0
4981 | Synthetic pumped | pumped | 12 | 0 | 30.9272 | 41.7272 | 0.86932 | 0
4981 | Synthetic battery | battery | 0.11634 | 0 | 7.2194 | 7.3267 | 0.36633 | 1.9429e-16
4982 | Synthetic pumped | pumped | 6.9697 | 0 | 41.7272 | 48 | 1 | 0
4982 | Synthetic battery | battery | 0.36208 | 0 | 7.3267 | 7.6605 | 0.38302 | 1.6653e-16
4983 | Synthetic pumped | pumped | 0 | 0 | 48 | 48 | 1 | 0
4983 | Synthetic battery | battery | 2.1394 | 0 | 7.6605 | 9.633 | 0.48165 | -2.2204e-16
4984 | Synthetic pumped | pumped | 0 | 0 | 48 | 48 | 1 | 0
4984 | Synthetic battery | battery | 0 | 0 | 9.633 | 9.633 | 0.48165 | 0
4985 | Synthetic pumped | pumped | 0 | 6.2241 | 48 | 41.0843 | 0.85592 | 1.7764e-15
4985 | Synthetic battery | battery | 0 | 0 | 9.633 | 9.633 | 0.48165 | 0
4986 | Synthetic pumped | pumped | 0 | 12 | 41.0843 | 27.751 | 0.57815 | 0
4986 | Synthetic battery | battery | 0 | 8.8812 | 9.633 | 0 | 0 | 0
4987 | Synthetic pumped | pumped | 0 | 12 | 27.751 | 14.4176 | 0.30037 | 0
4987 | Synthetic battery | battery | 0 | 0 | 0 | 0 | 0 | 0
4988 | Synthetic pumped | pumped | 0 | 12 | 14.4176 | 1.0843 | 0.02259 | 0
4988 | Synthetic battery | battery | 0 | 0 | 0 | 0 | 0 | 0
4989 | Synthetic pumped | pumped | 0 | 0.97587 | 1.0843 | 0 | 0 | 0
4989 | Synthetic battery | battery | 0 | 0 | 0 | 0 | 0 | 0
4990 | Synthetic pumped | pumped | 0 | 0 | 0 | 0 | 0 | 0
4990 | Synthetic battery | battery | 0 | 0 | 0 | 0 | 0 | 0
4991 | Synthetic pumped | pumped | 0 | 0 | 0 | 0 | 0 | 0
4991 | Synthetic battery | battery | 0 | 0 | 0 | 0 | 0 | 0
4992 | Synthetic pumped | pumped | 0 | 0 | 0 | 0 | 0 | 0
4992 | Synthetic battery | battery | 0 | 0 | 0 | 0 | 0 | 0
4993 | Synthetic pumped | pumped | 0 | 0 | 0 | 0 | 0 | 0
4993 | Synthetic battery | battery | 0 | 0 | 0 | 0 | 0 | 0
4994 | Synthetic pumped | pumped | 0 | 0 | 0 | 0 | 0 | 0
4994 | Synthetic battery | battery | 0 | 0 | 0 | 0 | 0 | 0
4995 | Synthetic pumped | pumped | 0 | 0 | 0 | 0 | 0 | 0
4995 | Synthetic battery | battery | 0 | 0 | 0 | 0 | 0 | 0
4996 | Synthetic pumped | pumped | 0 | 0 | 0 | 0 | 0 | 0
4996 | Synthetic battery | battery | 0 | 0 | 0 | 0 | 0 | 0
4997 | Synthetic pumped | pumped | 0 | 0 | 0 | 0 | 0 | 0
4997 | Synthetic battery | battery | 0 | 0 | 0 | 0 | 0 | 0
4998 | Synthetic pumped | pumped | 0 | 0 | 0 | 0 | 0 | 0
4998 | Synthetic battery | battery | 0 | 0 | 0 | 0 | 0 | 0
4999 | Synthetic pumped | pumped | 0 | 0 | 0 | 0 | 0 | 0
4999 | Synthetic battery | battery | 0 | 0 | 0 | 0 | 0 | 0
5000 | Synthetic pumped | pumped | 0 | 0 | 0 | 0 | 0 | 0
5000 | Synthetic battery | battery | 0 | 0 | 0 | 0 | 0 | 0
5001 | Synthetic pumped | pumped | 3.4648 | 0 | 0 | 3.1183 | 0.064966 | 0
5001 | Synthetic battery | battery | 0 | 0 | 0 | 0 | 0 | 0
5002 | Synthetic pumped | pumped | 8.9681 | 0 | 3.1183 | 11.1897 | 0.23312 | 1.7764e-15
5002 | Synthetic battery | battery | 0 | 0 | 0 | 0 | 0 | 0
5003 | Synthetic pumped | pumped | 11.8705 | 0 | 11.1897 | 21.8731 | 0.45569 | -1.7764e-15
5003 | Synthetic battery | battery | 0 | 0 | 0 | 0 | 0 | 0
5004 | Synthetic pumped | pumped | 12 | 0 | 21.8731 | 32.6731 | 0.68069 | -3.5527e-15
5004 | Synthetic battery | battery | 6.4431 | 0 | 0 | 5.9403 | 0.29701 | 0
5005 | Synthetic pumped | pumped | 12 | 0 | 32.6731 | 43.4731 | 0.90569 | -3.5527e-15
5005 | Synthetic battery | battery | 4.0494 | 0 | 5.9403 | 9.6736 | 0.48368 | 4.4409e-16
5006 | Synthetic pumped | pumped | 5.0299 | 0 | 43.4731 | 48 | 1 | 0
5006 | Synthetic battery | battery | 7.9246 | 0 | 9.6736 | 16.9797 | 0.84899 | 8.8818e-16
5007 | Synthetic pumped | pumped | 0 | 0 | 48 | 48 | 1 | 0
5007 | Synthetic battery | battery | 3.276 | 0 | 16.9797 | 20 | 1 | 0
5008 | Synthetic pumped | pumped | 0 | 0 | 48 | 48 | 1 | 0
5008 | Synthetic battery | battery | 0 | 0 | 20 | 20 | 1 | 0
5009 | Synthetic pumped | pumped | 0 | 7.42 | 48 | 39.7555 | 0.82824 | 0
5009 | Synthetic battery | battery | 0 | 0 | 20 | 20 | 1 | 0
5010 | Synthetic pumped | pumped | 0 | 12 | 39.7555 | 26.4222 | 0.55046 | 0
5010 | Synthetic battery | battery | 0 | 10 | 20 | 9.1535 | 0.45767 | 0
5011 | Synthetic pumped | pumped | 0 | 12 | 26.4222 | 13.0888 | 0.27268 | 0
5011 | Synthetic battery | battery | 0 | 8.4391 | 9.1535 | 0 | 0 | 0
5012 | Synthetic pumped | pumped | 0 | 11.78 | 13.0888 | 0 | 0 | 0
5012 | Synthetic battery | battery | 0 | 0 | 0 | 0 | 0 | 0
5013 | Synthetic pumped | pumped | 0 | 0 | 0 | 0 | 0 | 0
5013 | Synthetic battery | battery | 0 | 0 | 0 | 0 | 0 | 0
5014 | Synthetic pumped | pumped | 0 | 0 | 0 | 0 | 0 | 0
5014 | Synthetic battery | battery | 0 | 0 | 0 | 0 | 0 | 0
5015 | Synthetic pumped | pumped | 0 | 0 | 0 | 0 | 0 | 0
5015 | Synthetic battery | battery | 0 | 0 | 0 | 0 | 0 | 0
5016 | Synthetic pumped | pumped | 0 | 0 | 0 | 0 | 0 | 0
5016 | Synthetic battery | battery | 0 | 0 | 0 | 0 | 0 | 0
5017 | Synthetic pumped | pumped | 0 | 0 | 0 | 0 | 0 | 0
5017 | Synthetic battery | battery | 0 | 0 | 0 | 0 | 0 | 0
5018 | Synthetic pumped | pumped | 0 | 0 | 0 | 0 | 0 | 0
5018 | Synthetic battery | battery | 0 | 0 | 0 | 0 | 0 | 0
5019 | Synthetic pumped | pumped | 0 | 0 | 0 | 0 | 0 | 0
5019 | Synthetic battery | battery | 0 | 0 | 0 | 0 | 0 | 0
5020 | Synthetic pumped | pumped | 0 | 0 | 0 | 0 | 0 | 0
5020 | Synthetic battery | battery | 0 | 0 | 0 | 0 | 0 | 0
5021 | Synthetic pumped | pumped | 0 | 0 | 0 | 0 | 0 | 0
5021 | Synthetic battery | battery | 0 | 0 | 0 | 0 | 0 | 0
5022 | Synthetic pumped | pumped | 0 | 0 | 0 | 0 | 0 | 0
5022 | Synthetic battery | battery | 0 | 0 | 0 | 0 | 0 | 0
5023 | Synthetic pumped | pumped | 0 | 0 | 0 | 0 | 0 | 0
5023 | Synthetic battery | battery | 0 | 0 | 0 | 0 | 0 | 0
5024 | Synthetic pumped | pumped | 0 | 0 | 0 | 0 | 0 | 0
5024 | Synthetic battery | battery | 0 | 0 | 0 | 0 | 0 | 0
5025 | Synthetic pumped | pumped | 7.7 | 0 | 0 | 6.93 | 0.14437 | 0
5025 | Synthetic battery | battery | 0 | 0 | 0 | 0 | 0 | 0
5026 | Synthetic pumped | pumped | 12 | 0 | 6.93 | 17.73 | 0.36937 | 0
5026 | Synthetic battery | battery | 3.0878 | 0 | 0 | 2.8468 | 0.14234 | 0
5027 | Synthetic pumped | pumped | 12 | 0 | 17.73 | 28.53 | 0.59437 | 0
5027 | Synthetic battery | battery | 5.2171 | 0 | 2.8468 | 7.6567 | 0.38284 | 0
5028 | Synthetic pumped | pumped | 12 | 0 | 28.53 | 39.33 | 0.81937 | 3.5527e-15
5028 | Synthetic battery | battery | 7.0769 | 0 | 7.6567 | 14.1813 | 0.70907 | -8.8818e-16
5029 | Synthetic pumped | pumped | 9.6334 | 0 | 39.33 | 48 | 1 | 0
5029 | Synthetic battery | battery | 6.3113 | 0 | 14.1813 | 20 | 1 | 0
5030 | Synthetic pumped | pumped | 0 | 0 | 48 | 48 | 1 | 0
5030 | Synthetic battery | battery | 0 | 0 | 20 | 20 | 1 | 0
5031 | Synthetic pumped | pumped | 0 | 0 | 48 | 48 | 1 | 0
5031 | Synthetic battery | battery | 0 | 0 | 20 | 20 | 1 | 0
5032 | Synthetic pumped | pumped | 0 | 0 | 48 | 48 | 1 | 0
5032 | Synthetic battery | battery | 0 | 0 | 20 | 20 | 1 | 0
5033 | Synthetic pumped | pumped | 0 | 3.4065 | 48 | 44.215 | 0.92115 | -3.1086e-15
5033 | Synthetic battery | battery | 0 | 0 | 20 | 20 | 1 | 0
5034 | Synthetic pumped | pumped | 0 | 12 | 44.215 | 30.8817 | 0.64337 | 0
5034 | Synthetic battery | battery | 0 | 6.3131 | 20 | 13.1525 | 0.65763 | 0
5035 | Synthetic pumped | pumped | 0 | 12 | 30.8817 | 17.5484 | 0.36559 | 0
5035 | Synthetic battery | battery | 0 | 9.3657 | 13.1525 | 2.994 | 0.1497 | 0
5036 | Synthetic pumped | pumped | 0 | 12 | 17.5484 | 4.215 | 0.087813 | 0
5036 | Synthetic battery | battery | 0 | 2.7603 | 2.994 | 0 | 0 | 0
5037 | Synthetic pumped | pumped | 0 | 3.7935 | 4.215 | 0 | 0 | 0
5037 | Synthetic battery | battery | 0 | 0 | 0 | 0 | 0 | 0
5038 | Synthetic pumped | pumped | 0 | 0 | 0 | 0 | 0 | 0
5038 | Synthetic battery | battery | 0 | 0 | 0 | 0 | 0 | 0
5039 | Synthetic pumped | pumped | 0 | 0 | 0 | 0 | 0 | 0
5039 | Synthetic battery | battery | 0 | 0 | 0 | 0 | 0 | 0
5040 | Synthetic pumped | pumped | 0 | 0 | 0 | 0 | 0 | 0
5040 | Synthetic battery | battery | 0 | 0 | 0 | 0 | 0 | 0
5041 | Synthetic pumped | pumped | 0 | 0 | 0 | 0 | 0 | 0
5041 | Synthetic battery | battery | 0 | 0 | 0 | 0 | 0 | 0
5042 | Synthetic pumped | pumped | 0 | 0 | 0 | 0 | 0 | 0
5042 | Synthetic battery | battery | 0 | 0 | 0 | 0 | 0 | 0
5043 | Synthetic pumped | pumped | 0 | 0 | 0 | 0 | 0 | 0
5043 | Synthetic battery | battery | 0 | 0 | 0 | 0 | 0 | 0
5044 | Synthetic pumped | pumped | 0 | 0 | 0 | 0 | 0 | 0
5044 | Synthetic battery | battery | 0 | 0 | 0 | 0 | 0 | 0
5045 | Synthetic pumped | pumped | 0 | 0 | 0 | 0 | 0 | 0
5045 | Synthetic battery | battery | 0 | 0 | 0 | 0 | 0 | 0
5046 | Synthetic pumped | pumped | 0 | 0 | 0 | 0 | 0 | 0
5046 | Synthetic battery | battery | 0 | 0 | 0 | 0 | 0 | 0
5047 | Synthetic pumped | pumped | 0 | 0 | 0 | 0 | 0 | 0
5047 | Synthetic battery | battery | 0 | 0 | 0 | 0 | 0 | 0
5048 | Synthetic pumped | pumped | 0 | 0 | 0 | 0 | 0 | 0
5048 | Synthetic battery | battery | 0 | 0 | 0 | 0 | 0 | 0
5049 | Synthetic pumped | pumped | 0 | 0 | 0 | 0 | 0 | 0
5049 | Synthetic battery | battery | 0 | 0 | 0 | 0 | 0 | 0
5050 | Synthetic pumped | pumped | 0 | 0 | 0 | 0 | 0 | 0
5050 | Synthetic battery | battery | 0 | 0 | 0 | 0 | 0 | 0
5051 | Synthetic pumped | pumped | 8.9899 | 0 | 0 | 8.0909 | 0.16856 | 0
5051 | Synthetic battery | battery | 0 | 0 | 0 | 0 | 0 | 0
5052 | Synthetic pumped | pumped | 3.6921 | 0 | 8.0909 | 11.4138 | 0.23779 | 8.8818e-16
5052 | Synthetic battery | battery | 0 | 0 | 0 | 0 | 0 | 0
5053 | Synthetic pumped | pumped | 9.8479 | 0 | 11.4138 | 20.2769 | 0.42244 | 0
5053 | Synthetic battery | battery | 0 | 0 | 0 | 0 | 0 | 0
5054 | Synthetic pumped | pumped | 9.0169 | 0 | 20.2769 | 28.392 | 0.5915 | 1.7764e-15
5054 | Synthetic battery | battery | 0 | 0 | 0 | 0 | 0 | 0
5055 | Synthetic pumped | pumped | 0 | 0 | 28.392 | 28.392 | 0.5915 | 0
5055 | Synthetic battery | battery | 0 | 0 | 0 | 0 | 0 | 0
5056 | Synthetic pumped | pumped | 0 | 0 | 28.392 | 28.392 | 0.5915 | 0
5056 | Synthetic battery | battery | 0 | 0 | 0 | 0 | 0 | 0
5057 | Synthetic pumped | pumped | 0 | 11.4691 | 28.392 | 15.6486 | 0.32601 | 0
5057 | Synthetic battery | battery | 0 | 0 | 0 | 0 | 0 | 0
5058 | Synthetic pumped | pumped | 0 | 12 | 15.6486 | 2.3153 | 0.048235 | 0
5058 | Synthetic battery | battery | 0 | 0 | 0 | 0 | 0 | 0
5059 | Synthetic pumped | pumped | 0 | 2.0838 | 2.3153 | -4.4409e-16 | -9.2519e-18 | 0
5059 | Synthetic battery | battery | 0 | 0 | 0 | 0 | 0 | 0
5060 | Synthetic pumped | pumped | 0 | -3.9968e-16 | -4.4409e-16 | 0 | 0 | 0
5060 | Synthetic battery | battery | 0 | 0 | 0 | 0 | 0 | 0
5061 | Synthetic pumped | pumped | 0 | 0 | 0 | 0 | 0 | 0
5061 | Synthetic battery | battery | 0 | 0 | 0 | 0 | 0 | 0
5062 | Synthetic pumped | pumped | 0 | 0 | 0 | 0 | 0 | 0
5062 | Synthetic battery | battery | 0 | 0 | 0 | 0 | 0 | 0
5063 | Synthetic pumped | pumped | 0 | 0 | 0 | 0 | 0 | 0
5063 | Synthetic battery | battery | 0 | 0 | 0 | 0 | 0 | 0
5064 | Synthetic pumped | pumped | 0 | 0 | 0 | 0 | 0 | 0
5064 | Synthetic battery | battery | 0 | 0 | 0 | 0 | 0 | 0
5065 | Synthetic pumped | pumped | 0 | 0 | 0 | 0 | 0 | 0
5065 | Synthetic battery | battery | 0 | 0 | 0 | 0 | 0 | 0
5066 | Synthetic pumped | pumped | 0 | 0 | 0 | 0 | 0 | 0
5066 | Synthetic battery | battery | 0 | 0 | 0 | 0 | 0 | 0
5067 | Synthetic pumped | pumped | 0 | 0 | 0 | 0 | 0 | 0
5067 | Synthetic battery | battery | 0 | 0 | 0 | 0 | 0 | 0
5068 | Synthetic pumped | pumped | 0 | 0 | 0 | 0 | 0 | 0
5068 | Synthetic battery | battery | 0 | 0 | 0 | 0 | 0 | 0
5069 | Synthetic pumped | pumped | 0 | 0 | 0 | 0 | 0 | 0
5069 | Synthetic battery | battery | 0 | 0 | 0 | 0 | 0 | 0
5070 | Synthetic pumped | pumped | 0 | 0 | 0 | 0 | 0 | 0
5070 | Synthetic battery | battery | 0 | 0 | 0 | 0 | 0 | 0
5071 | Synthetic pumped | pumped | 0 | 0 | 0 | 0 | 0 | 0
5071 | Synthetic battery | battery | 0 | 0 | 0 | 0 | 0 | 0
5072 | Synthetic pumped | pumped | 0 | 0 | 0 | 0 | 0 | 0
5072 | Synthetic battery | battery | 0 | 0 | 0 | 0 | 0 | 0
5073 | Synthetic pumped | pumped | 8.8396 | 0 | 0 | 7.9556 | 0.16574 | 0
5073 | Synthetic battery | battery | 0 | 0 | 0 | 0 | 0 | 0
5074 | Synthetic pumped | pumped | 12 | 0 | 7.9556 | 18.7556 | 0.39074 | 0
5074 | Synthetic battery | battery | 10 | 0 | 0 | 9.2195 | 0.46098 | 0
5075 | Synthetic pumped | pumped | 12 | 0 | 18.7556 | 29.5556 | 0.61574 | 0
5075 | Synthetic battery | battery | 4.3229 | 0 | 9.2195 | 13.2051 | 0.66025 | 4.4409e-16
5076 | Synthetic pumped | pumped | 12 | 0 | 29.5556 | 40.3556 | 0.84074 | 0
5076 | Synthetic battery | battery | 7.3701 | 0 | 13.2051 | 20 | 1 | 0
5077 | Synthetic pumped | pumped | 8.4938 | 0 | 40.3556 | 48 | 1 | 0
5077 | Synthetic battery | battery | 0 | 0 | 20 | 20 | 1 | 0
5078 | Synthetic pumped | pumped | 0 | 0 | 48 | 48 | 1 | 0
5078 | Synthetic battery | battery | 0 | 0 | 20 | 20 | 1 | 0
5079 | Synthetic pumped | pumped | 0 | 0 | 48 | 48 | 1 | 0
5079 | Synthetic battery | battery | 0 | 0 | 20 | 20 | 1 | 0
5080 | Synthetic pumped | pumped | 0 | 0 | 48 | 48 | 1 | 0
5080 | Synthetic battery | battery | 0 | 0 | 20 | 20 | 1 | 0
5081 | Synthetic pumped | pumped | 0 | 4.3615 | 48 | 43.1539 | 0.89904 | -3.5527e-15
5081 | Synthetic battery | battery | 0 | 0 | 20 | 20 | 1 | 0
5082 | Synthetic pumped | pumped | 0 | 12 | 43.1539 | 29.8206 | 0.62126 | 0
5082 | Synthetic battery | battery | 0 | 7.117 | 20 | 12.2805 | 0.61403 | -8.8818e-16
5083 | Synthetic pumped | pumped | 0 | 12 | 29.8206 | 16.4872 | 0.34348 | 0
5083 | Synthetic battery | battery | 0 | 10 | 12.2805 | 1.434 | 0.071699 | 0
5084 | Synthetic pumped | pumped | 0 | 12 | 16.4872 | 3.1539 | 0.065706 | 0
5084 | Synthetic battery | battery | 0 | 1.3221 | 1.434 | 0 | 0 | 0
5085 | Synthetic pumped | pumped | 0 | 2.8385 | 3.1539 | 0 | 0 | 0
5085 | Synthetic battery | battery | 0 | 0 | 0 | 0 | 0 | 0
5086 | Synthetic pumped | pumped | 0 | 0 | 0 | 0 | 0 | 0
5086 | Synthetic battery | battery | 0 | 0 | 0 | 0 | 0 | 0
5087 | Synthetic pumped | pumped | 0 | 0 | 0 | 0 | 0 | 0
5087 | Synthetic battery | battery | 0 | 0 | 0 | 0 | 0 | 0
5088 | Synthetic pumped | pumped | 0 | 0 | 0 | 0 | 0 | 0
5088 | Synthetic battery | battery | 0 | 0 | 0 | 0 | 0 | 0
5089 | Synthetic pumped | pumped | 0 | 0 | 0 | 0 | 0 | 0
5089 | Synthetic battery | battery | 0 | 0 | 0 | 0 | 0 | 0
5090 | Synthetic pumped | pumped | 0 | 0 | 0 | 0 | 0 | 0
5090 | Synthetic battery | battery | 0 | 0 | 0 | 0 | 0 | 0
5091 | Synthetic pumped | pumped | 0 | 0 | 0 | 0 | 0 | 0
5091 | Synthetic battery | battery | 0 | 0 | 0 | 0 | 0 | 0
5092 | Synthetic pumped | pumped | 0 | 0 | 0 | 0 | 0 | 0
5092 | Synthetic battery | battery | 0 | 0 | 0 | 0 | 0 | 0
5093 | Synthetic pumped | pumped | 0 | 0 | 0 | 0 | 0 | 0
5093 | Synthetic battery | battery | 0 | 0 | 0 | 0 | 0 | 0
5094 | Synthetic pumped | pumped | 0 | 0 | 0 | 0 | 0 | 0
5094 | Synthetic battery | battery | 0 | 0 | 0 | 0 | 0 | 0
5095 | Synthetic pumped | pumped | 0 | 0 | 0 | 0 | 0 | 0
5095 | Synthetic battery | battery | 0 | 0 | 0 | 0 | 0 | 0
5096 | Synthetic pumped | pumped | 0 | 0 | 0 | 0 | 0 | 0
5096 | Synthetic battery | battery | 0 | 0 | 0 | 0 | 0 | 0
5097 | Synthetic pumped | pumped | 2.3019 | 0 | 0 | 2.0717 | 0.04316 | 0
5097 | Synthetic battery | battery | 0 | 0 | 0 | 0 | 0 | 0
5098 | Synthetic pumped | pumped | 9.9378 | 0 | 2.0717 | 11.0157 | 0.22949 | 0
5098 | Synthetic battery | battery | 0 | 0 | 0 | 0 | 0 | 0
5099 | Synthetic pumped | pumped | 10.3149 | 0 | 11.0157 | 20.2991 | 0.4229 | 0
5099 | Synthetic battery | battery | 0 | 0 | 0 | 0 | 0 | 0
5100 | Synthetic pumped | pumped | 12 | 0 | 20.2991 | 31.0991 | 0.6479 | 0
5100 | Synthetic battery | battery | 4.8561 | 0 | 0 | 4.4771 | 0.22386 | 0
5101 | Synthetic pumped | pumped | 12 | 0 | 31.0991 | 41.8991 | 0.8729 | 0
5101 | Synthetic battery | battery | 8.8397 | 0 | 4.4771 | 12.6269 | 0.63134 | 0
5102 | Synthetic pumped | pumped | 6.7788 | 0 | 41.8991 | 48 | 1 | 0
5102 | Synthetic battery | battery | 7.9973 | 0 | 12.6269 | 20 | 1 | 0
5103 | Synthetic pumped | pumped | 0 | 0 | 48 | 48 | 1 | 0
5103 | Synthetic battery | battery | 0 | 0 | 20 | 20 | 1 | 0
5104 | Synthetic pumped | pumped | 0 | 0 | 48 | 48 | 1 | 0
5104 | Synthetic battery | battery | 0 | 0 | 20 | 20 | 1 | 0
5105 | Synthetic pumped | pumped | 0 | 5.4048 | 48 | 41.9947 | 0.87489 | 8.8818e-16
5105 | Synthetic battery | battery | 0 | 0 | 20 | 20 | 1 | 0
5106 | Synthetic pumped | pumped | 0 | 12 | 41.9947 | 28.6613 | 0.59711 | 0
5106 | Synthetic battery | battery | 0 | 10 | 20 | 9.1535 | 0.45767 | 0
5107 | Synthetic pumped | pumped | 0 | 12 | 28.6613 | 15.328 | 0.31933 | 0
5107 | Synthetic battery | battery | 0 | 8.4391 | 9.1535 | 0 | 0 | 0
5108 | Synthetic pumped | pumped | 0 | 12 | 15.328 | 1.9947 | 0.041555 | 0
5108 | Synthetic battery | battery | 0 | 0 | 0 | 0 | 0 | 0
5109 | Synthetic pumped | pumped | 0 | 1.7952 | 1.9947 | 0 | 0 | 0
5109 | Synthetic battery | battery | 0 | 0 | 0 | 0 | 0 | 0
5110 | Synthetic pumped | pumped | 0 | 0 | 0 | 0 | 0 | 0
5110 | Synthetic battery | battery | 0 | 0 | 0 | 0 | 0 | 0
5111 | Synthetic pumped | pumped | 0 | 0 | 0 | 0 | 0 | 0
5111 | Synthetic battery | battery | 0 | 0 | 0 | 0 | 0 | 0
5112 | Synthetic pumped | pumped | 0 | 0 | 0 | 0 | 0 | 0
5112 | Synthetic battery | battery | 0 | 0 | 0 | 0 | 0 | 0
5113 | Synthetic pumped | pumped | 0 | 0 | 0 | 0 | 0 | 0
5113 | Synthetic battery | battery | 0 | 0 | 0 | 0 | 0 | 0
5114 | Synthetic pumped | pumped | 0 | 0 | 0 | 0 | 0 | 0
5114 | Synthetic battery | battery | 0 | 0 | 0 | 0 | 0 | 0
5115 | Synthetic pumped | pumped | 0 | 0 | 0 | 0 | 0 | 0
5115 | Synthetic battery | battery | 0 | 0 | 0 | 0 | 0 | 0
5116 | Synthetic pumped | pumped | 0 | 0 | 0 | 0 | 0 | 0
5116 | Synthetic battery | battery | 0 | 0 | 0 | 0 | 0 | 0
5117 | Synthetic pumped | pumped | 0 | 0 | 0 | 0 | 0 | 0
5117 | Synthetic battery | battery | 0 | 0 | 0 | 0 | 0 | 0
5118 | Synthetic pumped | pumped | 0 | 0 | 0 | 0 | 0 | 0
5118 | Synthetic battery | battery | 0 | 0 | 0 | 0 | 0 | 0
5119 | Synthetic pumped | pumped | 0 | 0 | 0 | 0 | 0 | 0
5119 | Synthetic battery | battery | 0 | 0 | 0 | 0 | 0 | 0
5120 | Synthetic pumped | pumped | 0 | 0 | 0 | 0 | 0 | 0
5120 | Synthetic battery | battery | 0 | 0 | 0 | 0 | 0 | 0
5121 | Synthetic pumped | pumped | 0 | 0 | 0 | 0 | 0 | 0
5121 | Synthetic battery | battery | 0 | 0 | 0 | 0 | 0 | 0
5122 | Synthetic pumped | pumped | 9.7931 | 0 | 0 | 8.8138 | 0.18362 | 0
5122 | Synthetic battery | battery | 0 | 0 | 0 | 0 | 0 | 0
5123 | Synthetic pumped | pumped | 11.0519 | 0 | 8.8138 | 18.7605 | 0.39084 | 1.7764e-15
5123 | Synthetic battery | battery | 0 | 0 | 0 | 0 | 0 | 0
5124 | Synthetic pumped | pumped | 12 | 0 | 18.7605 | 29.5605 | 0.61584 | 0
5124 | Synthetic battery | battery | 2.3094 | 0 | 0 | 2.1292 | 0.10646 | 0
5125 | Synthetic pumped | pumped | 12 | 0 | 29.5605 | 40.3605 | 0.84084 | 0
5125 | Synthetic battery | battery | 2.3802 | 0 | 2.1292 | 4.3236 | 0.21618 | -4.4409e-16
5126 | Synthetic pumped | pumped | 8.4884 | 0 | 40.3605 | 48 | 1 | 0
5126 | Synthetic battery | battery | 2.2729 | 0 | 4.3236 | 6.4191 | 0.32096 | 0
5127 | Synthetic pumped | pumped | 0 | 0 | 48 | 48 | 1 | 0
5127 | Synthetic battery | battery | 3.1076 | 0 | 6.4191 | 9.2842 | 0.46421 | 4.4409e-16
5128 | Synthetic pumped | pumped | 0 | 0 | 48 | 48 | 1 | 0
5128 | Synthetic battery | battery | 0 | 0 | 9.2842 | 9.2842 | 0.46421 | 0
5129 | Synthetic pumped | pumped | 0 | 12 | 48 | 34.6667 | 0.72222 | 3.5527e-15
5129 | Synthetic battery | battery | 0 | 0.4395 | 9.2842 | 8.8075 | 0.44038 | 0
5130 | Synthetic pumped | pumped | 0 | 12 | 34.6667 | 21.3333 | 0.44444 | 0
5130 | Synthetic battery | battery | 0 | 8.1201 | 8.8075 | 0 | 0 | 0
5131 | Synthetic pumped | pumped | 0 | 12 | 21.3333 | 8 | 0.16667 | 0
5131 | Synthetic battery | battery | 0 | 0 | 0 | 0 | 0 | 0
5132 | Synthetic pumped | pumped | 0 | 7.2 | 8 | 0 | 0 | 0
5132 | Synthetic battery | battery | 0 | 0 | 0 | 0 | 0 | 0
5133 | Synthetic pumped | pumped | 0 | 0 | 0 | 0 | 0 | 0
5133 | Synthetic battery | battery | 0 | 0 | 0 | 0 | 0 | 0
5134 | Synthetic pumped | pumped | 0 | 0 | 0 | 0 | 0 | 0
5134 | Synthetic battery | battery | 0 | 0 | 0 | 0 | 0 | 0
5135 | Synthetic pumped | pumped | 0 | 0 | 0 | 0 | 0 | 0
5135 | Synthetic battery | battery | 0 | 0 | 0 | 0 | 0 | 0
5136 | Synthetic pumped | pumped | 0 | 0 | 0 | 0 | 0 | 0
5136 | Synthetic battery | battery | 0 | 0 | 0 | 0 | 0 | 0
5137 | Synthetic pumped | pumped | 0 | 0 | 0 | 0 | 0 | 0
5137 | Synthetic battery | battery | 0 | 0 | 0 | 0 | 0 | 0
5138 | Synthetic pumped | pumped | 0 | 0 | 0 | 0 | 0 | 0
5138 | Synthetic battery | battery | 0 | 0 | 0 | 0 | 0 | 0
5139 | Synthetic pumped | pumped | 0 | 0 | 0 | 0 | 0 | 0
5139 | Synthetic battery | battery | 0 | 0 | 0 | 0 | 0 | 0
5140 | Synthetic pumped | pumped | 0 | 0 | 0 | 0 | 0 | 0
5140 | Synthetic battery | battery | 0 | 0 | 0 | 0 | 0 | 0
5141 | Synthetic pumped | pumped | 0 | 0 | 0 | 0 | 0 | 0
5141 | Synthetic battery | battery | 0 | 0 | 0 | 0 | 0 | 0
5142 | Synthetic pumped | pumped | 0 | 0 | 0 | 0 | 0 | 0
5142 | Synthetic battery | battery | 0 | 0 | 0 | 0 | 0 | 0
5143 | Synthetic pumped | pumped | 0 | 0 | 0 | 0 | 0 | 0
5143 | Synthetic battery | battery | 0 | 0 | 0 | 0 | 0 | 0
5144 | Synthetic pumped | pumped | 0 | 0 | 0 | 0 | 0 | 0
5144 | Synthetic battery | battery | 0 | 0 | 0 | 0 | 0 | 0
5145 | Synthetic pumped | pumped | 12 | 0 | 0 | 10.8 | 0.225 | 0
5145 | Synthetic battery | battery | 0.40427 | 0 | 0 | 0.37272 | 0.018636 | 0
5146 | Synthetic pumped | pumped | 12 | 0 | 10.8 | 21.6 | 0.45 | 0
5146 | Synthetic battery | battery | 10 | 0 | 0.37272 | 9.5923 | 0.47961 | 0
5147 | Synthetic pumped | pumped | 12 | 0 | 21.6 | 32.4 | 0.675 | 3.5527e-15
5147 | Synthetic battery | battery | 10 | 0 | 9.5923 | 18.8118 | 0.94059 | -1.7764e-15
5148 | Synthetic pumped | pumped | 12 | 0 | 32.4 | 43.2 | 0.9 | -3.5527e-15
5148 | Synthetic battery | battery | 1.2888 | 0 | 18.8118 | 20 | 1 | 0
5149 | Synthetic pumped | pumped | 5.3333 | 0 | 43.2 | 48 | 1 | 0
5149 | Synthetic battery | battery | 0 | 0 | 20 | 20 | 1 | 0
5150 | Synthetic pumped | pumped | 0 | 0 | 48 | 48 | 1 | 0
5150 | Synthetic battery | battery | 0 | 0 | 20 | 20 | 1 | 0
5151 | Synthetic pumped | pumped | 0 | 0 | 48 | 48 | 1 | 0
5151 | Synthetic battery | battery | 0 | 0 | 20 | 20 | 1 | 0
5152 | Synthetic pumped | pumped | 0 | 0 | 48 | 48 | 1 | 0
5152 | Synthetic battery | battery | 0 | 0 | 20 | 20 | 1 | 0
5153 | Synthetic pumped | pumped | 0 | 3.9461 | 48 | 43.6155 | 0.90866 | 2.6645e-15
5153 | Synthetic battery | battery | 0 | 0 | 20 | 20 | 1 | 0
5154 | Synthetic pumped | pumped | 0 | 12 | 43.6155 | 30.2821 | 0.63088 | 0
5154 | Synthetic battery | battery | 0 | 7.8668 | 20 | 11.4672 | 0.57336 | 0
5155 | Synthetic pumped | pumped | 0 | 12 | 30.2821 | 16.9488 | 0.3531 | 0
5155 | Synthetic battery | battery | 0 | 10 | 11.4672 | 0.6207 | 0.031035 | 0
5156 | Synthetic pumped | pumped | 0 | 12 | 16.9488 | 3.6155 | 0.075322 | 0
5156 | Synthetic battery | battery | 0 | 0.57226 | 0.6207 | 0 | 0 | 0
5157 | Synthetic pumped | pumped | 0 | 3.2539 | 3.6155 | 0 | 0 | 0
5157 | Synthetic battery | battery | 0 | 0 | 0 | 0 | 0 | 0
5158 | Synthetic pumped | pumped | 0 | 0 | 0 | 0 | 0 | 0
5158 | Synthetic battery | battery | 0 | 0 | 0 | 0 | 0 | 0
5159 | Synthetic pumped | pumped | 0 | 0 | 0 | 0 | 0 | 0
5159 | Synthetic battery | battery | 0 | 0 | 0 | 0 | 0 | 0
5160 | Synthetic pumped | pumped | 0 | 0 | 0 | 0 | 0 | 0
5160 | Synthetic battery | battery | 0 | 0 | 0 | 0 | 0 | 0
5161 | Synthetic pumped | pumped | 0 | 0 | 0 | 0 | 0 | 0
5161 | Synthetic battery | battery | 0 | 0 | 0 | 0 | 0 | 0
5162 | Synthetic pumped | pumped | 0 | 0 | 0 | 0 | 0 | 0
5162 | Synthetic battery | battery | 0 | 0 | 0 | 0 | 0 | 0
5163 | Synthetic pumped | pumped | 0 | 0 | 0 | 0 | 0 | 0
5163 | Synthetic battery | battery | 0 | 0 | 0 | 0 | 0 | 0
5164 | Synthetic pumped | pumped | 0 | 0 | 0 | 0 | 0 | 0
5164 | Synthetic battery | battery | 0 | 0 | 0 | 0 | 0 | 0
5165 | Synthetic pumped | pumped | 0 | 0 | 0 | 0 | 0 | 0
5165 | Synthetic battery | battery | 0 | 0 | 0 | 0 | 0 | 0
5166 | Synthetic pumped | pumped | 0 | 0 | 0 | 0 | 0 | 0
5166 | Synthetic battery | battery | 0 | 0 | 0 | 0 | 0 | 0
5167 | Synthetic pumped | pumped | 0 | 0 | 0 | 0 | 0 | 0
5167 | Synthetic battery | battery | 0 | 0 | 0 | 0 | 0 | 0
5168 | Synthetic pumped | pumped | 0 | 0 | 0 | 0 | 0 | 0
5168 | Synthetic battery | battery | 0 | 0 | 0 | 0 | 0 | 0
5169 | Synthetic pumped | pumped | 2.2567 | 0 | 0 | 2.031 | 0.042313 | 0
5169 | Synthetic battery | battery | 0 | 0 | 0 | 0 | 0 | 0
5170 | Synthetic pumped | pumped | 12 | 0 | 2.031 | 12.831 | 0.26731 | 0
5170 | Synthetic battery | battery | 3.7496 | 0 | 0 | 3.457 | 0.17285 | 0
5171 | Synthetic pumped | pumped | 12 | 0 | 12.831 | 23.631 | 0.49231 | 0
5171 | Synthetic battery | battery | 8.6865 | 0 | 3.457 | 11.4656 | 0.57328 | 0
5172 | Synthetic pumped | pumped | 12 | 0 | 23.631 | 34.431 | 0.71731 | 0
5172 | Synthetic battery | battery | 5.6125 | 0 | 11.4656 | 16.64 | 0.832 | -8.8818e-16
5173 | Synthetic pumped | pumped | 12 | 0 | 34.431 | 45.231 | 0.94231 | 3.5527e-15
5173 | Synthetic battery | battery | 1.7045 | 0 | 16.64 | 18.2115 | 0.91058 | 1.1102e-15
5174 | Synthetic pumped | pumped | 3.0766 | 0 | 45.231 | 48 | 1 | 0
5174 | Synthetic battery | battery | 1.9399 | 0 | 18.2115 | 20 | 1 | 0
5175 | Synthetic pumped | pumped | 0 | 0 | 48 | 48 | 1 | 0
5175 | Synthetic battery | battery | 0 | 0 | 20 | 20 | 1 | 0
5176 | Synthetic pumped | pumped | 0 | 0 | 48 | 48 | 1 | 0
5176 | Synthetic battery | battery | 0 | 0 | 20 | 20 | 1 | 0
5177 | Synthetic pumped | pumped | 0 | 5.2506 | 48 | 42.166 | 0.87846 | 1.7764e-15
5177 | Synthetic battery | battery | 0 | 0 | 20 | 20 | 1 | 0
5178 | Synthetic pumped | pumped | 0 | 12 | 42.166 | 28.8326 | 0.60068 | 0
5178 | Synthetic battery | battery | 0 | 8.0347 | 20 | 11.2851 | 0.56426 | 0
5179 | Synthetic pumped | pumped | 0 | 12 | 28.8326 | 15.4993 | 0.3229 | 0
5179 | Synthetic battery | battery | 0 | 10 | 11.2851 | 0.43859 | 0.021929 | 0
5180 | Synthetic pumped | pumped | 0 | 12 | 15.4993 | 2.166 | 0.045124 | 0
5180 | Synthetic battery | battery | 0 | 0.40436 | 0.43859 | 0 | 0 | 0
5181 | Synthetic pumped | pumped | 0 | 1.9494 | 2.166 | 0 | 0 | 0
5181 | Synthetic battery | battery | 0 | 0 | 0 | 0 | 0 | 0
5182 | Synthetic pumped | pumped | 0 | 0 | 0 | 0 | 0 | 0
5182 | Synthetic battery | battery | 0 | 0 | 0 | 0 | 0 | 0
5183 | Synthetic pumped | pumped | 0 | 0 | 0 | 0 | 0 | 0
5183 | Synthetic battery | battery | 0 | 0 | 0 | 0 | 0 | 0
5184 | Synthetic pumped | pumped | 0 | 0 | 0 | 0 | 0 | 0
5184 | Synthetic battery | battery | 0 | 0 | 0 | 0 | 0 | 0
5185 | Synthetic pumped | pumped | 0 | 0 | 0 | 0 | 0 | 0
5185 | Synthetic battery | battery | 0 | 0 | 0 | 0 | 0 | 0
5186 | Synthetic pumped | pumped | 0 | 0 | 0 | 0 | 0 | 0
5186 | Synthetic battery | battery | 0 | 0 | 0 | 0 | 0 | 0
5187 | Synthetic pumped | pumped | 0 | 0 | 0 | 0 | 0 | 0
5187 | Synthetic battery | battery | 0 | 0 | 0 | 0 | 0 | 0
5188 | Synthetic pumped | pumped | 0 | 0 | 0 | 0 | 0 | 0
5188 | Synthetic battery | battery | 0 | 0 | 0 | 0 | 0 | 0
5189 | Synthetic pumped | pumped | 0 | 0 | 0 | 0 | 0 | 0
5189 | Synthetic battery | battery | 0 | 0 | 0 | 0 | 0 | 0
5190 | Synthetic pumped | pumped | 0 | 0 | 0 | 0 | 0 | 0
5190 | Synthetic battery | battery | 0 | 0 | 0 | 0 | 0 | 0
5191 | Synthetic pumped | pumped | 0 | 0 | 0 | 0 | 0 | 0
5191 | Synthetic battery | battery | 0 | 0 | 0 | 0 | 0 | 0
5192 | Synthetic pumped | pumped | 0.69425 | 0 | 0 | 0.62483 | 0.013017 | 0
5192 | Synthetic battery | battery | 0 | 0 | 0 | 0 | 0 | 0
5193 | Synthetic pumped | pumped | 7.9383 | 0 | 0.62483 | 7.7693 | 0.16186 | 0
5193 | Synthetic battery | battery | 0 | 0 | 0 | 0 | 0 | 0
5194 | Synthetic pumped | pumped | 12 | 0 | 7.7693 | 18.5693 | 0.38686 | 0
5194 | Synthetic battery | battery | 5.0214 | 0 | 0 | 4.6295 | 0.23147 | 0
5195 | Synthetic pumped | pumped | 12 | 0 | 18.5693 | 29.3693 | 0.61186 | 0
5195 | Synthetic battery | battery | 4.7992 | 0 | 4.6295 | 9.0541 | 0.45271 | -8.8818e-16
5196 | Synthetic pumped | pumped | 12 | 0 | 29.3693 | 40.1693 | 0.83686 | 0
5196 | Synthetic battery | battery | 10 | 0 | 9.0541 | 18.2737 | 0.91368 | 0
5197 | Synthetic pumped | pumped | 8.7008 | 0 | 40.1693 | 48 | 1 | -8.8818e-16
5197 | Synthetic battery | battery | 1.8725 | 0 | 18.2737 | 20 | 1 | 0
5198 | Synthetic pumped | pumped | 0 | 0 | 48 | 48 | 1 | 0
5198 | Synthetic battery | battery | 0 | 0 | 20 | 20 | 1 | 0
5199 | Synthetic pumped | pumped | 0 | 0 | 48 | 48 | 1 | 0
5199 | Synthetic battery | battery | 0 | 0 | 20 | 20 | 1 | 0
5200 | Synthetic pumped | pumped | 0 | 0 | 48 | 48 | 1 | 0
5200 | Synthetic battery | battery | 0 | 0 | 20 | 20 | 1 | 0
5201 | Synthetic pumped | pumped | 0 | 3.2893 | 48 | 44.3452 | 0.92386 | -3.1086e-15
5201 | Synthetic battery | battery | 0 | 0 | 20 | 20 | 1 | 0
5202 | Synthetic pumped | pumped | 0 | 12 | 44.3452 | 31.0118 | 0.64608 | 0
5202 | Synthetic battery | battery | 0 | 7.4262 | 20 | 11.9452 | 0.59726 | 0
5203 | Synthetic pumped | pumped | 0 | 12 | 31.0118 | 17.6785 | 0.3683 | 0
5203 | Synthetic battery | battery | 0 | 10 | 11.9452 | 1.0987 | 0.054933 | 0
5204 | Synthetic pumped | pumped | 0 | 12 | 17.6785 | 4.3452 | 0.090525 | 0
5204 | Synthetic battery | battery | 0 | 1.0129 | 1.0987 | 0 | 0 | 0
5205 | Synthetic pumped | pumped | 0 | 3.9107 | 4.3452 | 0 | 0 | 0
5205 | Synthetic battery | battery | 0 | 0 | 0 | 0 | 0 | 0
5206 | Synthetic pumped | pumped | 0 | 0 | 0 | 0 | 0 | 0
5206 | Synthetic battery | battery | 0 | 0 | 0 | 0 | 0 | 0
5207 | Synthetic pumped | pumped | 0 | 0 | 0 | 0 | 0 | 0
5207 | Synthetic battery | battery | 0 | 0 | 0 | 0 | 0 | 0
5208 | Synthetic pumped | pumped | 0 | 0 | 0 | 0 | 0 | 0
5208 | Synthetic battery | battery | 0 | 0 | 0 | 0 | 0 | 0
5209 | Synthetic pumped | pumped | 0 | 0 | 0 | 0 | 0 | 0
5209 | Synthetic battery | battery | 0 | 0 | 0 | 0 | 0 | 0
5210 | Synthetic pumped | pumped | 0 | 0 | 0 | 0 | 0 | 0
5210 | Synthetic battery | battery | 0 | 0 | 0 | 0 | 0 | 0
5211 | Synthetic pumped | pumped | 0 | 0 | 0 | 0 | 0 | 0
5211 | Synthetic battery | battery | 0 | 0 | 0 | 0 | 0 | 0
5212 | Synthetic pumped | pumped | 0 | 0 | 0 | 0 | 0 | 0
5212 | Synthetic battery | battery | 0 | 0 | 0 | 0 | 0 | 0
5213 | Synthetic pumped | pumped | 0 | 0 | 0 | 0 | 0 | 0
5213 | Synthetic battery | battery | 0 | 0 | 0 | 0 | 0 | 0
5214 | Synthetic pumped | pumped | 0 | 0 | 0 | 0 | 0 | 0
5214 | Synthetic battery | battery | 0 | 0 | 0 | 0 | 0 | 0
5215 | Synthetic pumped | pumped | 0 | 0 | 0 | 0 | 0 | 0
5215 | Synthetic battery | battery | 0 | 0 | 0 | 0 | 0 | 0
5216 | Synthetic pumped | pumped | 0 | 0 | 0 | 0 | 0 | 0
5216 | Synthetic battery | battery | 0 | 0 | 0 | 0 | 0 | 0
5217 | Synthetic pumped | pumped | 7.8287 | 0 | 0 | 7.0458 | 0.14679 | 0
5217 | Synthetic battery | battery | 0 | 0 | 0 | 0 | 0 | 0
5218 | Synthetic pumped | pumped | 12 | 0 | 7.0458 | 17.8458 | 0.37179 | 0
5218 | Synthetic battery | battery | 8.4009 | 0 | 0 | 7.7452 | 0.38726 | 0
5219 | Synthetic pumped | pumped | 12 | 0 | 17.8458 | 28.6458 | 0.59679 | 0
5219 | Synthetic battery | battery | 5.6355 | 0 | 7.7452 | 12.941 | 0.64705 | 8.8818e-16
5220 | Synthetic pumped | pumped | 12 | 0 | 28.6458 | 39.4458 | 0.82179 | 3.5527e-15
5220 | Synthetic battery | battery | 7.6566 | 0 | 12.941 | 20 | 1 | 0
5221 | Synthetic pumped | pumped | 9.5046 | 0 | 39.4458 | 48 | 1 | 0
5221 | Synthetic battery | battery | 0 | 0 | 20 | 20 | 1 | 0
5222 | Synthetic pumped | pumped | 0 | 0 | 48 | 48 | 1 | 0
5222 | Synthetic battery | battery | 0 | 0 | 20 | 20 | 1 | 0
5223 | Synthetic pumped | pumped | 0 | 0 | 48 | 48 | 1 | 0
5223 | Synthetic battery | battery | 0 | 0 | 20 | 20 | 1 | 0
5224 | Synthetic pumped | pumped | 0 | 0 | 48 | 48 | 1 | 0
5224 | Synthetic battery | battery | 0 | 0 | 20 | 20 | 1 | 0
5225 | Synthetic pumped | pumped | 0 | 0.71036 | 48 | 47.2107 | 0.98356 | 1.5543e-15
5225 | Synthetic battery | battery | 0 | 0 | 20 | 20 | 1 | 0
5226 | Synthetic pumped | pumped | 0 | 12 | 47.2107 | 33.8774 | 0.70578 | 3.5527e-15
5226 | Synthetic battery | battery | 0 | 5.7414 | 20 | 13.7726 | 0.68863 | 0
5227 | Synthetic pumped | pumped | 0 | 12 | 33.8774 | 20.544 | 0.428 | 0
5227 | Synthetic battery | battery | 0 | 5.9021 | 13.7726 | 7.3709 | 0.36854 | 0
5228 | Synthetic pumped | pumped | 0 | 12 | 20.544 | 7.2107 | 0.15022 | 0
5228 | Synthetic battery | battery | 0 | 6.7956 | 7.3709 | 0 | 0 | 0
5229 | Synthetic pumped | pumped | 0 | 6.4896 | 7.2107 | 0 | 0 | 0
5229 | Synthetic battery | battery | 0 | 0 | 0 | 0 | 0 | 0
5230 | Synthetic pumped | pumped | 0 | 0 | 0 | 0 | 0 | 0
5230 | Synthetic battery | battery | 0 | 0 | 0 | 0 | 0 | 0
5231 | Synthetic pumped | pumped | 0 | 0 | 0 | 0 | 0 | 0
5231 | Synthetic battery | battery | 0 | 0 | 0 | 0 | 0 | 0
5232 | Synthetic pumped | pumped | 0 | 0 | 0 | 0 | 0 | 0
5232 | Synthetic battery | battery | 0 | 0 | 0 | 0 | 0 | 0
5233 | Synthetic pumped | pumped | 0 | 0 | 0 | 0 | 0 | 0
5233 | Synthetic battery | battery | 0 | 0 | 0 | 0 | 0 | 0
5234 | Synthetic pumped | pumped | 0 | 0 | 0 | 0 | 0 | 0
5234 | Synthetic battery | battery | 0 | 0 | 0 | 0 | 0 | 0
5235 | Synthetic pumped | pumped | 0 | 0 | 0 | 0 | 0 | 0
5235 | Synthetic battery | battery | 0 | 0 | 0 | 0 | 0 | 0
5236 | Synthetic pumped | pumped | 0 | 0 | 0 | 0 | 0 | 0
5236 | Synthetic battery | battery | 0 | 0 | 0 | 0 | 0 | 0
5237 | Synthetic pumped | pumped | 0 | 0 | 0 | 0 | 0 | 0
5237 | Synthetic battery | battery | 0 | 0 | 0 | 0 | 0 | 0
5238 | Synthetic pumped | pumped | 0 | 0 | 0 | 0 | 0 | 0
5238 | Synthetic battery | battery | 0 | 0 | 0 | 0 | 0 | 0
5239 | Synthetic pumped | pumped | 0 | 0 | 0 | 0 | 0 | 0
5239 | Synthetic battery | battery | 0 | 0 | 0 | 0 | 0 | 0
5240 | Synthetic pumped | pumped | 0 | 0 | 0 | 0 | 0 | 0
5240 | Synthetic battery | battery | 0 | 0 | 0 | 0 | 0 | 0
5241 | Synthetic pumped | pumped | 6.575 | 0 | 0 | 5.9175 | 0.12328 | 0
5241 | Synthetic battery | battery | 0 | 0 | 0 | 0 | 0 | 0
5242 | Synthetic pumped | pumped | 12 | 0 | 5.9175 | 16.7175 | 0.34828 | 0
5242 | Synthetic battery | battery | 0.6116 | 0 | 0 | 0.56386 | 0.028193 | 0
5243 | Synthetic pumped | pumped | 12 | 0 | 16.7175 | 27.5175 | 0.57328 | 0
5243 | Synthetic battery | battery | 3.5103 | 0 | 0.56386 | 3.8002 | 0.19001 | 4.4409e-16
5244 | Synthetic pumped | pumped | 12 | 0 | 27.5175 | 38.3175 | 0.79828 | 0
5244 | Synthetic battery | battery | 6.7922 | 0 | 3.8002 | 10.0623 | 0.50311 | 0
5245 | Synthetic pumped | pumped | 10.7583 | 0 | 38.3175 | 48 | 1 | 0
5245 | Synthetic battery | battery | 6.8046 | 0 | 10.0623 | 16.3358 | 0.81679 | 0
5246 | Synthetic pumped | pumped | 0 | 0 | 48 | 48 | 1 | 0
5246 | Synthetic battery | battery | 3.9744 | 0 | 16.3358 | 20 | 1 | 0
5247 | Synthetic pumped | pumped | 0 | 0 | 48 | 48 | 1 | 0
5247 | Synthetic battery | battery | 0 | 0 | 20 | 20 | 1 | 0
5248 | Synthetic pumped | pumped | 0 | 0 | 48 | 48 | 1 | 0
5248 | Synthetic battery | battery | 0 | 0 | 20 | 20 | 1 | 0
5249 | Synthetic pumped | pumped | 0 | 6.4959 | 48 | 40.7824 | 0.84963 | -2.6645e-15
5249 | Synthetic battery | battery | 0 | 0 | 20 | 20 | 1 | 0
5250 | Synthetic pumped | pumped | 0 | 12 | 40.7824 | 27.449 | 0.57186 | 0
5250 | Synthetic battery | battery | 0 | 10 | 20 | 9.1535 | 0.45767 | 0
5251 | Synthetic pumped | pumped | 0 | 12 | 27.449 | 14.1157 | 0.29408 | 0
5251 | Synthetic battery | battery | 0 | 8.4391 | 9.1535 | 0 | 0 | 0
5252 | Synthetic pumped | pumped | 0 | 12 | 14.1157 | 0.78238 | 0.0163 | 0
5252 | Synthetic battery | battery | 0 | 0 | 0 | 0 | 0 | 0
5253 | Synthetic pumped | pumped | 0 | 0.70414 | 0.78238 | 0 | 0 | 0
5253 | Synthetic battery | battery | 0 | 0 | 0 | 0 | 0 | 0
5254 | Synthetic pumped | pumped | 0 | 0 | 0 | 0 | 0 | 0
5254 | Synthetic battery | battery | 0 | 0 | 0 | 0 | 0 | 0
5255 | Synthetic pumped | pumped | 0 | 0 | 0 | 0 | 0 | 0
5255 | Synthetic battery | battery | 0 | 0 | 0 | 0 | 0 | 0
5256 | Synthetic pumped | pumped | 0 | 0 | 0 | 0 | 0 | 0
5256 | Synthetic battery | battery | 0 | 0 | 0 | 0 | 0 | 0
5257 | Synthetic pumped | pumped | 0 | 0 | 0 | 0 | 0 | 0
5257 | Synthetic battery | battery | 0 | 0 | 0 | 0 | 0 | 0
5258 | Synthetic pumped | pumped | 0 | 0 | 0 | 0 | 0 | 0
5258 | Synthetic battery | battery | 0 | 0 | 0 | 0 | 0 | 0
5259 | Synthetic pumped | pumped | 0 | 0 | 0 | 0 | 0 | 0
5259 | Synthetic battery | battery | 0 | 0 | 0 | 0 | 0 | 0
5260 | Synthetic pumped | pumped | 0 | 0 | 0 | 0 | 0 | 0
5260 | Synthetic battery | battery | 0 | 0 | 0 | 0 | 0 | 0
5261 | Synthetic pumped | pumped | 0 | 0 | 0 | 0 | 0 | 0
5261 | Synthetic battery | battery | 0 | 0 | 0 | 0 | 0 | 0
5262 | Synthetic pumped | pumped | 0 | 0 | 0 | 0 | 0 | 0
5262 | Synthetic battery | battery | 0 | 0 | 0 | 0 | 0 | 0
5263 | Synthetic pumped | pumped | 0 | 0 | 0 | 0 | 0 | 0
5263 | Synthetic battery | battery | 0 | 0 | 0 | 0 | 0 | 0
5264 | Synthetic pumped | pumped | 0 | 0 | 0 | 0 | 0 | 0
5264 | Synthetic battery | battery | 0 | 0 | 0 | 0 | 0 | 0
5265 | Synthetic pumped | pumped | 2.0182 | 0 | 0 | 1.8164 | 0.037841 | 0
5265 | Synthetic battery | battery | 0 | 0 | 0 | 0 | 0 | 0
5266 | Synthetic pumped | pumped | 6.0758 | 0 | 1.8164 | 7.2846 | 0.15176 | 0
5266 | Synthetic battery | battery | 0 | 0 | 0 | 0 | 0 | 0
5267 | Synthetic pumped | pumped | 12 | 0 | 7.2846 | 18.0846 | 0.37676 | 0
5267 | Synthetic battery | battery | 6.4731 | 0 | 0 | 5.9679 | 0.2984 | 0
5268 | Synthetic pumped | pumped | 12 | 0 | 18.0846 | 28.8846 | 0.60176 | 0
5268 | Synthetic battery | battery | 2.5961 | 0 | 5.9679 | 8.3614 | 0.41807 | -4.4409e-16
5269 | Synthetic pumped | pumped | 12 | 0 | 28.8846 | 39.6846 | 0.82676 | 3.5527e-15
5269 | Synthetic battery | battery | 4.6783 | 0 | 8.3614 | 12.6746 | 0.63373 | -8.8818e-16
5270 | Synthetic pumped | pumped | 9.2394 | 0 | 39.6846 | 48 | 1 | 0
5270 | Synthetic battery | battery | 2.0163 | 0 | 12.6746 | 14.5336 | 0.72668 | 8.8818e-16
5271 | Synthetic pumped | pumped | 0 | 0 | 48 | 48 | 1 | 0
5271 | Synthetic battery | battery | 5.9292 | 0 | 14.5336 | 20 | 1 | 0
5272 | Synthetic pumped | pumped | 0 | 0 | 48 | 48 | 1 | 0
5272 | Synthetic battery | battery | 0 | 0 | 20 | 20 | 1 | 0
5273 | Synthetic pumped | pumped | 0 | 3.262 | 48 | 44.3755 | 0.92449 | -8.8818e-16
5273 | Synthetic battery | battery | 0 | 0 | 20 | 20 | 1 | 0
5274 | Synthetic pumped | pumped | 0 | 12 | 44.3755 | 31.0422 | 0.64671 | 0
5274 | Synthetic battery | battery | 0 | 7.759 | 20 | 11.5842 | 0.57921 | 0
5275 | Synthetic pumped | pumped | 0 | 12 | 31.0422 | 17.7088 | 0.36893 | 0
5275 | Synthetic battery | battery | 0 | 10 | 11.5842 | 0.73767 | 0.036884 | 0
5276 | Synthetic pumped | pumped | 0 | 12 | 17.7088 | 4.3755 | 0.091157 | 0
5276 | Synthetic battery | battery | 0 | 0.6801 | 0.73767 | 0 | 0 | 0
5277 | Synthetic pumped | pumped | 0 | 3.938 | 4.3755 | 0 | 0 | 0
5277 | Synthetic battery | battery | 0 | 0 | 0 | 0 | 0 | 0
5278 | Synthetic pumped | pumped | 0 | 0 | 0 | 0 | 0 | 0
5278 | Synthetic battery | battery | 0 | 0 | 0 | 0 | 0 | 0
5279 | Synthetic pumped | pumped | 0 | 0 | 0 | 0 | 0 | 0
5279 | Synthetic battery | battery | 0 | 0 | 0 | 0 | 0 | 0
5280 | Synthetic pumped | pumped | 0 | 0 | 0 | 0 | 0 | 0
5280 | Synthetic battery | battery | 0 | 0 | 0 | 0 | 0 | 0
5281 | Synthetic pumped | pumped | 0 | 0 | 0 | 0 | 0 | 0
5281 | Synthetic battery | battery | 0 | 0 | 0 | 0 | 0 | 0
5282 | Synthetic pumped | pumped | 0 | 0 | 0 | 0 | 0 | 0
5282 | Synthetic battery | battery | 0 | 0 | 0 | 0 | 0 | 0
5283 | Synthetic pumped | pumped | 0 | 0 | 0 | 0 | 0 | 0
5283 | Synthetic battery | battery | 0 | 0 | 0 | 0 | 0 | 0
5284 | Synthetic pumped | pumped | 0 | 0 | 0 | 0 | 0 | 0
5284 | Synthetic battery | battery | 0 | 0 | 0 | 0 | 0 | 0
5285 | Synthetic pumped | pumped | 0 | 0 | 0 | 0 | 0 | 0
5285 | Synthetic battery | battery | 0 | 0 | 0 | 0 | 0 | 0
5286 | Synthetic pumped | pumped | 0 | 0 | 0 | 0 | 0 | 0
5286 | Synthetic battery | battery | 0 | 0 | 0 | 0 | 0 | 0
5287 | Synthetic pumped | pumped | 0 | 0 | 0 | 0 | 0 | 0
5287 | Synthetic battery | battery | 0 | 0 | 0 | 0 | 0 | 0
5288 | Synthetic pumped | pumped | 0 | 0 | 0 | 0 | 0 | 0
5288 | Synthetic battery | battery | 0 | 0 | 0 | 0 | 0 | 0
5289 | Synthetic pumped | pumped | 1.5542 | 0 | 0 | 1.3988 | 0.029142 | 0
5289 | Synthetic battery | battery | 0 | 0 | 0 | 0 | 0 | 0
5290 | Synthetic pumped | pumped | 9.868 | 0 | 1.3988 | 10.28 | 0.21417 | 0
5290 | Synthetic battery | battery | 0 | 0 | 0 | 0 | 0 | 0
5291 | Synthetic pumped | pumped | 9.1996 | 0 | 10.28 | 18.5597 | 0.38666 | 0
5291 | Synthetic battery | battery | 0 | 0 | 0 | 0 | 0 | 0
5292 | Synthetic pumped | pumped | 12 | 0 | 18.5597 | 29.3597 | 0.61166 | 0
5292 | Synthetic battery | battery | 7.6227 | 0 | 0 | 7.0278 | 0.35139 | 0
5293 | Synthetic pumped | pumped | 12 | 0 | 29.3597 | 40.1597 | 0.83666 | 0
5293 | Synthetic battery | battery | 4.0672 | 0 | 7.0278 | 10.7776 | 0.53888 | 4.4409e-16
5294 | Synthetic pumped | pumped | 8.7115 | 0 | 40.1597 | 48 | 1 | 0
5294 | Synthetic battery | battery | 3.4555 | 0 | 10.7776 | 13.9634 | 0.69817 | 0
5295 | Synthetic pumped | pumped | 0 | 0 | 48 | 48 | 1 | 0
5295 | Synthetic battery | battery | 4.886 | 0 | 13.9634 | 18.4681 | 0.92341 | -1.7764e-15
5296 | Synthetic pumped | pumped | 0 | 0 | 48 | 48 | 1 | 0
5296 | Synthetic battery | battery | 0 | 0 | 18.4681 | 18.4681 | 0.92341 | 0
5297 | Synthetic pumped | pumped | 0 | 2.6785 | 48 | 45.0239 | 0.938 | 0
5297 | Synthetic battery | battery | 0 | 0 | 18.4681 | 18.4681 | 0.92341 | 0
5298 | Synthetic pumped | pumped | 0 | 12 | 45.0239 | 31.6905 | 0.66022 | 0
5298 | Synthetic battery | battery | 0 | 2.6754 | 18.4681 | 15.5663 | 0.77831 | -4.4409e-16
5299 | Synthetic pumped | pumped | 0 | 12 | 31.6905 | 18.3572 | 0.38244 | 0
5299 | Synthetic battery | battery | 0 | 10 | 15.5663 | 4.7198 | 0.23599 | 0
5300 | Synthetic pumped | pumped | 0 | 12 | 18.3572 | 5.0239 | 0.10466 | 0
5300 | Synthetic battery | battery | 0 | 4.3514 | 4.7198 | 0 | 0 | 0
5301 | Synthetic pumped | pumped | 0 | 4.5215 | 5.0239 | -8.8818e-16 | -1.8504e-17 | 0
5301 | Synthetic battery | battery | 0 | 0 | 0 | 0 | 0 | 0
5302 | Synthetic pumped | pumped | 0 | -7.9936e-16 | -8.8818e-16 | 0 | 0 | 0
5302 | Synthetic battery | battery | 0 | 0 | 0 | 0 | 0 | 0
5303 | Synthetic pumped | pumped | 0 | 0 | 0 | 0 | 0 | 0
5303 | Synthetic battery | battery | 0 | 0 | 0 | 0 | 0 | 0
5304 | Synthetic pumped | pumped | 0 | 0 | 0 | 0 | 0 | 0
5304 | Synthetic battery | battery | 0 | 0 | 0 | 0 | 0 | 0
5305 | Synthetic pumped | pumped | 0 | 0 | 0 | 0 | 0 | 0
5305 | Synthetic battery | battery | 0 | 0 | 0 | 0 | 0 | 0
5306 | Synthetic pumped | pumped | 0 | 0 | 0 | 0 | 0 | 0
5306 | Synthetic battery | battery | 0 | 0 | 0 | 0 | 0 | 0
5307 | Synthetic pumped | pumped | 0 | 0 | 0 | 0 | 0 | 0
5307 | Synthetic battery | battery | 0 | 0 | 0 | 0 | 0 | 0
5308 | Synthetic pumped | pumped | 0 | 0 | 0 | 0 | 0 | 0
5308 | Synthetic battery | battery | 0 | 0 | 0 | 0 | 0 | 0
5309 | Synthetic pumped | pumped | 0 | 0 | 0 | 0 | 0 | 0
5309 | Synthetic battery | battery | 0 | 0 | 0 | 0 | 0 | 0
5310 | Synthetic pumped | pumped | 0 | 0 | 0 | 0 | 0 | 0
5310 | Synthetic battery | battery | 0 | 0 | 0 | 0 | 0 | 0
5311 | Synthetic pumped | pumped | 0 | 0 | 0 | 0 | 0 | 0
5311 | Synthetic battery | battery | 0 | 0 | 0 | 0 | 0 | 0
5312 | Synthetic pumped | pumped | 0 | 0 | 0 | 0 | 0 | 0
5312 | Synthetic battery | battery | 0 | 0 | 0 | 0 | 0 | 0
5313 | Synthetic pumped | pumped | 0 | 0 | 0 | 0 | 0 | 0
5313 | Synthetic battery | battery | 0 | 0 | 0 | 0 | 0 | 0
5314 | Synthetic pumped | pumped | 7.523 | 0 | 0 | 6.7707 | 0.14106 | 0
5314 | Synthetic battery | battery | 0 | 0 | 0 | 0 | 0 | 0
5315 | Synthetic pumped | pumped | 9.6506 | 0 | 6.7707 | 15.4563 | 0.32201 | 1.7764e-15
5315 | Synthetic battery | battery | 0 | 0 | 0 | 0 | 0 | 0
5316 | Synthetic pumped | pumped | 12 | 0 | 15.4563 | 26.2563 | 0.54701 | 0
5316 | Synthetic battery | battery | 0.42457 | 0 | 0 | 0.39144 | 0.019572 | 0
5317 | Synthetic pumped | pumped | 12 | 0 | 26.2563 | 37.0563 | 0.77201 | -3.5527e-15
5317 | Synthetic battery | battery | 2.0496 | 0 | 0.39144 | 2.2811 | 0.11405 | -2.2204e-16
5318 | Synthetic pumped | pumped | 11.8189 | 0 | 37.0563 | 47.6933 | 0.99361 | 1.7764e-15
5318 | Synthetic battery | battery | 0 | 0 | 2.2811 | 2.2811 | 0.11405 | 0
5319 | Synthetic pumped | pumped | 0 | 0 | 47.6933 | 47.6933 | 0.99361 | 0
5319 | Synthetic battery | battery | 0 | 0 | 2.2811 | 2.2811 | 0.11405 | 0
5320 | Synthetic pumped | pumped | 0 | 0 | 47.6933 | 47.6933 | 0.99361 | 0
5320 | Synthetic battery | battery | 0 | 0 | 2.2811 | 2.2811 | 0.11405 | 0
5321 | Synthetic pumped | pumped | 0 | 12 | 47.6933 | 34.36 | 0.71583 | -3.5527e-15
5321 | Synthetic battery | battery | 0 | 0.5504 | 2.2811 | 1.6841 | 0.084204 | -1.1102e-16
5322 | Synthetic pumped | pumped | 0 | 12 | 34.36 | 21.0266 | 0.43805 | 0
5322 | Synthetic battery | battery | 0 | 1.5526 | 1.6841 | 0 | 0 | 0
5323 | Synthetic pumped | pumped | 0 | 12 | 21.0266 | 7.6933 | 0.16028 | 0
5323 | Synthetic battery | battery | 0 | 0 | 0 | 0 | 0 | 0
5324 | Synthetic pumped | pumped | 0 | 6.924 | 7.6933 | 0 | 0 | 0
5324 | Synthetic battery | battery | 0 | 0 | 0 | 0 | 0 | 0
5325 | Synthetic pumped | pumped | 0 | 0 | 0 | 0 | 0 | 0
5325 | Synthetic battery | battery | 0 | 0 | 0 | 0 | 0 | 0
5326 | Synthetic pumped | pumped | 0 | 0 | 0 | 0 | 0 | 0
5326 | Synthetic battery | battery | 0 | 0 | 0 | 0 | 0 | 0
5327 | Synthetic pumped | pumped | 0 | 0 | 0 | 0 | 0 | 0
5327 | Synthetic battery | battery | 0 | 0 | 0 | 0 | 0 | 0
5328 | Synthetic pumped | pumped | 0 | 0 | 0 | 0 | 0 | 0
5328 | Synthetic battery | battery | 0 | 0 | 0 | 0 | 0 | 0
5329 | Synthetic pumped | pumped | 0 | 0 | 0 | 0 | 0 | 0
5329 | Synthetic battery | battery | 0 | 0 | 0 | 0 | 0 | 0
5330 | Synthetic pumped | pumped | 0 | 0 | 0 | 0 | 0 | 0
5330 | Synthetic battery | battery | 0 | 0 | 0 | 0 | 0 | 0
5331 | Synthetic pumped | pumped | 0 | 0 | 0 | 0 | 0 | 0
5331 | Synthetic battery | battery | 0 | 0 | 0 | 0 | 0 | 0
5332 | Synthetic pumped | pumped | 0 | 0 | 0 | 0 | 0 | 0
5332 | Synthetic battery | battery | 0 | 0 | 0 | 0 | 0 | 0
5333 | Synthetic pumped | pumped | 0 | 0 | 0 | 0 | 0 | 0
5333 | Synthetic battery | battery | 0 | 0 | 0 | 0 | 0 | 0
5334 | Synthetic pumped | pumped | 0 | 0 | 0 | 0 | 0 | 0
5334 | Synthetic battery | battery | 0 | 0 | 0 | 0 | 0 | 0
5335 | Synthetic pumped | pumped | 0 | 0 | 0 | 0 | 0 | 0
5335 | Synthetic battery | battery | 0 | 0 | 0 | 0 | 0 | 0
5336 | Synthetic pumped | pumped | 2.7605 | 0 | 0 | 2.4844 | 0.051759 | 0
5336 | Synthetic battery | battery | 0 | 0 | 0 | 0 | 0 | 0
5337 | Synthetic pumped | pumped | 12 | 0 | 2.4844 | 13.2844 | 0.27676 | 0
5337 | Synthetic battery | battery | 4.9189 | 0 | 0 | 4.535 | 0.22675 | 0
5338 | Synthetic pumped | pumped | 12 | 0 | 13.2844 | 24.0844 | 0.50176 | 0
5338 | Synthetic battery | battery | 8.8172 | 0 | 4.535 | 12.664 | 0.6332 | 0
5339 | Synthetic pumped | pumped | 12 | 0 | 24.0844 | 34.8844 | 0.72676 | -3.5527e-15
5339 | Synthetic battery | battery | 7.957 | 0 | 12.664 | 20 | 1 | 0
5340 | Synthetic pumped | pumped | 12 | 0 | 34.8844 | 45.6844 | 0.95176 | -3.5527e-15
5340 | Synthetic battery | battery | 0 | 0 | 20 | 20 | 1 | 0
5341 | Synthetic pumped | pumped | 2.5729 | 0 | 45.6844 | 48 | 1 | 0
5341 | Synthetic battery | battery | 0 | 0 | 20 | 20 | 1 | 0
5342 | Synthetic pumped | pumped | 0 | 0 | 48 | 48 | 1 | 0
5342 | Synthetic battery | battery | 0 | 0 | 20 | 20 | 1 | 0
5343 | Synthetic pumped | pumped | 0 | 0 | 48 | 48 | 1 | 0
5343 | Synthetic battery | battery | 0 | 0 | 20 | 20 | 1 | 0
5344 | Synthetic pumped | pumped | 0 | 0 | 48 | 48 | 1 | 0
5344 | Synthetic battery | battery | 0 | 0 | 20 | 20 | 1 | 0
5345 | Synthetic pumped | pumped | 0 | 0 | 48 | 48 | 1 | 0
5345 | Synthetic battery | battery | 0 | 0 | 20 | 20 | 1 | 0
5346 | Synthetic pumped | pumped | 0 | 12 | 48 | 34.6667 | 0.72222 | 3.5527e-15
5346 | Synthetic battery | battery | 0 | 7.1375 | 20 | 12.2583 | 0.61291 | -8.8818e-16
5347 | Synthetic pumped | pumped | 0 | 12 | 34.6667 | 21.3333 | 0.44444 | 0
5347 | Synthetic battery | battery | 0 | 7.0514 | 12.2583 | 4.61 | 0.2305 | 0
5348 | Synthetic pumped | pumped | 0 | 12 | 21.3333 | 8 | 0.16667 | 0
5348 | Synthetic battery | battery | 0 | 4.2502 | 4.61 | 0 | 0 | 0
5349 | Synthetic pumped | pumped | 0 | 7.2 | 8 | 0 | 0 | 0
5349 | Synthetic battery | battery | 0 | 0 | 0 | 0 | 0 | 0
5350 | Synthetic pumped | pumped | 0 | 0 | 0 | 0 | 0 | 0
5350 | Synthetic battery | battery | 0 | 0 | 0 | 0 | 0 | 0
5351 | Synthetic pumped | pumped | 0 | 0 | 0 | 0 | 0 | 0
5351 | Synthetic battery | battery | 0 | 0 | 0 | 0 | 0 | 0
5352 | Synthetic pumped | pumped | 0 | 0 | 0 | 0 | 0 | 0
5352 | Synthetic battery | battery | 0 | 0 | 0 | 0 | 0 | 0
5353 | Synthetic pumped | pumped | 0 | 0 | 0 | 0 | 0 | 0
5353 | Synthetic battery | battery | 0 | 0 | 0 | 0 | 0 | 0
5354 | Synthetic pumped | pumped | 0 | 0 | 0 | 0 | 0 | 0
5354 | Synthetic battery | battery | 0 | 0 | 0 | 0 | 0 | 0
5355 | Synthetic pumped | pumped | 0 | 0 | 0 | 0 | 0 | 0
5355 | Synthetic battery | battery | 0 | 0 | 0 | 0 | 0 | 0
5356 | Synthetic pumped | pumped | 0 | 0 | 0 | 0 | 0 | 0
5356 | Synthetic battery | battery | 0 | 0 | 0 | 0 | 0 | 0
5357 | Synthetic pumped | pumped | 0 | 0 | 0 | 0 | 0 | 0
5357 | Synthetic battery | battery | 0 | 0 | 0 | 0 | 0 | 0
5358 | Synthetic pumped | pumped | 0 | 0 | 0 | 0 | 0 | 0
5358 | Synthetic battery | battery | 0 | 0 | 0 | 0 | 0 | 0
5359 | Synthetic pumped | pumped | 0 | 0 | 0 | 0 | 0 | 0
5359 | Synthetic battery | battery | 0 | 0 | 0 | 0 | 0 | 0
5360 | Synthetic pumped | pumped | 0 | 0 | 0 | 0 | 0 | 0
5360 | Synthetic battery | battery | 0 | 0 | 0 | 0 | 0 | 0
5361 | Synthetic pumped | pumped | 12 | 0 | 0 | 10.8 | 0.225 | 0
5361 | Synthetic battery | battery | 1.2215 | 0 | 0 | 1.1262 | 0.056309 | 0
5362 | Synthetic pumped | pumped | 12 | 0 | 10.8 | 21.6 | 0.45 | 0
5362 | Synthetic battery | battery | 5.5039 | 0 | 1.1262 | 6.2006 | 0.31003 | 0
5363 | Synthetic pumped | pumped | 12 | 0 | 21.6 | 32.4 | 0.675 | 3.5527e-15
5363 | Synthetic battery | battery | 2.6576 | 0 | 6.2006 | 8.6508 | 0.43254 | 4.4409e-16
5364 | Synthetic pumped | pumped | 12 | 0 | 32.4 | 43.2 | 0.9 | -3.5527e-15
5364 | Synthetic battery | battery | 10 | 0 | 8.6508 | 17.8703 | 0.89352 | 0
5365 | Synthetic pumped | pumped | 5.3333 | 0 | 43.2 | 48 | 1 | 0
5365 | Synthetic battery | battery | 2.31 | 0 | 17.8703 | 20 | 1 | 0
5366 | Synthetic pumped | pumped | 0 | 0 | 48 | 48 | 1 | 0
5366 | Synthetic battery | battery | 0 | 0 | 20 | 20 | 1 | 0
5367 | Synthetic pumped | pumped | 0 | 0 | 48 | 48 | 1 | 0
5367 | Synthetic battery | battery | 0 | 0 | 20 | 20 | 1 | 0
5368 | Synthetic pumped | pumped | 0 | 0 | 48 | 48 | 1 | 0
5368 | Synthetic battery | battery | 0 | 0 | 20 | 20 | 1 | 0
5369 | Synthetic pumped | pumped | 0 | 8.1961 | 48 | 38.8933 | 0.81028 | -1.7764e-15
5369 | Synthetic battery | battery | 0 | 0 | 20 | 20 | 1 | 0
5370 | Synthetic pumped | pumped | 0 | 12 | 38.8933 | 25.5599 | 0.5325 | 0
5370 | Synthetic battery | battery | 0 | 10 | 20 | 9.1535 | 0.45767 | 0
5371 | Synthetic pumped | pumped | 0 | 12 | 25.5599 | 12.2266 | 0.25472 | 0
5371 | Synthetic battery | battery | 0 | 8.4391 | 9.1535 | 0 | 0 | 0
5372 | Synthetic pumped | pumped | 0 | 11.0039 | 12.2266 | 0 | 0 | 0
5372 | Synthetic battery | battery | 0 | 0 | 0 | 0 | 0 | 0
5373 | Synthetic pumped | pumped | 0 | 0 | 0 | 0 | 0 | 0
5373 | Synthetic battery | battery | 0 | 0 | 0 | 0 | 0 | 0
5374 | Synthetic pumped | pumped | 0 | 0 | 0 | 0 | 0 | 0
5374 | Synthetic battery | battery | 0 | 0 | 0 | 0 | 0 | 0
5375 | Synthetic pumped | pumped | 0 | 0 | 0 | 0 | 0 | 0
5375 | Synthetic battery | battery | 0 | 0 | 0 | 0 | 0 | 0
5376 | Synthetic pumped | pumped | 0 | 0 | 0 | 0 | 0 | 0
5376 | Synthetic battery | battery | 0 | 0 | 0 | 0 | 0 | 0
5377 | Synthetic pumped | pumped | 0 | 0 | 0 | 0 | 0 | 0
5377 | Synthetic battery | battery | 0 | 0 | 0 | 0 | 0 | 0
5378 | Synthetic pumped | pumped | 0 | 0 | 0 | 0 | 0 | 0
5378 | Synthetic battery | battery | 0 | 0 | 0 | 0 | 0 | 0
5379 | Synthetic pumped | pumped | 0 | 0 | 0 | 0 | 0 | 0
5379 | Synthetic battery | battery | 0 | 0 | 0 | 0 | 0 | 0
5380 | Synthetic pumped | pumped | 0 | 0 | 0 | 0 | 0 | 0
5380 | Synthetic battery | battery | 0 | 0 | 0 | 0 | 0 | 0
5381 | Synthetic pumped | pumped | 0 | 0 | 0 | 0 | 0 | 0
5381 | Synthetic battery | battery | 0 | 0 | 0 | 0 | 0 | 0
5382 | Synthetic pumped | pumped | 0 | 0 | 0 | 0 | 0 | 0
5382 | Synthetic battery | battery | 0 | 0 | 0 | 0 | 0 | 0
5383 | Synthetic pumped | pumped | 0 | 0 | 0 | 0 | 0 | 0
5383 | Synthetic battery | battery | 0 | 0 | 0 | 0 | 0 | 0
5384 | Synthetic pumped | pumped | 0 | 0 | 0 | 0 | 0 | 0
5384 | Synthetic battery | battery | 0 | 0 | 0 | 0 | 0 | 0
5385 | Synthetic pumped | pumped | 7.1592 | 0 | 0 | 6.4433 | 0.13424 | 0
5385 | Synthetic battery | battery | 0 | 0 | 0 | 0 | 0 | 0
5386 | Synthetic pumped | pumped | 12 | 0 | 6.4433 | 17.2433 | 0.35924 | 0
5386 | Synthetic battery | battery | 3.4825 | 0 | 0 | 3.2108 | 0.16054 | 0
5387 | Synthetic pumped | pumped | 12 | 0 | 17.2433 | 28.0433 | 0.58424 | 0
5387 | Synthetic battery | battery | 10 | 0 | 3.2108 | 12.4303 | 0.62151 | 0
5388 | Synthetic pumped | pumped | 12 | 0 | 28.0433 | 38.8433 | 0.80924 | 0
5388 | Synthetic battery | battery | 8.2105 | 0 | 12.4303 | 20 | 1 | 0
5389 | Synthetic pumped | pumped | 10.1741 | 0 | 38.8433 | 48 | 1 | 0
5389 | Synthetic battery | battery | 0 | 0 | 20 | 20 | 1 | 0
5390 | Synthetic pumped | pumped | 0 | 0 | 48 | 48 | 1 | 0
5390 | Synthetic battery | battery | 0 | 0 | 20 | 20 | 1 | 0
5391 | Synthetic pumped | pumped | 0 | 0 | 48 | 48 | 1 | 0
5391 | Synthetic battery | battery | 0 | 0 | 20 | 20 | 1 | 0
5392 | Synthetic pumped | pumped | 0 | 0 | 48 | 48 | 1 | 0
5392 | Synthetic battery | battery | 0 | 0 | 20 | 20 | 1 | 0
5393 | Synthetic pumped | pumped | 0 | 8.7683 | 48 | 38.2574 | 0.79703 | 0
5393 | Synthetic battery | battery | 0 | 0 | 20 | 20 | 1 | 0
5394 | Synthetic pumped | pumped | 0 | 12 | 38.2574 | 24.9241 | 0.51925 | 0
5394 | Synthetic battery | battery | 0 | 10 | 20 | 9.1535 | 0.45767 | 0
5395 | Synthetic pumped | pumped | 0 | 12 | 24.9241 | 11.5908 | 0.24147 | 0
5395 | Synthetic battery | battery | 0 | 8.4391 | 9.1535 | 0 | 0 | 0
5396 | Synthetic pumped | pumped | 0 | 10.4317 | 11.5908 | 0 | 0 | 0
5396 | Synthetic battery | battery | 0 | 0 | 0 | 0 | 0 | 0
5397 | Synthetic pumped | pumped | 0 | 0 | 0 | 0 | 0 | 0
5397 | Synthetic battery | battery | 0 | 0 | 0 | 0 | 0 | 0
5398 | Synthetic pumped | pumped | 0 | 0 | 0 | 0 | 0 | 0
5398 | Synthetic battery | battery | 0 | 0 | 0 | 0 | 0 | 0
5399 | Synthetic pumped | pumped | 0 | 0 | 0 | 0 | 0 | 0
5399 | Synthetic battery | battery | 0 | 0 | 0 | 0 | 0 | 0
5400 | Synthetic pumped | pumped | 0 | 0 | 0 | 0 | 0 | 0
5400 | Synthetic battery | battery | 0 | 0 | 0 | 0 | 0 | 0
5401 | Synthetic pumped | pumped | 0 | 0 | 0 | 0 | 0 | 0
5401 | Synthetic battery | battery | 0 | 0 | 0 | 0 | 0 | 0
5402 | Synthetic pumped | pumped | 0 | 0 | 0 | 0 | 0 | 0
5402 | Synthetic battery | battery | 0 | 0 | 0 | 0 | 0 | 0
5403 | Synthetic pumped | pumped | 0 | 0 | 0 | 0 | 0 | 0
5403 | Synthetic battery | battery | 0 | 0 | 0 | 0 | 0 | 0
5404 | Synthetic pumped | pumped | 0 | 0 | 0 | 0 | 0 | 0
5404 | Synthetic battery | battery | 0 | 0 | 0 | 0 | 0 | 0
5405 | Synthetic pumped | pumped | 0 | 0 | 0 | 0 | 0 | 0
5405 | Synthetic battery | battery | 0 | 0 | 0 | 0 | 0 | 0
5406 | Synthetic pumped | pumped | 0 | 0 | 0 | 0 | 0 | 0
5406 | Synthetic battery | battery | 0 | 0 | 0 | 0 | 0 | 0
5407 | Synthetic pumped | pumped | 0 | 0 | 0 | 0 | 0 | 0
5407 | Synthetic battery | battery | 0 | 0 | 0 | 0 | 0 | 0
5408 | Synthetic pumped | pumped | 0 | 0 | 0 | 0 | 0 | 0
5408 | Synthetic battery | battery | 0 | 0 | 0 | 0 | 0 | 0
5409 | Synthetic pumped | pumped | 10.8836 | 0 | 0 | 9.7953 | 0.20407 | 0
5409 | Synthetic battery | battery | 0 | 0 | 0 | 0 | 0 | 0
5410 | Synthetic pumped | pumped | 12 | 0 | 9.7953 | 20.5953 | 0.42907 | -1.7764e-15
5410 | Synthetic battery | battery | 8.0172 | 0 | 0 | 7.3915 | 0.36957 | 0
5411 | Synthetic pumped | pumped | 12 | 0 | 20.5953 | 31.3953 | 0.65407 | 0
5411 | Synthetic battery | battery | 10 | 0 | 7.3915 | 16.611 | 0.83055 | 1.7764e-15
5412 | Synthetic pumped | pumped | 12 | 0 | 31.3953 | 42.1953 | 0.87907 | 0
5412 | Synthetic battery | battery | 3.6759 | 0 | 16.611 | 20 | 1 | 0
5413 | Synthetic pumped | pumped | 6.4497 | 0 | 42.1953 | 48 | 1 | 0
5413 | Synthetic battery | battery | 0 | 0 | 20 | 20 | 1 | 0
5414 | Synthetic pumped | pumped | 0 | 0 | 48 | 48 | 1 | 0
5414 | Synthetic battery | battery | 0 | 0 | 20 | 20 | 1 | 0
5415 | Synthetic pumped | pumped | 0 | 0 | 48 | 48 | 1 | 0
5415 | Synthetic battery | battery | 0 | 0 | 20 | 20 | 1 | 0
5416 | Synthetic pumped | pumped | 0 | 0 | 48 | 48 | 1 | 0
5416 | Synthetic battery | battery | 0 | 0 | 20 | 20 | 1 | 0
5417 | Synthetic pumped | pumped | 0 | 5.4193 | 48 | 41.9785 | 0.87455 | 2.6645e-15
5417 | Synthetic battery | battery | 0 | 0 | 20 | 20 | 1 | 0
5418 | Synthetic pumped | pumped | 0 | 12 | 41.9785 | 28.6452 | 0.59677 | 0
5418 | Synthetic battery | battery | 0 | 6.1025 | 20 | 13.381 | 0.66905 | 0
5419 | Synthetic pumped | pumped | 0 | 12 | 28.6452 | 15.3119 | 0.319 | 0
5419 | Synthetic battery | battery | 0 | 10 | 13.381 | 2.5344 | 0.12672 | 0
5420 | Synthetic pumped | pumped | 0 | 12 | 15.3119 | 1.9785 | 0.041219 | 0
5420 | Synthetic battery | battery | 0 | 2.3366 | 2.5344 | 0 | 0 | 0
5421 | Synthetic pumped | pumped | 0 | 1.7807 | 1.9785 | 0 | 0 | 0
5421 | Synthetic battery | battery | 0 | 0 | 0 | 0 | 0 | 0
5422 | Synthetic pumped | pumped | 0 | 0 | 0 | 0 | 0 | 0
5422 | Synthetic battery | battery | 0 | 0 | 0 | 0 | 0 | 0
5423 | Synthetic pumped | pumped | 0 | 0 | 0 | 0 | 0 | 0
5423 | Synthetic battery | battery | 0 | 0 | 0 | 0 | 0 | 0
5424 | Synthetic pumped | pumped | 0 | 0 | 0 | 0 | 0 | 0
5424 | Synthetic battery | battery | 0 | 0 | 0 | 0 | 0 | 0
5425 | Synthetic pumped | pumped | 0 | 0 | 0 | 0 | 0 | 0
5425 | Synthetic battery | battery | 0 | 0 | 0 | 0 | 0 | 0
5426 | Synthetic pumped | pumped | 0 | 0 | 0 | 0 | 0 | 0
5426 | Synthetic battery | battery | 0 | 0 | 0 | 0 | 0 | 0
5427 | Synthetic pumped | pumped | 0 | 0 | 0 | 0 | 0 | 0
5427 | Synthetic battery | battery | 0 | 0 | 0 | 0 | 0 | 0
5428 | Synthetic pumped | pumped | 0 | 0 | 0 | 0 | 0 | 0
5428 | Synthetic battery | battery | 0 | 0 | 0 | 0 | 0 | 0
5429 | Synthetic pumped | pumped | 0 | 0 | 0 | 0 | 0 | 0
5429 | Synthetic battery | battery | 0 | 0 | 0 | 0 | 0 | 0
5430 | Synthetic pumped | pumped | 0 | 0 | 0 | 0 | 0 | 0
5430 | Synthetic battery | battery | 0 | 0 | 0 | 0 | 0 | 0
5431 | Synthetic pumped | pumped | 0 | 0 | 0 | 0 | 0 | 0
5431 | Synthetic battery | battery | 0 | 0 | 0 | 0 | 0 | 0
5432 | Synthetic pumped | pumped | 0.59642 | 0 | 0 | 0.53678 | 0.011183 | 0
5432 | Synthetic battery | battery | 0 | 0 | 0 | 0 | 0 | 0
5433 | Synthetic pumped | pumped | 12 | 0 | 0.53678 | 11.3368 | 0.23618 | 0
5433 | Synthetic battery | battery | 0.85371 | 0 | 0 | 0.78708 | 0.039354 | 0
5434 | Synthetic pumped | pumped | 12 | 0 | 11.3368 | 22.1368 | 0.46118 | -1.7764e-15
5434 | Synthetic battery | battery | 6.2653 | 0 | 0.78708 | 6.5634 | 0.32817 | 0
5435 | Synthetic pumped | pumped | 12 | 0 | 22.1368 | 32.9368 | 0.68618 | 3.5527e-15
5435 | Synthetic battery | battery | 8.4575 | 0 | 6.5634 | 14.3608 | 0.71804 | -8.8818e-16
5436 | Synthetic pumped | pumped | 12 | 0 | 32.9368 | 43.7368 | 0.91118 | -3.5527e-15
5436 | Synthetic battery | battery | 6.1166 | 0 | 14.3608 | 20 | 1 | 0
5437 | Synthetic pumped | pumped | 4.7369 | 0 | 43.7368 | 48 | 1 | 0
5437 | Synthetic battery | battery | 0 | 0 | 20 | 20 | 1 | 0
5438 | Synthetic pumped | pumped | 0 | 0 | 48 | 48 | 1 | 0
5438 | Synthetic battery | battery | 0 | 0 | 20 | 20 | 1 | 0
5439 | Synthetic pumped | pumped | 0 | 0 | 48 | 48 | 1 | 0
5439 | Synthetic battery | battery | 0 | 0 | 20 | 20 | 1 | 0
5440 | Synthetic pumped | pumped | 0 | 0 | 48 | 48 | 1 | 0
5440 | Synthetic battery | battery | 0 | 0 | 20 | 20 | 1 | 0
5441 | Synthetic pumped | pumped | 0 | 4.5013 | 48 | 42.9986 | 0.8958 | 2.6645e-15
5441 | Synthetic battery | battery | 0 | 0 | 20 | 20 | 1 | 0
5442 | Synthetic pumped | pumped | 0 | 12 | 42.9986 | 29.6653 | 0.61803 | 0
5442 | Synthetic battery | battery | 0 | 10 | 20 | 9.1535 | 0.45767 | 0
5443 | Synthetic pumped | pumped | 0 | 12 | 29.6653 | 16.3319 | 0.34025 | 0
5443 | Synthetic battery | battery | 0 | 8.4391 | 9.1535 | 0 | 0 | 0
5444 | Synthetic pumped | pumped | 0 | 12 | 16.3319 | 2.9986 | 0.062471 | 0
5444 | Synthetic battery | battery | 0 | 0 | 0 | 0 | 0 | 0
5445 | Synthetic pumped | pumped | 0 | 2.6987 | 2.9986 | 0 | 0 | 0
5445 | Synthetic battery | battery | 0 | 0 | 0 | 0 | 0 | 0
5446 | Synthetic pumped | pumped | 0 | 0 | 0 | 0 | 0 | 0
5446 | Synthetic battery | battery | 0 | 0 | 0 | 0 | 0 | 0
5447 | Synthetic pumped | pumped | 0 | 0 | 0 | 0 | 0 | 0
5447 | Synthetic battery | battery | 0 | 0 | 0 | 0 | 0 | 0
5448 | Synthetic pumped | pumped | 0 | 0 | 0 | 0 | 0 | 0
5448 | Synthetic battery | battery | 0 | 0 | 0 | 0 | 0 | 0
5449 | Synthetic pumped | pumped | 0 | 0 | 0 | 0 | 0 | 0
5449 | Synthetic battery | battery | 0 | 0 | 0 | 0 | 0 | 0
5450 | Synthetic pumped | pumped | 0 | 0 | 0 | 0 | 0 | 0
5450 | Synthetic battery | battery | 0 | 0 | 0 | 0 | 0 | 0
5451 | Synthetic pumped | pumped | 0 | 0 | 0 | 0 | 0 | 0
5451 | Synthetic battery | battery | 0 | 0 | 0 | 0 | 0 | 0
5452 | Synthetic pumped | pumped | 0 | 0 | 0 | 0 | 0 | 0
5452 | Synthetic battery | battery | 0 | 0 | 0 | 0 | 0 | 0
5453 | Synthetic pumped | pumped | 0 | 0 | 0 | 0 | 0 | 0
5453 | Synthetic battery | battery | 0 | 0 | 0 | 0 | 0 | 0
5454 | Synthetic pumped | pumped | 0 | 0 | 0 | 0 | 0 | 0
5454 | Synthetic battery | battery | 0 | 0 | 0 | 0 | 0 | 0
5455 | Synthetic pumped | pumped | 0 | 0 | 0 | 0 | 0 | 0
5455 | Synthetic battery | battery | 0 | 0 | 0 | 0 | 0 | 0
5456 | Synthetic pumped | pumped | 0 | 0 | 0 | 0 | 0 | 0
5456 | Synthetic battery | battery | 0 | 0 | 0 | 0 | 0 | 0
5457 | Synthetic pumped | pumped | 8.1541 | 0 | 0 | 7.3387 | 0.15289 | 0
5457 | Synthetic battery | battery | 0 | 0 | 0 | 0 | 0 | 0
5458 | Synthetic pumped | pumped | 12 | 0 | 7.3387 | 18.1387 | 0.37789 | 0
5458 | Synthetic battery | battery | 10 | 0 | 0 | 9.2195 | 0.46098 | 0
5459 | Synthetic pumped | pumped | 12 | 0 | 18.1387 | 28.9387 | 0.60289 | 0
5459 | Synthetic battery | battery | 10 | 0 | 9.2195 | 18.4391 | 0.92195 | 0
5460 | Synthetic pumped | pumped | 12 | 0 | 28.9387 | 39.7387 | 0.82789 | 0
5460 | Synthetic battery | battery | 1.693 | 0 | 18.4391 | 20 | 1 | 0
5461 | Synthetic pumped | pumped | 9.1793 | 0 | 39.7387 | 48 | 1 | 0
5461 | Synthetic battery | battery | 0 | 0 | 20 | 20 | 1 | 0
5462 | Synthetic pumped | pumped | 0 | 0 | 48 | 48 | 1 | 0
5462 | Synthetic battery | battery | 0 | 0 | 20 | 20 | 1 | 0
5463 | Synthetic pumped | pumped | 0 | 0 | 48 | 48 | 1 | 0
5463 | Synthetic battery | battery | 0 | 0 | 20 | 20 | 1 | 0
5464 | Synthetic pumped | pumped | 0 | 0 | 48 | 48 | 1 | 0
5464 | Synthetic battery | battery | 0 | 0 | 20 | 20 | 1 | 0
5465 | Synthetic pumped | pumped | 0 | 0 | 48 | 48 | 1 | 0
5465 | Synthetic battery | battery | 0 | 0 | 20 | 20 | 1 | 0
5466 | Synthetic pumped | pumped | 0 | 12 | 48 | 34.6667 | 0.72222 | 3.5527e-15
5466 | Synthetic battery | battery | 0 | 3.8774 | 20 | 15.7944 | 0.78972 | 0
5467 | Synthetic pumped | pumped | 0 | 12 | 34.6667 | 21.3333 | 0.44444 | 0
5467 | Synthetic battery | battery | 0 | 5.675 | 15.7944 | 9.6389 | 0.48195 | 0
5468 | Synthetic pumped | pumped | 0 | 12 | 21.3333 | 8 | 0.16667 | 0
5468 | Synthetic battery | battery | 0 | 8.8866 | 9.6389 | 0 | 0 | 0
5469 | Synthetic pumped | pumped | 0 | 7.2 | 8 | 0 | 0 | 0
5469 | Synthetic battery | battery | 0 | 0 | 0 | 0 | 0 | 0
5470 | Synthetic pumped | pumped | 0 | 0 | 0 | 0 | 0 | 0
5470 | Synthetic battery | battery | 0 | 0 | 0 | 0 | 0 | 0
5471 | Synthetic pumped | pumped | 0 | 0 | 0 | 0 | 0 | 0
5471 | Synthetic battery | battery | 0 | 0 | 0 | 0 | 0 | 0
5472 | Synthetic pumped | pumped | 0 | 0 | 0 | 0 | 0 | 0
5472 | Synthetic battery | battery | 0 | 0 | 0 | 0 | 0 | 0
5473 | Synthetic pumped | pumped | 0 | 0 | 0 | 0 | 0 | 0
5473 | Synthetic battery | battery | 0 | 0 | 0 | 0 | 0 | 0
5474 | Synthetic pumped | pumped | 0 | 0 | 0 | 0 | 0 | 0
5474 | Synthetic battery | battery | 0 | 0 | 0 | 0 | 0 | 0
5475 | Synthetic pumped | pumped | 0 | 0 | 0 | 0 | 0 | 0
5475 | Synthetic battery | battery | 0 | 0 | 0 | 0 | 0 | 0
5476 | Synthetic pumped | pumped | 0 | 0 | 0 | 0 | 0 | 0
5476 | Synthetic battery | battery | 0 | 0 | 0 | 0 | 0 | 0
5477 | Synthetic pumped | pumped | 0 | 0 | 0 | 0 | 0 | 0
5477 | Synthetic battery | battery | 0 | 0 | 0 | 0 | 0 | 0
5478 | Synthetic pumped | pumped | 0 | 0 | 0 | 0 | 0 | 0
5478 | Synthetic battery | battery | 0 | 0 | 0 | 0 | 0 | 0
5479 | Synthetic pumped | pumped | 0 | 0 | 0 | 0 | 0 | 0
5479 | Synthetic battery | battery | 0 | 0 | 0 | 0 | 0 | 0
5480 | Synthetic pumped | pumped | 0 | 0 | 0 | 0 | 0 | 0
5480 | Synthetic battery | battery | 0 | 0 | 0 | 0 | 0 | 0
5481 | Synthetic pumped | pumped | 0 | 0 | 0 | 0 | 0 | 0
5481 | Synthetic battery | battery | 0 | 0 | 0 | 0 | 0 | 0
5482 | Synthetic pumped | pumped | 4.5395 | 0 | 0 | 4.0855 | 0.085115 | 0
5482 | Synthetic battery | battery | 0 | 0 | 0 | 0 | 0 | 0
5483 | Synthetic pumped | pumped | 12 | 0 | 4.0855 | 14.8855 | 0.31012 | 0
5483 | Synthetic battery | battery | 0.26408 | 0 | 0 | 0.24347 | 0.012173 | 0
5484 | Synthetic pumped | pumped | 12 | 0 | 14.8855 | 25.6855 | 0.53512 | 0
5484 | Synthetic battery | battery | 2.2334 | 0 | 0.24347 | 2.3026 | 0.11513 | 0
5485 | Synthetic pumped | pumped | 10.5577 | 0 | 25.6855 | 35.1874 | 0.73307 | -1.7764e-15
5485 | Synthetic battery | battery | 0 | 0 | 2.3026 | 2.3026 | 0.11513 | 0
5486 | Synthetic pumped | pumped | 12 | 0 | 35.1874 | 45.9874 | 0.95807 | -3.5527e-15
5486 | Synthetic battery | battery | 1.1811 | 0 | 2.3026 | 3.3915 | 0.16957 | -2.2204e-16
5487 | Synthetic pumped | pumped | 2.2362 | 0 | 45.9874 | 48 | 1 | 0
5487 | Synthetic battery | battery | 2.4264 | 0 | 3.3915 | 5.6285 | 0.28143 | -4.4409e-16
5488 | Synthetic pumped | pumped | 0 | 0 | 48 | 48 | 1 | 0
5488 | Synthetic battery | battery | 0 | 0 | 5.6285 | 5.6285 | 0.28143 | 0
5489 | Synthetic pumped | pumped | 0 | 6.168 | 48 | 41.1466 | 0.85722 | -3.5527e-15
5489 | Synthetic battery | battery | 0 | 0 | 5.6285 | 5.6285 | 0.28143 | 0
5490 | Synthetic pumped | pumped | 0 | 12 | 41.1466 | 27.8133 | 0.57944 | 0
5490 | Synthetic battery | battery | 0 | 5.1892 | 5.6285 | 0 | 0 | 0
5491 | Synthetic pumped | pumped | 0 | 12 | 27.8133 | 14.4799 | 0.30167 | 0
5491 | Synthetic battery | battery | 0 | 0 | 0 | 0 | 0 | 0
5492 | Synthetic pumped | pumped | 0 | 12 | 14.4799 | 1.1466 | 0.023888 | 0
5492 | Synthetic battery | battery | 0 | 0 | 0 | 0 | 0 | 0
5493 | Synthetic pumped | pumped | 0 | 1.032 | 1.1466 | 0 | 0 | 0
5493 | Synthetic battery | battery | 0 | 0 | 0 | 0 | 0 | 0
5494 | Synthetic pumped | pumped | 0 | 0 | 0 | 0 | 0 | 0
5494 | Synthetic battery | battery | 0 | 0 | 0 | 0 | 0 | 0
5495 | Synthetic pumped | pumped | 0 | 0 | 0 | 0 | 0 | 0
5495 | Synthetic battery | battery | 0 | 0 | 0 | 0 | 0 | 0
5496 | Synthetic pumped | pumped | 0 | 0 | 0 | 0 | 0 | 0
5496 | Synthetic battery | battery | 0 | 0 | 0 | 0 | 0 | 0
5497 | Synthetic pumped | pumped | 0 | 0 | 0 | 0 | 0 | 0
5497 | Synthetic battery | battery | 0 | 0 | 0 | 0 | 0 | 0
5498 | Synthetic pumped | pumped | 0 | 0 | 0 | 0 | 0 | 0
5498 | Synthetic battery | battery | 0 | 0 | 0 | 0 | 0 | 0
5499 | Synthetic pumped | pumped | 0 | 0 | 0 | 0 | 0 | 0
5499 | Synthetic battery | battery | 0 | 0 | 0 | 0 | 0 | 0
5500 | Synthetic pumped | pumped | 0 | 0 | 0 | 0 | 0 | 0
5500 | Synthetic battery | battery | 0 | 0 | 0 | 0 | 0 | 0
5501 | Synthetic pumped | pumped | 0 | 0 | 0 | 0 | 0 | 0
5501 | Synthetic battery | battery | 0 | 0 | 0 | 0 | 0 | 0
5502 | Synthetic pumped | pumped | 0 | 0 | 0 | 0 | 0 | 0
5502 | Synthetic battery | battery | 0 | 0 | 0 | 0 | 0 | 0
5503 | Synthetic pumped | pumped | 0 | 0 | 0 | 0 | 0 | 0
5503 | Synthetic battery | battery | 0 | 0 | 0 | 0 | 0 | 0
5504 | Synthetic pumped | pumped | 0 | 0 | 0 | 0 | 0 | 0
5504 | Synthetic battery | battery | 0 | 0 | 0 | 0 | 0 | 0
5505 | Synthetic pumped | pumped | 0 | 0 | 0 | 0 | 0 | 0
5505 | Synthetic battery | battery | 0 | 0 | 0 | 0 | 0 | 0
5506 | Synthetic pumped | pumped | 1.5135 | 0 | 0 | 1.3622 | 0.028379 | 0
5506 | Synthetic battery | battery | 0 | 0 | 0 | 0 | 0 | 0
5507 | Synthetic pumped | pumped | 6.1694 | 0 | 1.3622 | 6.9147 | 0.14406 | 0
5507 | Synthetic battery | battery | 0 | 0 | 0 | 0 | 0 | 0
5508 | Synthetic pumped | pumped | 9.3399 | 0 | 6.9147 | 15.3205 | 0.31918 | -1.7764e-15
5508 | Synthetic battery | battery | 0 | 0 | 0 | 0 | 0 | 0
5509 | Synthetic pumped | pumped | 9.7538 | 0 | 15.3205 | 24.099 | 0.50206 | -1.7764e-15
5509 | Synthetic battery | battery | 0 | 0 | 0 | 0 | 0 | 0
5510 | Synthetic pumped | pumped | 9.1658 | 0 | 24.099 | 32.3482 | 0.67392 | -3.5527e-15
5510 | Synthetic battery | battery | 0 | 0 | 0 | 0 | 0 | 0
5511 | Synthetic pumped | pumped | 1.6469 | 0 | 32.3482 | 33.8305 | 0.7048 | -1.5543e-15
5511 | Synthetic battery | battery | 0 | 0 | 0 | 0 | 0 | 0
5512 | Synthetic pumped | pumped | 0 | 0 | 33.8305 | 33.8305 | 0.7048 | 0
5512 | Synthetic battery | battery | 0 | 0 | 0 | 0 | 0 | 0
5513 | Synthetic pumped | pumped | 0 | 8.366 | 33.8305 | 24.5349 | 0.51114 | -1.7764e-15
5513 | Synthetic battery | battery | 0 | 0 | 0 | 0 | 0 | 0
5514 | Synthetic pumped | pumped | 0 | 12 | 24.5349 | 11.2016 | 0.23337 | 0
5514 | Synthetic battery | battery | 0 | 0 | 0 | 0 | 0 | 0
5515 | Synthetic pumped | pumped | 0 | 10.0814 | 11.2016 | 0 | 0 | 0
5515 | Synthetic battery | battery | 0 | 0 | 0 | 0 | 0 | 0
5516 | Synthetic pumped | pumped | 0 | 0 | 0 | 0 | 0 | 0
5516 | Synthetic battery | battery | 0 | 0 | 0 | 0 | 0 | 0
5517 | Synthetic pumped | pumped | 0 | 0 | 0 | 0 | 0 | 0
5517 | Synthetic battery | battery | 0 | 0 | 0 | 0 | 0 | 0
5518 | Synthetic pumped | pumped | 0 | 0 | 0 | 0 | 0 | 0
5518 | Synthetic battery | battery | 0 | 0 | 0 | 0 | 0 | 0
5519 | Synthetic pumped | pumped | 0 | 0 | 0 | 0 | 0 | 0
5519 | Synthetic battery | battery | 0 | 0 | 0 | 0 | 0 | 0
5520 | Synthetic pumped | pumped | 0 | 0 | 0 | 0 | 0 | 0
5520 | Synthetic battery | battery | 0 | 0 | 0 | 0 | 0 | 0
5521 | Synthetic pumped | pumped | 0 | 0 | 0 | 0 | 0 | 0
5521 | Synthetic battery | battery | 0 | 0 | 0 | 0 | 0 | 0
5522 | Synthetic pumped | pumped | 0 | 0 | 0 | 0 | 0 | 0
5522 | Synthetic battery | battery | 0 | 0 | 0 | 0 | 0 | 0
5523 | Synthetic pumped | pumped | 0 | 0 | 0 | 0 | 0 | 0
5523 | Synthetic battery | battery | 0 | 0 | 0 | 0 | 0 | 0
5524 | Synthetic pumped | pumped | 0 | 0 | 0 | 0 | 0 | 0
5524 | Synthetic battery | battery | 0 | 0 | 0 | 0 | 0 | 0
5525 | Synthetic pumped | pumped | 0 | 0 | 0 | 0 | 0 | 0
5525 | Synthetic battery | battery | 0 | 0 | 0 | 0 | 0 | 0
5526 | Synthetic pumped | pumped | 0 | 0 | 0 | 0 | 0 | 0
5526 | Synthetic battery | battery | 0 | 0 | 0 | 0 | 0 | 0
5527 | Synthetic pumped | pumped | 0 | 0 | 0 | 0 | 0 | 0
5527 | Synthetic battery | battery | 0 | 0 | 0 | 0 | 0 | 0
5528 | Synthetic pumped | pumped | 1.0811 | 0 | 0 | 0.97303 | 0.020271 | 0
5528 | Synthetic battery | battery | 0 | 0 | 0 | 0 | 0 | 0
5529 | Synthetic pumped | pumped | 10.5685 | 0 | 0.97303 | 10.4847 | 0.21843 | 0
5529 | Synthetic battery | battery | 0 | 0 | 0 | 0 | 0 | 0
5530 | Synthetic pumped | pumped | 12 | 0 | 10.4847 | 21.2847 | 0.44343 | 0
5530 | Synthetic battery | battery | 6.6265 | 0 | 0 | 6.1093 | 0.30546 | 0
5531 | Synthetic pumped | pumped | 12 | 0 | 21.2847 | 32.0847 | 0.66843 | -3.5527e-15
5531 | Synthetic battery | battery | 8.9338 | 0 | 6.1093 | 14.3458 | 0.71729 | 0
5532 | Synthetic pumped | pumped | 12 | 0 | 32.0847 | 42.8847 | 0.89343 | -3.5527e-15
5532 | Synthetic battery | battery | 6.1328 | 0 | 14.3458 | 20 | 1 | 0
5533 | Synthetic pumped | pumped | 5.6837 | 0 | 42.8847 | 48 | 1 | 0
5533 | Synthetic battery | battery | 0 | 0 | 20 | 20 | 1 | 0
5534 | Synthetic pumped | pumped | 0 | 0 | 48 | 48 | 1 | 0
5534 | Synthetic battery | battery | 0 | 0 | 20 | 20 | 1 | 0
5535 | Synthetic pumped | pumped | 0 | 0 | 48 | 48 | 1 | 0
5535 | Synthetic battery | battery | 0 | 0 | 20 | 20 | 1 | 0
5536 | Synthetic pumped | pumped | 0 | 0 | 48 | 48 | 1 | 0
5536 | Synthetic battery | battery | 0 | 0 | 20 | 20 | 1 | 0
5537 | Synthetic pumped | pumped | 0 | 3.6127 | 48 | 43.9858 | 0.91637 | -1.7764e-15
5537 | Synthetic battery | battery | 0 | 0 | 20 | 20 | 1 | 0
5538 | Synthetic pumped | pumped | 0 | 12 | 43.9858 | 30.6525 | 0.63859 | 0
5538 | Synthetic battery | battery | 0 | 6.9337 | 20 | 12.4794 | 0.62397 | 0
5539 | Synthetic pumped | pumped | 0 | 12 | 30.6525 | 17.3192 | 0.36082 | 0
5539 | Synthetic battery | battery | 0 | 10 | 12.4794 | 1.6328 | 0.081642 | 0
5540 | Synthetic pumped | pumped | 0 | 12 | 17.3192 | 3.9858 | 0.083038 | 0
5540 | Synthetic battery | battery | 0 | 1.5054 | 1.6328 | 0 | 0 | 0
5541 | Synthetic pumped | pumped | 0 | 3.5873 | 3.9858 | 0 | 0 | 0
5541 | Synthetic battery | battery | 0 | 0 | 0 | 0 | 0 | 0
5542 | Synthetic pumped | pumped | 0 | 0 | 0 | 0 | 0 | 0
5542 | Synthetic battery | battery | 0 | 0 | 0 | 0 | 0 | 0
5543 | Synthetic pumped | pumped | 0 | 0 | 0 | 0 | 0 | 0
5543 | Synthetic battery | battery | 0 | 0 | 0 | 0 | 0 | 0
5544 | Synthetic pumped | pumped | 0 | 0 | 0 | 0 | 0 | 0
5544 | Synthetic battery | battery | 0 | 0 | 0 | 0 | 0 | 0
5545 | Synthetic pumped | pumped | 0 | 0 | 0 | 0 | 0 | 0
5545 | Synthetic battery | battery | 0 | 0 | 0 | 0 | 0 | 0
5546 | Synthetic pumped | pumped | 0 | 0 | 0 | 0 | 0 | 0
5546 | Synthetic battery | battery | 0 | 0 | 0 | 0 | 0 | 0
5547 | Synthetic pumped | pumped | 0 | 0 | 0 | 0 | 0 | 0
5547 | Synthetic battery | battery | 0 | 0 | 0 | 0 | 0 | 0
5548 | Synthetic pumped | pumped | 0 | 0 | 0 | 0 | 0 | 0
5548 | Synthetic battery | battery | 0 | 0 | 0 | 0 | 0 | 0
5549 | Synthetic pumped | pumped | 0 | 0 | 0 | 0 | 0 | 0
5549 | Synthetic battery | battery | 0 | 0 | 0 | 0 | 0 | 0
5550 | Synthetic pumped | pumped | 0 | 0 | 0 | 0 | 0 | 0
5550 | Synthetic battery | battery | 0 | 0 | 0 | 0 | 0 | 0
5551 | Synthetic pumped | pumped | 0 | 0 | 0 | 0 | 0 | 0
5551 | Synthetic battery | battery | 0 | 0 | 0 | 0 | 0 | 0
5552 | Synthetic pumped | pumped | 0 | 0 | 0 | 0 | 0 | 0
5552 | Synthetic battery | battery | 0 | 0 | 0 | 0 | 0 | 0
5553 | Synthetic pumped | pumped | 5.4387 | 0 | 0 | 4.8948 | 0.10198 | 0
5553 | Synthetic battery | battery | 0 | 0 | 0 | 0 | 0 | 0
5554 | Synthetic pumped | pumped | 12 | 0 | 4.8948 | 15.6948 | 0.32698 | 0
5554 | Synthetic battery | battery | 4.6922 | 0 | 0 | 4.326 | 0.2163 | 0
5555 | Synthetic pumped | pumped | 12 | 0 | 15.6948 | 26.4948 | 0.55198 | 0
5555 | Synthetic battery | battery | 4.3903 | 0 | 4.326 | 8.3737 | 0.41869 | 0
5556 | Synthetic pumped | pumped | 12 | 0 | 26.4948 | 37.2948 | 0.77698 | 0
5556 | Synthetic battery | battery | 10 | 0 | 8.3737 | 17.5933 | 0.87966 | 0
5557 | Synthetic pumped | pumped | 11.8946 | 0 | 37.2948 | 48 | 1 | 0
5557 | Synthetic battery | battery | 2.6105 | 0 | 17.5933 | 20 | 1 | 0
5558 | Synthetic pumped | pumped | 0 | 0 | 48 | 48 | 1 | 0
5558 | Synthetic battery | battery | 0 | 0 | 20 | 20 | 1 | 0
5559 | Synthetic pumped | pumped | 0 | 0 | 48 | 48 | 1 | 0
5559 | Synthetic battery | battery | 0 | 0 | 20 | 20 | 1 | 0
5560 | Synthetic pumped | pumped | 0 | 0 | 48 | 48 | 1 | 0
5560 | Synthetic battery | battery | 0 | 0 | 20 | 20 | 1 | 0
5561 | Synthetic pumped | pumped | 0 | 0.83317 | 48 | 47.0743 | 0.98071 | -7.7716e-16
5561 | Synthetic battery | battery | 0 | 0 | 20 | 20 | 1 | 0
5562 | Synthetic pumped | pumped | 0 | 12 | 47.0743 | 33.7409 | 0.70294 | -3.5527e-15
5562 | Synthetic battery | battery | 0 | 4.6704 | 20 | 14.9342 | 0.74671 | 8.8818e-16
5563 | Synthetic pumped | pumped | 0 | 12 | 33.7409 | 20.4076 | 0.42516 | 0
5563 | Synthetic battery | battery | 0 | 10 | 14.9342 | 4.0877 | 0.20438 | 0
5564 | Synthetic pumped | pumped | 0 | 12 | 20.4076 | 7.0743 | 0.14738 | 0
5564 | Synthetic battery | battery | 0 | 3.7686 | 4.0877 | 0 | 0 | 0
5565 | Synthetic pumped | pumped | 0 | 6.3668 | 7.0743 | 0 | 0 | 0
5565 | Synthetic battery | battery | 0 | 0 | 0 | 0 | 0 | 0
5566 | Synthetic pumped | pumped | 0 | 0 | 0 | 0 | 0 | 0
5566 | Synthetic battery | battery | 0 | 0 | 0 | 0 | 0 | 0
5567 | Synthetic pumped | pumped | 0 | 0 | 0 | 0 | 0 | 0
5567 | Synthetic battery | battery | 0 | 0 | 0 | 0 | 0 | 0
5568 | Synthetic pumped | pumped | 0 | 0 | 0 | 0 | 0 | 0
5568 | Synthetic battery | battery | 0 | 0 | 0 | 0 | 0 | 0
5569 | Synthetic pumped | pumped | 0 | 0 | 0 | 0 | 0 | 0
5569 | Synthetic battery | battery | 0 | 0 | 0 | 0 | 0 | 0
5570 | Synthetic pumped | pumped | 0 | 0 | 0 | 0 | 0 | 0
5570 | Synthetic battery | battery | 0 | 0 | 0 | 0 | 0 | 0
5571 | Synthetic pumped | pumped | 0 | 0 | 0 | 0 | 0 | 0
5571 | Synthetic battery | battery | 0 | 0 | 0 | 0 | 0 | 0
5572 | Synthetic pumped | pumped | 0 | 0 | 0 | 0 | 0 | 0
5572 | Synthetic battery | battery | 0 | 0 | 0 | 0 | 0 | 0
5573 | Synthetic pumped | pumped | 0 | 0 | 0 | 0 | 0 | 0
5573 | Synthetic battery | battery | 0 | 0 | 0 | 0 | 0 | 0
5574 | Synthetic pumped | pumped | 0 | 0 | 0 | 0 | 0 | 0
5574 | Synthetic battery | battery | 0 | 0 | 0 | 0 | 0 | 0
5575 | Synthetic pumped | pumped | 0 | 0 | 0 | 0 | 0 | 0
5575 | Synthetic battery | battery | 0 | 0 | 0 | 0 | 0 | 0
5576 | Synthetic pumped | pumped | 0 | 0 | 0 | 0 | 0 | 0
5576 | Synthetic battery | battery | 0 | 0 | 0 | 0 | 0 | 0
5577 | Synthetic pumped | pumped | 0 | 0 | 0 | 0 | 0 | 0
5577 | Synthetic battery | battery | 0 | 0 | 0 | 0 | 0 | 0
5578 | Synthetic pumped | pumped | 5.5383 | 0 | 0 | 4.9845 | 0.10384 | 0
5578 | Synthetic battery | battery | 0 | 0 | 0 | 0 | 0 | 0
5579 | Synthetic pumped | pumped | 8.8914 | 0 | 4.9845 | 12.9867 | 0.27056 | -1.7764e-15
5579 | Synthetic battery | battery | 0 | 0 | 0 | 0 | 0 | 0
5580 | Synthetic pumped | pumped | 12 | 0 | 12.9867 | 23.7867 | 0.49556 | 0
5580 | Synthetic battery | battery | 6.2768 | 0 | 0 | 5.787 | 0.28935 | 0
5581 | Synthetic pumped | pumped | 10.2613 | 0 | 23.7867 | 33.0219 | 0.68796 | -1.7764e-15
5581 | Synthetic battery | battery | 0 | 0 | 5.787 | 5.787 | 0.28935 | 0
5582 | Synthetic pumped | pumped | 12 | 0 | 33.0219 | 43.8219 | 0.91296 | -3.5527e-15
5582 | Synthetic battery | battery | 1.7864 | 0 | 5.787 | 7.4339 | 0.37169 | -2.2204e-16
5583 | Synthetic pumped | pumped | 3.9705 | 0 | 43.8219 | 47.3953 | 0.9874 | 1.3323e-15
5583 | Synthetic battery | battery | 0 | 0 | 7.4339 | 7.4339 | 0.37169 | 0
5584 | Synthetic pumped | pumped | 0 | 0 | 47.3953 | 47.3953 | 0.9874 | 0
5584 | Synthetic battery | battery | 0 | 0 | 7.4339 | 7.4339 | 0.37169 | 0
5585 | Synthetic pumped | pumped | 0 | 7.1466 | 47.3953 | 39.4546 | 0.82197 | 2.6645e-15
5585 | Synthetic battery | battery | 0 | 0 | 7.4339 | 7.4339 | 0.37169 | 0
5586 | Synthetic pumped | pumped | 0 | 12 | 39.4546 | 26.1213 | 0.54419 | 0
5586 | Synthetic battery | battery | 0 | 6.8537 | 7.4339 | 0 | 0 | 0
5587 | Synthetic pumped | pumped | 0 | 12 | 26.1213 | 12.7879 | 0.26642 | 0
5587 | Synthetic battery | battery | 0 | 0 | 0 | 0 | 0 | 0
5588 | Synthetic pumped | pumped | 0 | 11.5091 | 12.7879 | 0 | 0 | 0
5588 | Synthetic battery | battery | 0 | 0 | 0 | 0 | 0 | 0
5589 | Synthetic pumped | pumped | 0 | 0 | 0 | 0 | 0 | 0
5589 | Synthetic battery | battery | 0 | 0 | 0 | 0 | 0 | 0
5590 | Synthetic pumped | pumped | 0 | 0 | 0 | 0 | 0 | 0
5590 | Synthetic battery | battery | 0 | 0 | 0 | 0 | 0 | 0
5591 | Synthetic pumped | pumped | 0 | 0 | 0 | 0 | 0 | 0
5591 | Synthetic battery | battery | 0 | 0 | 0 | 0 | 0 | 0
5592 | Synthetic pumped | pumped | 0 | 0 | 0 | 0 | 0 | 0
5592 | Synthetic battery | battery | 0 | 0 | 0 | 0 | 0 | 0
5593 | Synthetic pumped | pumped | 0 | 0 | 0 | 0 | 0 | 0
5593 | Synthetic battery | battery | 0 | 0 | 0 | 0 | 0 | 0
5594 | Synthetic pumped | pumped | 0 | 0 | 0 | 0 | 0 | 0
5594 | Synthetic battery | battery | 0 | 0 | 0 | 0 | 0 | 0
5595 | Synthetic pumped | pumped | 0 | 0 | 0 | 0 | 0 | 0
5595 | Synthetic battery | battery | 0 | 0 | 0 | 0 | 0 | 0
5596 | Synthetic pumped | pumped | 0 | 0 | 0 | 0 | 0 | 0
5596 | Synthetic battery | battery | 0 | 0 | 0 | 0 | 0 | 0
5597 | Synthetic pumped | pumped | 0 | 0 | 0 | 0 | 0 | 0
5597 | Synthetic battery | battery | 0 | 0 | 0 | 0 | 0 | 0
5598 | Synthetic pumped | pumped | 0 | 0 | 0 | 0 | 0 | 0
5598 | Synthetic battery | battery | 0 | 0 | 0 | 0 | 0 | 0
5599 | Synthetic pumped | pumped | 0 | 0 | 0 | 0 | 0 | 0
5599 | Synthetic battery | battery | 0 | 0 | 0 | 0 | 0 | 0
5600 | Synthetic pumped | pumped | 0 | 0 | 0 | 0 | 0 | 0
5600 | Synthetic battery | battery | 0 | 0 | 0 | 0 | 0 | 0
5601 | Synthetic pumped | pumped | 2.3556 | 0 | 0 | 2.12 | 0.044167 | 0
5601 | Synthetic battery | battery | 0 | 0 | 0 | 0 | 0 | 0
5602 | Synthetic pumped | pumped | 11.4311 | 0 | 2.12 | 12.408 | 0.2585 | 0
5602 | Synthetic battery | battery | 0 | 0 | 0 | 0 | 0 | 0
5603 | Synthetic pumped | pumped | 12 | 0 | 12.408 | 23.208 | 0.4835 | 0
5603 | Synthetic battery | battery | 4.7563 | 0 | 0 | 4.3851 | 0.21925 | 0
5604 | Synthetic pumped | pumped | 12 | 0 | 23.208 | 34.008 | 0.7085 | -3.5527e-15
5604 | Synthetic battery | battery | 8.7456 | 0 | 4.3851 | 12.4481 | 0.6224 | 0
5605 | Synthetic pumped | pumped | 12 | 0 | 34.008 | 44.808 | 0.9335 | -3.5527e-15
5605 | Synthetic battery | battery | 6.1325 | 0 | 12.4481 | 18.1019 | 0.9051 | -8.8818e-16
5606 | Synthetic pumped | pumped | 3.5466 | 0 | 44.808 | 48 | 1 | 0
5606 | Synthetic battery | battery | 2.0587 | 0 | 18.1019 | 20 | 1 | 0
5607 | Synthetic pumped | pumped | 0 | 0 | 48 | 48 | 1 | 0
5607 | Synthetic battery | battery | 0 | 0 | 20 | 20 | 1 | 0
5608 | Synthetic pumped | pumped | 0 | 0 | 48 | 48 | 1 | 0
5608 | Synthetic battery | battery | 0 | 0 | 20 | 20 | 1 | 0
5609 | Synthetic pumped | pumped | 0 | 4.9463 | 48 | 42.5041 | 0.8855 | 0
5609 | Synthetic battery | battery | 0 | 0 | 20 | 20 | 1 | 0
5610 | Synthetic pumped | pumped | 0 | 12 | 42.5041 | 29.1708 | 0.60772 | 0
5610 | Synthetic battery | battery | 0 | 9.786 | 20 | 9.3856 | 0.46928 | 0
5611 | Synthetic pumped | pumped | 0 | 12 | 29.1708 | 15.8375 | 0.32995 | 0
5611 | Synthetic battery | battery | 0 | 8.6531 | 9.3856 | 0 | 0 | 0
5612 | Synthetic pumped | pumped | 0 | 12 | 15.8375 | 2.5041 | 0.052169 | 0
5612 | Synthetic battery | battery | 0 | 0 | 0 | 0 | 0 | 0
5613 | Synthetic pumped | pumped | 0 | 2.2537 | 2.5041 | 0 | 0 | 0
5613 | Synthetic battery | battery | 0 | 0 | 0 | 0 | 0 | 0
5614 | Synthetic pumped | pumped | 0 | 0 | 0 | 0 | 0 | 0
5614 | Synthetic battery | battery | 0 | 0 | 0 | 0 | 0 | 0
5615 | Synthetic pumped | pumped | 0 | 0 | 0 | 0 | 0 | 0
5615 | Synthetic battery | battery | 0 | 0 | 0 | 0 | 0 | 0
5616 | Synthetic pumped | pumped | 0 | 0 | 0 | 0 | 0 | 0
5616 | Synthetic battery | battery | 0 | 0 | 0 | 0 | 0 | 0
5617 | Synthetic pumped | pumped | 0 | 0 | 0 | 0 | 0 | 0
5617 | Synthetic battery | battery | 0 | 0 | 0 | 0 | 0 | 0
5618 | Synthetic pumped | pumped | 0 | 0 | 0 | 0 | 0 | 0
5618 | Synthetic battery | battery | 0 | 0 | 0 | 0 | 0 | 0
5619 | Synthetic pumped | pumped | 0 | 0 | 0 | 0 | 0 | 0
5619 | Synthetic battery | battery | 0 | 0 | 0 | 0 | 0 | 0
5620 | Synthetic pumped | pumped | 0 | 0 | 0 | 0 | 0 | 0
5620 | Synthetic battery | battery | 0 | 0 | 0 | 0 | 0 | 0
5621 | Synthetic pumped | pumped | 0 | 0 | 0 | 0 | 0 | 0
5621 | Synthetic battery | battery | 0 | 0 | 0 | 0 | 0 | 0
5622 | Synthetic pumped | pumped | 0 | 0 | 0 | 0 | 0 | 0
5622 | Synthetic battery | battery | 0 | 0 | 0 | 0 | 0 | 0
5623 | Synthetic pumped | pumped | 0 | 0 | 0 | 0 | 0 | 0
5623 | Synthetic battery | battery | 0 | 0 | 0 | 0 | 0 | 0
5624 | Synthetic pumped | pumped | 0 | 0 | 0 | 0 | 0 | 0
5624 | Synthetic battery | battery | 0 | 0 | 0 | 0 | 0 | 0
5625 | Synthetic pumped | pumped | 7.2835 | 0 | 0 | 6.5552 | 0.13657 | 0
5625 | Synthetic battery | battery | 0 | 0 | 0 | 0 | 0 | 0
5626 | Synthetic pumped | pumped | 12 | 0 | 6.5552 | 17.3552 | 0.36157 | 0
5626 | Synthetic battery | battery | 1.4482 | 0 | 0 | 1.3352 | 0.066759 | 0
5627 | Synthetic pumped | pumped | 12 | 0 | 17.3552 | 28.1552 | 0.58657 | 0
5627 | Synthetic battery | battery | 5.0911 | 0 | 1.3352 | 6.029 | 0.30145 | 0
5628 | Synthetic pumped | pumped | 12 | 0 | 28.1552 | 38.9552 | 0.81157 | 0
5628 | Synthetic battery | battery | 9.3566 | 0 | 6.029 | 14.6553 | 0.73277 | 0
5629 | Synthetic pumped | pumped | 10.0498 | 0 | 38.9552 | 48 | 1 | 0
5629 | Synthetic battery | battery | 5.7971 | 0 | 14.6553 | 20 | 1 | 0
5630 | Synthetic pumped | pumped | 0 | 0 | 48 | 48 | 1 | 0
5630 | Synthetic battery | battery | 0 | 0 | 20 | 20 | 1 | 0
5631 | Synthetic pumped | pumped | 0 | 0 | 48 | 48 | 1 | 0
5631 | Synthetic battery | battery | 0 | 0 | 20 | 20 | 1 | 0
5632 | Synthetic pumped | pumped | 0 | 0 | 48 | 48 | 1 | 0
5632 | Synthetic battery | battery | 0 | 0 | 20 | 20 | 1 | 0
5633 | Synthetic pumped | pumped | 0 | 3.0127 | 48 | 44.6525 | 0.93026 | 2.2204e-15
5633 | Synthetic battery | battery | 0 | 0 | 20 | 20 | 1 | 0
5634 | Synthetic pumped | pumped | 0 | 12 | 44.6525 | 31.3192 | 0.65248 | 0
5634 | Synthetic battery | battery | 0 | 10 | 20 | 9.1535 | 0.45767 | 0
5635 | Synthetic pumped | pumped | 0 | 12 | 31.3192 | 17.9859 | 0.37471 | 0
5635 | Synthetic battery | battery | 0 | 8.4391 | 9.1535 | 0 | 0 | 0
5636 | Synthetic pumped | pumped | 0 | 12 | 17.9859 | 4.6525 | 0.096928 | 0
5636 | Synthetic battery | battery | 0 | 0 | 0 | 0 | 0 | 0
5637 | Synthetic pumped | pumped | 0 | 4.1873 | 4.6525 | 0 | 0 | 0
5637 | Synthetic battery | battery | 0 | 0 | 0 | 0 | 0 | 0
5638 | Synthetic pumped | pumped | 0 | 0 | 0 | 0 | 0 | 0
5638 | Synthetic battery | battery | 0 | 0 | 0 | 0 | 0 | 0
5639 | Synthetic pumped | pumped | 0 | 0 | 0 | 0 | 0 | 0
5639 | Synthetic battery | battery | 0 | 0 | 0 | 0 | 0 | 0
5640 | Synthetic pumped | pumped | 0 | 0 | 0 | 0 | 0 | 0
5640 | Synthetic battery | battery | 0 | 0 | 0 | 0 | 0 | 0
5641 | Synthetic pumped | pumped | 0 | 0 | 0 | 0 | 0 | 0
5641 | Synthetic battery | battery | 0 | 0 | 0 | 0 | 0 | 0
5642 | Synthetic pumped | pumped | 0 | 0 | 0 | 0 | 0 | 0
5642 | Synthetic battery | battery | 0 | 0 | 0 | 0 | 0 | 0
5643 | Synthetic pumped | pumped | 0 | 0 | 0 | 0 | 0 | 0
5643 | Synthetic battery | battery | 0 | 0 | 0 | 0 | 0 | 0
5644 | Synthetic pumped | pumped | 0 | 0 | 0 | 0 | 0 | 0
5644 | Synthetic battery | battery | 0 | 0 | 0 | 0 | 0 | 0
5645 | Synthetic pumped | pumped | 0 | 0 | 0 | 0 | 0 | 0
5645 | Synthetic battery | battery | 0 | 0 | 0 | 0 | 0 | 0
5646 | Synthetic pumped | pumped | 0 | 0 | 0 | 0 | 0 | 0
5646 | Synthetic battery | battery | 0 | 0 | 0 | 0 | 0 | 0
5647 | Synthetic pumped | pumped | 0 | 0 | 0 | 0 | 0 | 0
5647 | Synthetic battery | battery | 0 | 0 | 0 | 0 | 0 | 0
5648 | Synthetic pumped | pumped | 0 | 0 | 0 | 0 | 0 | 0
5648 | Synthetic battery | battery | 0 | 0 | 0 | 0 | 0 | 0
5649 | Synthetic pumped | pumped | 8.5459 | 0 | 0 | 7.6913 | 0.16024 | 0
5649 | Synthetic battery | battery | 0 | 0 | 0 | 0 | 0 | 0
5650 | Synthetic pumped | pumped | 12 | 0 | 7.6913 | 18.4913 | 0.38524 | 0
5650 | Synthetic battery | battery | 2.0581 | 0 | 0 | 1.8975 | 0.094876 | 0
5651 | Synthetic pumped | pumped | 12 | 0 | 18.4913 | 29.2913 | 0.61024 | 0
5651 | Synthetic battery | battery | 6.047 | 0 | 1.8975 | 7.4726 | 0.37363 | 0
5652 | Synthetic pumped | pumped | 12 | 0 | 29.2913 | 40.0913 | 0.83524 | 0
5652 | Synthetic battery | battery | 10 | 0 | 7.4726 | 16.6921 | 0.83461 | 0
5653 | Synthetic pumped | pumped | 8.7874 | 0 | 40.0913 | 48 | 1 | -8.8818e-16
5653 | Synthetic battery | battery | 3.5879 | 0 | 16.6921 | 20 | 1 | 0
5654 | Synthetic pumped | pumped | 0 | 0 | 48 | 48 | 1 | 0
5654 | Synthetic battery | battery | 0 | 0 | 20 | 20 | 1 | 0
5655 | Synthetic pumped | pumped | 0 | 0 | 48 | 48 | 1 | 0
5655 | Synthetic battery | battery | 0 | 0 | 20 | 20 | 1 | 0
5656 | Synthetic pumped | pumped | 0 | 0 | 48 | 48 | 1 | 0
5656 | Synthetic battery | battery | 0 | 0 | 20 | 20 | 1 | 0
5657 | Synthetic pumped | pumped | 0 | 5.6645 | 48 | 41.7061 | 0.86888 | 8.8818e-16
5657 | Synthetic battery | battery | 0 | 0 | 20 | 20 | 1 | 0
5658 | Synthetic pumped | pumped | 0 | 12 | 41.7061 | 28.3728 | 0.5911 | 0
5658 | Synthetic battery | battery | 0 | 10 | 20 | 9.1535 | 0.45767 | 0
5659 | Synthetic pumped | pumped | 0 | 12 | 28.3728 | 15.0394 | 0.31332 | 0
5659 | Synthetic battery | battery | 0 | 8.4391 | 9.1535 | 0 | 0 | 0
5660 | Synthetic pumped | pumped | 0 | 12 | 15.0394 | 1.7061 | 0.035544 | 0
5660 | Synthetic battery | battery | 0 | 0 | 0 | 0 | 0 | 0
5661 | Synthetic pumped | pumped | 0 | 1.5355 | 1.7061 | 0 | 0 | 0
5661 | Synthetic battery | battery | 0 | 0 | 0 | 0 | 0 | 0
5662 | Synthetic pumped | pumped | 0 | 0 | 0 | 0 | 0 | 0
5662 | Synthetic battery | battery | 0 | 0 | 0 | 0 | 0 | 0
5663 | Synthetic pumped | pumped | 0 | 0 | 0 | 0 | 0 | 0
5663 | Synthetic battery | battery | 0 | 0 | 0 | 0 | 0 | 0
5664 | Synthetic pumped | pumped | 0 | 0 | 0 | 0 | 0 | 0
5664 | Synthetic battery | battery | 0 | 0 | 0 | 0 | 0 | 0
5665 | Synthetic pumped | pumped | 0 | 0 | 0 | 0 | 0 | 0
5665 | Synthetic battery | battery | 0 | 0 | 0 | 0 | 0 | 0
5666 | Synthetic pumped | pumped | 0 | 0 | 0 | 0 | 0 | 0
5666 | Synthetic battery | battery | 0 | 0 | 0 | 0 | 0 | 0
5667 | Synthetic pumped | pumped | 0 | 0 | 0 | 0 | 0 | 0
5667 | Synthetic battery | battery | 0 | 0 | 0 | 0 | 0 | 0
5668 | Synthetic pumped | pumped | 0 | 0 | 0 | 0 | 0 | 0
5668 | Synthetic battery | battery | 0 | 0 | 0 | 0 | 0 | 0
5669 | Synthetic pumped | pumped | 0 | 0 | 0 | 0 | 0 | 0
5669 | Synthetic battery | battery | 0 | 0 | 0 | 0 | 0 | 0
5670 | Synthetic pumped | pumped | 0 | 0 | 0 | 0 | 0 | 0
5670 | Synthetic battery | battery | 0 | 0 | 0 | 0 | 0 | 0
5671 | Synthetic pumped | pumped | 0 | 0 | 0 | 0 | 0 | 0
5671 | Synthetic battery | battery | 0 | 0 | 0 | 0 | 0 | 0
5672 | Synthetic pumped | pumped | 0 | 0 | 0 | 0 | 0 | 0
5672 | Synthetic battery | battery | 0 | 0 | 0 | 0 | 0 | 0
5673 | Synthetic pumped | pumped | 6.278 | 0 | 0 | 5.6502 | 0.11771 | 0
5673 | Synthetic battery | battery | 0 | 0 | 0 | 0 | 0 | 0
5674 | Synthetic pumped | pumped | 12 | 0 | 5.6502 | 16.4502 | 0.34271 | 0
5674 | Synthetic battery | battery | 0.80455 | 0 | 0 | 0.74176 | 0.037088 | 0
5675 | Synthetic pumped | pumped | 12 | 0 | 16.4502 | 27.2502 | 0.56771 | 0
5675 | Synthetic battery | battery | 8.3048 | 0 | 0.74176 | 8.3984 | 0.41992 | 0
5676 | Synthetic pumped | pumped | 12 | 0 | 27.2502 | 38.0502 | 0.79271 | 3.5527e-15
5676 | Synthetic battery | battery | 8.3767 | 0 | 8.3984 | 16.1213 | 0.80606 | -8.8818e-16
5677 | Synthetic pumped | pumped | 11.0554 | 0 | 38.0502 | 48 | 1 | 0
5677 | Synthetic battery | battery | 4.2071 | 0 | 16.1213 | 20 | 1 | 0
5678 | Synthetic pumped | pumped | 0 | 0 | 48 | 48 | 1 | 0
5678 | Synthetic battery | battery | 0 | 0 | 20 | 20 | 1 | 0
5679 | Synthetic pumped | pumped | 0 | 0 | 48 | 48 | 1 | 0
5679 | Synthetic battery | battery | 0 | 0 | 20 | 20 | 1 | 0
5680 | Synthetic pumped | pumped | 0 | 0 | 48 | 48 | 1 | 0
5680 | Synthetic battery | battery | 0 | 0 | 20 | 20 | 1 | 0
5681 | Synthetic pumped | pumped | 0 | 6.4495 | 48 | 40.8339 | 0.85071 | 0
5681 | Synthetic battery | battery | 0 | 0 | 20 | 20 | 1 | 0
5682 | Synthetic pumped | pumped | 0 | 12 | 40.8339 | 27.5006 | 0.57293 | 0
5682 | Synthetic battery | battery | 0 | 10 | 20 | 9.1535 | 0.45767 | 0
5683 | Synthetic pumped | pumped | 0 | 12 | 27.5006 | 14.1673 | 0.29515 | 0
5683 | Synthetic battery | battery | 0 | 8.4391 | 9.1535 | 0 | 0 | 0
5684 | Synthetic pumped | pumped | 0 | 12 | 14.1673 | 0.83394 | 0.017374 | 0
5684 | Synthetic battery | battery | 0 | 0 | 0 | 0 | 0 | 0
5685 | Synthetic pumped | pumped | 0 | 0.75054 | 0.83394 | 0 | 0 | 0
5685 | Synthetic battery | battery | 0 | 0 | 0 | 0 | 0 | 0
5686 | Synthetic pumped | pumped | 0 | 0 | 0 | 0 | 0 | 0
5686 | Synthetic battery | battery | 0 | 0 | 0 | 0 | 0 | 0
5687 | Synthetic pumped | pumped | 0 | 0 | 0 | 0 | 0 | 0
5687 | Synthetic battery | battery | 0 | 0 | 0 | 0 | 0 | 0
5688 | Synthetic pumped | pumped | 0 | 0 | 0 | 0 | 0 | 0
5688 | Synthetic battery | battery | 0 | 0 | 0 | 0 | 0 | 0
5689 | Synthetic pumped | pumped | 0 | 0 | 0 | 0 | 0 | 0
5689 | Synthetic battery | battery | 0 | 0 | 0 | 0 | 0 | 0
5690 | Synthetic pumped | pumped | 0 | 0 | 0 | 0 | 0 | 0
5690 | Synthetic battery | battery | 0 | 0 | 0 | 0 | 0 | 0
5691 | Synthetic pumped | pumped | 0 | 0 | 0 | 0 | 0 | 0
5691 | Synthetic battery | battery | 0 | 0 | 0 | 0 | 0 | 0
5692 | Synthetic pumped | pumped | 0 | 0 | 0 | 0 | 0 | 0
5692 | Synthetic battery | battery | 0 | 0 | 0 | 0 | 0 | 0
5693 | Synthetic pumped | pumped | 0 | 0 | 0 | 0 | 0 | 0
5693 | Synthetic battery | battery | 0 | 0 | 0 | 0 | 0 | 0
5694 | Synthetic pumped | pumped | 0 | 0 | 0 | 0 | 0 | 0
5694 | Synthetic battery | battery | 0 | 0 | 0 | 0 | 0 | 0
5695 | Synthetic pumped | pumped | 0 | 0 | 0 | 0 | 0 | 0
5695 | Synthetic battery | battery | 0 | 0 | 0 | 0 | 0 | 0
5696 | Synthetic pumped | pumped | 1.3922 | 0 | 0 | 1.253 | 0.026105 | 0
5696 | Synthetic battery | battery | 0 | 0 | 0 | 0 | 0 | 0
5697 | Synthetic pumped | pumped | 11.181 | 0 | 1.253 | 11.3159 | 0.23575 | 0
5697 | Synthetic battery | battery | 0 | 0 | 0 | 0 | 0 | 0
5698 | Synthetic pumped | pumped | 12 | 0 | 11.3159 | 22.1159 | 0.46075 | -1.7764e-15
5698 | Synthetic battery | battery | 8.4847 | 0 | 0 | 7.8225 | 0.39113 | 0
5699 | Synthetic pumped | pumped | 12 | 0 | 22.1159 | 32.9159 | 0.68575 | -3.5527e-15
5699 | Synthetic battery | battery | 10 | 0 | 7.8225 | 17.0421 | 0.8521 | 0
5700 | Synthetic pumped | pumped | 12 | 0 | 32.9159 | 43.7159 | 0.91075 | -3.5527e-15
5700 | Synthetic battery | battery | 3.2083 | 0 | 17.0421 | 20 | 1 | 0
5701 | Synthetic pumped | pumped | 4.7601 | 0 | 43.7159 | 48 | 1 | 0
5701 | Synthetic battery | battery | 0 | 0 | 20 | 20 | 1 | 0
5702 | Synthetic pumped | pumped | 0 | 0 | 48 | 48 | 1 | 0
5702 | Synthetic battery | battery | 0 | 0 | 20 | 20 | 1 | 0
5703 | Synthetic pumped | pumped | 0 | 0 | 48 | 48 | 1 | 0
5703 | Synthetic battery | battery | 0 | 0 | 20 | 20 | 1 | 0
5704 | Synthetic pumped | pumped | 0 | 0 | 48 | 48 | 1 | 0
5704 | Synthetic battery | battery | 0 | 0 | 20 | 20 | 1 | 0
5705 | Synthetic pumped | pumped | 0 | 0 | 48 | 48 | 1 | 0
5705 | Synthetic battery | battery | 0 | 0 | 20 | 20 | 1 | 0
5706 | Synthetic pumped | pumped | 0 | 12 | 48 | 34.6667 | 0.72222 | 3.5527e-15
5706 | Synthetic battery | battery | 0 | 2.8187 | 20 | 16.9427 | 0.84713 | -4.4409e-16
5707 | Synthetic pumped | pumped | 0 | 12 | 34.6667 | 21.3333 | 0.44444 | 0
5707 | Synthetic battery | battery | 0 | 8.0533 | 16.9427 | 8.2076 | 0.41038 | 0
5708 | Synthetic pumped | pumped | 0 | 12 | 21.3333 | 8 | 0.16667 | 0
5708 | Synthetic battery | battery | 0 | 7.5671 | 8.2076 | 0 | 0 | 0
5709 | Synthetic pumped | pumped | 0 | 7.2 | 8 | 0 | 0 | 0
5709 | Synthetic battery | battery | 0 | 0 | 0 | 0 | 0 | 0
5710 | Synthetic pumped | pumped | 0 | 0 | 0 | 0 | 0 | 0
5710 | Synthetic battery | battery | 0 | 0 | 0 | 0 | 0 | 0
5711 | Synthetic pumped | pumped | 0 | 0 | 0 | 0 | 0 | 0
5711 | Synthetic battery | battery | 0 | 0 | 0 | 0 | 0 | 0
5712 | Synthetic pumped | pumped | 0 | 0 | 0 | 0 | 0 | 0
5712 | Synthetic battery | battery | 0 | 0 | 0 | 0 | 0 | 0
5713 | Synthetic pumped | pumped | 0 | 0 | 0 | 0 | 0 | 0
5713 | Synthetic battery | battery | 0 | 0 | 0 | 0 | 0 | 0
5714 | Synthetic pumped | pumped | 0 | 0 | 0 | 0 | 0 | 0
5714 | Synthetic battery | battery | 0 | 0 | 0 | 0 | 0 | 0
5715 | Synthetic pumped | pumped | 0 | 0 | 0 | 0 | 0 | 0
5715 | Synthetic battery | battery | 0 | 0 | 0 | 0 | 0 | 0
5716 | Synthetic pumped | pumped | 0 | 0 | 0 | 0 | 0 | 0
5716 | Synthetic battery | battery | 0 | 0 | 0 | 0 | 0 | 0
5717 | Synthetic pumped | pumped | 0 | 0 | 0 | 0 | 0 | 0
5717 | Synthetic battery | battery | 0 | 0 | 0 | 0 | 0 | 0
5718 | Synthetic pumped | pumped | 0 | 0 | 0 | 0 | 0 | 0
5718 | Synthetic battery | battery | 0 | 0 | 0 | 0 | 0 | 0
5719 | Synthetic pumped | pumped | 0 | 0 | 0 | 0 | 0 | 0
5719 | Synthetic battery | battery | 0 | 0 | 0 | 0 | 0 | 0
5720 | Synthetic pumped | pumped | 0 | 0 | 0 | 0 | 0 | 0
5720 | Synthetic battery | battery | 0 | 0 | 0 | 0 | 0 | 0
5721 | Synthetic pumped | pumped | 3.3036 | 0 | 0 | 2.9732 | 0.061942 | 0
5721 | Synthetic battery | battery | 0 | 0 | 0 | 0 | 0 | 0
5722 | Synthetic pumped | pumped | 7.779 | 0 | 2.9732 | 9.9743 | 0.2078 | 0
5722 | Synthetic battery | battery | 0 | 0 | 0 | 0 | 0 | 0
5723 | Synthetic pumped | pumped | 12 | 0 | 9.9743 | 20.7743 | 0.4328 | 1.7764e-15
5723 | Synthetic battery | battery | 4.6539 | 0 | 0 | 4.2907 | 0.21454 | 0
5724 | Synthetic pumped | pumped | 12 | 0 | 20.7743 | 31.5743 | 0.6578 | 0
5724 | Synthetic battery | battery | 4.667 | 0 | 4.2907 | 8.5935 | 0.42967 | 8.8818e-16
5725 | Synthetic pumped | pumped | 12 | 0 | 31.5743 | 42.3743 | 0.8828 | 0
5725 | Synthetic battery | battery | 10 | 0 | 8.5935 | 17.813 | 0.89065 | 0
5726 | Synthetic pumped | pumped | 6.2508 | 0 | 42.3743 | 48 | 1 | 0
5726 | Synthetic battery | battery | 2.3721 | 0 | 17.813 | 20 | 1 | 0
5727 | Synthetic pumped | pumped | 0 | 0 | 48 | 48 | 1 | 0
5727 | Synthetic battery | battery | 0 | 0 | 20 | 20 | 1 | 0
5728 | Synthetic pumped | pumped | 0 | 0 | 48 | 48 | 1 | 0
5728 | Synthetic battery | battery | 0 | 0 | 20 | 20 | 1 | 0
5729 | Synthetic pumped | pumped | 0 | 5.4918 | 48 | 41.898 | 0.87288 | 1.7764e-15
5729 | Synthetic battery | battery | 0 | 0 | 20 | 20 | 1 | 0
5730 | Synthetic pumped | pumped | 0 | 12 | 41.898 | 28.5647 | 0.5951 | 0
5730 | Synthetic battery | battery | 0 | 9.7542 | 20 | 9.4201 | 0.471 | 0
5731 | Synthetic pumped | pumped | 0 | 12 | 28.5647 | 15.2314 | 0.31732 | 0
5731 | Synthetic battery | battery | 0 | 8.6849 | 9.4201 | 0 | 0 | 0
5732 | Synthetic pumped | pumped | 0 | 12 | 15.2314 | 1.898 | 0.039542 | 0
5732 | Synthetic battery | battery | 0 | 0 | 0 | 0 | 0 | 0
5733 | Synthetic pumped | pumped | 0 | 1.7082 | 1.898 | 0 | 0 | 0
5733 | Synthetic battery | battery | 0 | 0 | 0 | 0 | 0 | 0
5734 | Synthetic pumped | pumped | 0 | 0 | 0 | 0 | 0 | 0
5734 | Synthetic battery | battery | 0 | 0 | 0 | 0 | 0 | 0
5735 | Synthetic pumped | pumped | 0 | 0 | 0 | 0 | 0 | 0
5735 | Synthetic battery | battery | 0 | 0 | 0 | 0 | 0 | 0
5736 | Synthetic pumped | pumped | 0 | 0 | 0 | 0 | 0 | 0
5736 | Synthetic battery | battery | 0 | 0 | 0 | 0 | 0 | 0
5737 | Synthetic pumped | pumped | 0 | 0 | 0 | 0 | 0 | 0
5737 | Synthetic battery | battery | 0 | 0 | 0 | 0 | 0 | 0
5738 | Synthetic pumped | pumped | 0 | 0 | 0 | 0 | 0 | 0
5738 | Synthetic battery | battery | 0 | 0 | 0 | 0 | 0 | 0
5739 | Synthetic pumped | pumped | 0 | 0 | 0 | 0 | 0 | 0
5739 | Synthetic battery | battery | 0 | 0 | 0 | 0 | 0 | 0
5740 | Synthetic pumped | pumped | 0 | 0 | 0 | 0 | 0 | 0
5740 | Synthetic battery | battery | 0 | 0 | 0 | 0 | 0 | 0
5741 | Synthetic pumped | pumped | 0 | 0 | 0 | 0 | 0 | 0
5741 | Synthetic battery | battery | 0 | 0 | 0 | 0 | 0 | 0
5742 | Synthetic pumped | pumped | 0 | 0 | 0 | 0 | 0 | 0
5742 | Synthetic battery | battery | 0 | 0 | 0 | 0 | 0 | 0
5743 | Synthetic pumped | pumped | 0 | 0 | 0 | 0 | 0 | 0
5743 | Synthetic battery | battery | 0 | 0 | 0 | 0 | 0 | 0
5744 | Synthetic pumped | pumped | 0 | 0 | 0 | 0 | 0 | 0
5744 | Synthetic battery | battery | 0 | 0 | 0 | 0 | 0 | 0
5745 | Synthetic pumped | pumped | 11.8628 | 0 | 0 | 10.6765 | 0.22243 | 0
5745 | Synthetic battery | battery | 0 | 0 | 0 | 0 | 0 | 0
5746 | Synthetic pumped | pumped | 12 | 0 | 10.6765 | 21.4765 | 0.44743 | 0
5746 | Synthetic battery | battery | 8.1046 | 0 | 0 | 7.4721 | 0.3736 | 0
5747 | Synthetic pumped | pumped | 12 | 0 | 21.4765 | 32.2765 | 0.67243 | 0
5747 | Synthetic battery | battery | 10 | 0 | 7.4721 | 16.6916 | 0.83458 | 1.7764e-15
5748 | Synthetic pumped | pumped | 12 | 0 | 32.2765 | 43.0765 | 0.89743 | 3.5527e-15
5748 | Synthetic battery | battery | 3.5885 | 0 | 16.6916 | 20 | 1 | 0
5749 | Synthetic pumped | pumped | 5.4705 | 0 | 43.0765 | 48 | 1 | 0
5749 | Synthetic battery | battery | 0 | 0 | 20 | 20 | 1 | 0
5750 | Synthetic pumped | pumped | 0 | 0 | 48 | 48 | 1 | 0
5750 | Synthetic battery | battery | 0 | 0 | 20 | 20 | 1 | 0
5751 | Synthetic pumped | pumped | 0 | 0 | 48 | 48 | 1 | 0
5751 | Synthetic battery | battery | 0 | 0 | 20 | 20 | 1 | 0
5752 | Synthetic pumped | pumped | 0 | 0 | 48 | 48 | 1 | 0
5752 | Synthetic battery | battery | 0 | 0 | 20 | 20 | 1 | 0
5753 | Synthetic pumped | pumped | 0 | 7.9658 | 48 | 39.1491 | 0.81561 | -3.5527e-15
5753 | Synthetic battery | battery | 0 | 0 | 20 | 20 | 1 | 0
5754 | Synthetic pumped | pumped | 0 | 12 | 39.1491 | 25.8158 | 0.53783 | 0
5754 | Synthetic battery | battery | 0 | 10 | 20 | 9.1535 | 0.45767 | 0
5755 | Synthetic pumped | pumped | 0 | 12 | 25.8158 | 12.4824 | 0.26005 | 0
5755 | Synthetic battery | battery | 0 | 8.4391 | 9.1535 | 0 | 0 | 0
5756 | Synthetic pumped | pumped | 0 | 11.2342 | 12.4824 | 0 | 0 | 0
5756 | Synthetic battery | battery | 0 | 0 | 0 | 0 | 0 | 0
5757 | Synthetic pumped | pumped | 0 | 0 | 0 | 0 | 0 | 0
5757 | Synthetic battery | battery | 0 | 0 | 0 | 0 | 0 | 0
5758 | Synthetic pumped | pumped | 0 | 0 | 0 | 0 | 0 | 0
5758 | Synthetic battery | battery | 0 | 0 | 0 | 0 | 0 | 0
5759 | Synthetic pumped | pumped | 0 | 0 | 0 | 0 | 0 | 0
5759 | Synthetic battery | battery | 0 | 0 | 0 | 0 | 0 | 0
5760 | Synthetic pumped | pumped | 0 | 0 | 0 | 0 | 0 | 0
5760 | Synthetic battery | battery | 0 | 0 | 0 | 0 | 0 | 0
5761 | Synthetic pumped | pumped | 0 | 0 | 0 | 0 | 0 | 0
5761 | Synthetic battery | battery | 0 | 0 | 0 | 0 | 0 | 0
5762 | Synthetic pumped | pumped | 0 | 0 | 0 | 0 | 0 | 0
5762 | Synthetic battery | battery | 0 | 0 | 0 | 0 | 0 | 0
5763 | Synthetic pumped | pumped | 0 | 0 | 0 | 0 | 0 | 0
5763 | Synthetic battery | battery | 0 | 0 | 0 | 0 | 0 | 0
5764 | Synthetic pumped | pumped | 0 | 0 | 0 | 0 | 0 | 0
5764 | Synthetic battery | battery | 0 | 0 | 0 | 0 | 0 | 0
5765 | Synthetic pumped | pumped | 0 | 0 | 0 | 0 | 0 | 0
5765 | Synthetic battery | battery | 0 | 0 | 0 | 0 | 0 | 0
5766 | Synthetic pumped | pumped | 0 | 0 | 0 | 0 | 0 | 0
5766 | Synthetic battery | battery | 0 | 0 | 0 | 0 | 0 | 0
5767 | Synthetic pumped | pumped | 0 | 0 | 0 | 0 | 0 | 0
5767 | Synthetic battery | battery | 0 | 0 | 0 | 0 | 0 | 0
5768 | Synthetic pumped | pumped | 0 | 0 | 0 | 0 | 0 | 0
5768 | Synthetic battery | battery | 0 | 0 | 0 | 0 | 0 | 0
5769 | Synthetic pumped | pumped | 8.9299 | 0 | 0 | 8.0369 | 0.16744 | 0
5769 | Synthetic battery | battery | 0 | 0 | 0 | 0 | 0 | 0
5770 | Synthetic pumped | pumped | 12 | 0 | 8.0369 | 18.8369 | 0.39244 | 1.7764e-15
5770 | Synthetic battery | battery | 10 | 0 | 0 | 9.2195 | 0.46098 | 0
5771 | Synthetic pumped | pumped | 12 | 0 | 18.8369 | 29.6369 | 0.61744 | 0
5771 | Synthetic battery | battery | 10 | 0 | 9.2195 | 18.4391 | 0.92195 | 0
5772 | Synthetic pumped | pumped | 12 | 0 | 29.6369 | 40.4369 | 0.84244 | 0
5772 | Synthetic battery | battery | 1.693 | 0 | 18.4391 | 20 | 1 | 0
5773 | Synthetic pumped | pumped | 8.4034 | 0 | 40.4369 | 48 | 1 | 0
5773 | Synthetic battery | battery | 0 | 0 | 20 | 20 | 1 | 0
5774 | Synthetic pumped | pumped | 0 | 0 | 48 | 48 | 1 | 0
5774 | Synthetic battery | battery | 0 | 0 | 20 | 20 | 1 | 0
5775 | Synthetic pumped | pumped | 0 | 0 | 48 | 48 | 1 | 0
5775 | Synthetic battery | battery | 0 | 0 | 20 | 20 | 1 | 0
5776 | Synthetic pumped | pumped | 0 | 0 | 48 | 48 | 1 | 0
5776 | Synthetic battery | battery | 0 | 0 | 20 | 20 | 1 | 0
5777 | Synthetic pumped | pumped | 0 | 1.847 | 48 | 45.9477 | 0.95724 | 1.3323e-15
5777 | Synthetic battery | battery | 0 | 0 | 20 | 20 | 1 | 0
5778 | Synthetic pumped | pumped | 0 | 12 | 45.9477 | 32.6144 | 0.67947 | 3.5527e-15
5778 | Synthetic battery | battery | 0 | 7.8824 | 20 | 11.4504 | 0.57252 | 0
5779 | Synthetic pumped | pumped | 0 | 12 | 32.6144 | 19.2811 | 0.40169 | 0
5779 | Synthetic battery | battery | 0 | 10 | 11.4504 | 0.60383 | 0.030192 | 0
5780 | Synthetic pumped | pumped | 0 | 12 | 19.2811 | 5.9477 | 0.12391 | 0
5780 | Synthetic battery | battery | 0 | 0.5567 | 0.60383 | 0 | 0 | 0
5781 | Synthetic pumped | pumped | 0 | 5.353 | 5.9477 | 0 | 0 | 0
5781 | Synthetic battery | battery | 0 | 0 | 0 | 0 | 0 | 0
5782 | Synthetic pumped | pumped | 0 | 0 | 0 | 0 | 0 | 0
5782 | Synthetic battery | battery | 0 | 0 | 0 | 0 | 0 | 0
5783 | Synthetic pumped | pumped | 0 | 0 | 0 | 0 | 0 | 0
5783 | Synthetic battery | battery | 0 | 0 | 0 | 0 | 0 | 0
5784 | Synthetic pumped | pumped | 0 | 0 | 0 | 0 | 0 | 0
5784 | Synthetic battery | battery | 0 | 0 | 0 | 0 | 0 | 0
5785 | Synthetic pumped | pumped | 0 | 0 | 0 | 0 | 0 | 0
5785 | Synthetic battery | battery | 0 | 0 | 0 | 0 | 0 | 0
5786 | Synthetic pumped | pumped | 0 | 0 | 0 | 0 | 0 | 0
5786 | Synthetic battery | battery | 0 | 0 | 0 | 0 | 0 | 0
5787 | Synthetic pumped | pumped | 0 | 0 | 0 | 0 | 0 | 0
5787 | Synthetic battery | battery | 0 | 0 | 0 | 0 | 0 | 0
5788 | Synthetic pumped | pumped | 0 | 0 | 0 | 0 | 0 | 0
5788 | Synthetic battery | battery | 0 | 0 | 0 | 0 | 0 | 0
5789 | Synthetic pumped | pumped | 0 | 0 | 0 | 0 | 0 | 0
5789 | Synthetic battery | battery | 0 | 0 | 0 | 0 | 0 | 0
5790 | Synthetic pumped | pumped | 0 | 0 | 0 | 0 | 0 | 0
5790 | Synthetic battery | battery | 0 | 0 | 0 | 0 | 0 | 0
5791 | Synthetic pumped | pumped | 0 | 0 | 0 | 0 | 0 | 0
5791 | Synthetic battery | battery | 0 | 0 | 0 | 0 | 0 | 0
5792 | Synthetic pumped | pumped | 0 | 0 | 0 | 0 | 0 | 0
5792 | Synthetic battery | battery | 0 | 0 | 0 | 0 | 0 | 0
5793 | Synthetic pumped | pumped | 4.8704 | 0 | 0 | 4.3834 | 0.09132 | 0
5793 | Synthetic battery | battery | 0 | 0 | 0 | 0 | 0 | 0
5794 | Synthetic pumped | pumped | 12 | 0 | 4.3834 | 15.1834 | 0.31632 | 0
5794 | Synthetic battery | battery | 6.8075 | 0 | 0 | 6.2762 | 0.31381 | 0
5795 | Synthetic pumped | pumped | 12 | 0 | 15.1834 | 25.9834 | 0.54132 | 0
5795 | Synthetic battery | battery | 8.218 | 0 | 6.2762 | 13.8529 | 0.69264 | 0
5796 | Synthetic pumped | pumped | 12 | 0 | 25.9834 | 36.7834 | 0.76632 | 3.5527e-15
5796 | Synthetic battery | battery | 6.3458 | 0 | 13.8529 | 19.7034 | 0.98517 | 0
5797 | Synthetic pumped | pumped | 12 | 0 | 36.7834 | 47.5834 | 0.99132 | -3.5527e-15
5797 | Synthetic battery | battery | 0.32172 | 0 | 19.7034 | 20 | 1 | 0
5798 | Synthetic pumped | pumped | 0.46294 | 0 | 47.5834 | 48 | 1 | 0
5798 | Synthetic battery | battery | 0 | 0 | 20 | 20 | 1 | 0
5799 | Synthetic pumped | pumped | 0 | 0 | 48 | 48 | 1 | 0
5799 | Synthetic battery | battery | 0 | 0 | 20 | 20 | 1 | 0
5800 | Synthetic pumped | pumped | 0 | 0 | 48 | 48 | 1 | 0
5800 | Synthetic battery | battery | 0 | 0 | 20 | 20 | 1 | 0
5801 | Synthetic pumped | pumped | 0 | 4.1064 | 48 | 43.4373 | 0.90494 | -8.8818e-16
5801 | Synthetic battery | battery | 0 | 0 | 20 | 20 | 1 | 0
5802 | Synthetic pumped | pumped | 0 | 12 | 43.4373 | 30.104 | 0.62717 | 0
5802 | Synthetic battery | battery | 0 | 5.8046 | 20 | 13.704 | 0.6852 | 0
5803 | Synthetic pumped | pumped | 0 | 12 | 30.104 | 16.7707 | 0.34939 | 0
5803 | Synthetic battery | battery | 0 | 10 | 13.704 | 2.8575 | 0.14287 | 0
5804 | Synthetic pumped | pumped | 0 | 12 | 16.7707 | 3.4373 | 0.071611 | 0
5804 | Synthetic battery | battery | 0 | 2.6345 | 2.8575 | 0 | 0 | 0
5805 | Synthetic pumped | pumped | 0 | 3.0936 | 3.4373 | 0 | 0 | 0
5805 | Synthetic battery | battery | 0 | 0 | 0 | 0 | 0 | 0
5806 | Synthetic pumped | pumped | 0 | 0 | 0 | 0 | 0 | 0
5806 | Synthetic battery | battery | 0 | 0 | 0 | 0 | 0 | 0
5807 | Synthetic pumped | pumped | 0 | 0 | 0 | 0 | 0 | 0
5807 | Synthetic battery | battery | 0 | 0 | 0 | 0 | 0 | 0
5808 | Synthetic pumped | pumped | 0 | 0 | 0 | 0 | 0 | 0
5808 | Synthetic battery | battery | 0 | 0 | 0 | 0 | 0 | 0
5809 | Synthetic pumped | pumped | 0 | 0 | 0 | 0 | 0 | 0
5809 | Synthetic battery | battery | 0 | 0 | 0 | 0 | 0 | 0
5810 | Synthetic pumped | pumped | 0 | 0 | 0 | 0 | 0 | 0
5810 | Synthetic battery | battery | 0 | 0 | 0 | 0 | 0 | 0
5811 | Synthetic pumped | pumped | 0 | 0 | 0 | 0 | 0 | 0
5811 | Synthetic battery | battery | 0 | 0 | 0 | 0 | 0 | 0
5812 | Synthetic pumped | pumped | 0 | 0 | 0 | 0 | 0 | 0
5812 | Synthetic battery | battery | 0 | 0 | 0 | 0 | 0 | 0
5813 | Synthetic pumped | pumped | 0 | 0 | 0 | 0 | 0 | 0
5813 | Synthetic battery | battery | 0 | 0 | 0 | 0 | 0 | 0
5814 | Synthetic pumped | pumped | 0 | 0 | 0 | 0 | 0 | 0
5814 | Synthetic battery | battery | 0 | 0 | 0 | 0 | 0 | 0
5815 | Synthetic pumped | pumped | 0 | 0 | 0 | 0 | 0 | 0
5815 | Synthetic battery | battery | 0 | 0 | 0 | 0 | 0 | 0
5816 | Synthetic pumped | pumped | 0 | 0 | 0 | 0 | 0 | 0
5816 | Synthetic battery | battery | 0 | 0 | 0 | 0 | 0 | 0
5817 | Synthetic pumped | pumped | 7.3561 | 0 | 0 | 6.6204 | 0.13793 | 0
5817 | Synthetic battery | battery | 0 | 0 | 0 | 0 | 0 | 0
5818 | Synthetic pumped | pumped | 12 | 0 | 6.6204 | 17.4204 | 0.36293 | 1.7764e-15
5818 | Synthetic battery | battery | 4.951 | 0 | 0 | 4.5646 | 0.22823 | 0
5819 | Synthetic pumped | pumped | 12 | 0 | 17.4204 | 28.2204 | 0.58793 | 0
5819 | Synthetic battery | battery | 4.1927 | 0 | 4.5646 | 8.4301 | 0.42151 | 0
5820 | Synthetic pumped | pumped | 12 | 0 | 28.2204 | 39.0204 | 0.81293 | 0
5820 | Synthetic battery | battery | 9.9179 | 0 | 8.4301 | 17.5739 | 0.8787 | 0
5821 | Synthetic pumped | pumped | 9.9773 | 0 | 39.0204 | 48 | 1 | 0
5821 | Synthetic battery | battery | 2.6314 | 0 | 17.5739 | 20 | 1 | 0
5822 | Synthetic pumped | pumped | 0 | 0 | 48 | 48 | 1 | 0
5822 | Synthetic battery | battery | 0 | 0 | 20 | 20 | 1 | 0
5823 | Synthetic pumped | pumped | 0 | 0 | 48 | 48 | 1 | 0
5823 | Synthetic battery | battery | 0 | 0 | 20 | 20 | 1 | 0
5824 | Synthetic pumped | pumped | 0 | 0 | 48 | 48 | 1 | 0
5824 | Synthetic battery | battery | 0 | 0 | 20 | 20 | 1 | 0
5825 | Synthetic pumped | pumped | 0 | 1.4668 | 48 | 46.3702 | 0.96605 | -2.4425e-15
5825 | Synthetic battery | battery | 0 | 0 | 20 | 20 | 1 | 0
5826 | Synthetic pumped | pumped | 0 | 12 | 46.3702 | 33.0369 | 0.68827 | -3.5527e-15
5826 | Synthetic battery | battery | 0 | 9.705 | 20 | 9.4734 | 0.47367 | 0
5827 | Synthetic pumped | pumped | 0 | 12 | 33.0369 | 19.7036 | 0.41049 | 0
5827 | Synthetic battery | battery | 0 | 8.734 | 9.4734 | 0 | 0 | 0
5828 | Synthetic pumped | pumped | 0 | 12 | 19.7036 | 6.3702 | 0.13271 | 0
5828 | Synthetic battery | battery | 0 | 0 | 0 | 0 | 0 | 0
5829 | Synthetic pumped | pumped | 0 | 5.7332 | 6.3702 | 0 | 0 | 0
5829 | Synthetic battery | battery | 0 | 0 | 0 | 0 | 0 | 0
5830 | Synthetic pumped | pumped | 0 | 0 | 0 | 0 | 0 | 0
5830 | Synthetic battery | battery | 0 | 0 | 0 | 0 | 0 | 0
5831 | Synthetic pumped | pumped | 0 | 0 | 0 | 0 | 0 | 0
5831 | Synthetic battery | battery | 0 | 0 | 0 | 0 | 0 | 0
5832 | Synthetic pumped | pumped | 0 | 0 | 0 | 0 | 0 | 0
5832 | Synthetic battery | battery | 0 | 0 | 0 | 0 | 0 | 0
5833 | Synthetic pumped | pumped | 0 | 0 | 0 | 0 | 0 | 0
5833 | Synthetic battery | battery | 0 | 0 | 0 | 0 | 0 | 0
5834 | Synthetic pumped | pumped | 0 | 0 | 0 | 0 | 0 | 0
5834 | Synthetic battery | battery | 0 | 0 | 0 | 0 | 0 | 0
5835 | Synthetic pumped | pumped | 0 | 0 | 0 | 0 | 0 | 0
5835 | Synthetic battery | battery | 0 | 0 | 0 | 0 | 0 | 0
5836 | Synthetic pumped | pumped | 0 | 0 | 0 | 0 | 0 | 0
5836 | Synthetic battery | battery | 0 | 0 | 0 | 0 | 0 | 0
5837 | Synthetic pumped | pumped | 0 | 0 | 0 | 0 | 0 | 0
5837 | Synthetic battery | battery | 0 | 0 | 0 | 0 | 0 | 0
5838 | Synthetic pumped | pumped | 0 | 0 | 0 | 0 | 0 | 0
5838 | Synthetic battery | battery | 0 | 0 | 0 | 0 | 0 | 0
5839 | Synthetic pumped | pumped | 0 | 0 | 0 | 0 | 0 | 0
5839 | Synthetic battery | battery | 0 | 0 | 0 | 0 | 0 | 0
5840 | Synthetic pumped | pumped | 0 | 0 | 0 | 0 | 0 | 0
5840 | Synthetic battery | battery | 0 | 0 | 0 | 0 | 0 | 0
5841 | Synthetic pumped | pumped | 0 | 0 | 0 | 0 | 0 | 0
5841 | Synthetic battery | battery | 0 | 0 | 0 | 0 | 0 | 0
5842 | Synthetic pumped | pumped | 10.6089 | 0 | 0 | 9.548 | 0.19892 | 0
5842 | Synthetic battery | battery | 0 | 0 | 0 | 0 | 0 | 0
5843 | Synthetic pumped | pumped | 10.9883 | 0 | 9.548 | 19.4375 | 0.40495 | -1.7764e-15
5843 | Synthetic battery | battery | 0 | 0 | 0 | 0 | 0 | 0
5844 | Synthetic pumped | pumped | 12 | 0 | 19.4375 | 30.2375 | 0.62995 | 0
5844 | Synthetic battery | battery | 0.41382 | 0 | 0 | 0.38153 | 0.019076 | 0
5845 | Synthetic pumped | pumped | 12 | 0 | 30.2375 | 41.0375 | 0.85495 | 0
5845 | Synthetic battery | battery | 3.411 | 0 | 0.38153 | 3.5263 | 0.17632 | 0
5846 | Synthetic pumped | pumped | 7.7362 | 0 | 41.0375 | 48 | 1 | 0
5846 | Synthetic battery | battery | 3.767 | 0 | 3.5263 | 6.9994 | 0.34997 | 0
5847 | Synthetic pumped | pumped | 0 | 0 | 48 | 48 | 1 | 0
5847 | Synthetic battery | battery | 4.1467 | 0 | 6.9994 | 10.8224 | 0.54112 | 0
5848 | Synthetic pumped | pumped | 0 | 0 | 48 | 48 | 1 | 0
5848 | Synthetic battery | battery | 0 | 0 | 10.8224 | 10.8224 | 0.54112 | 0
5849 | Synthetic pumped | pumped | 0 | 9.2601 | 48 | 37.711 | 0.78565 | -3.5527e-15
5849 | Synthetic battery | battery | 0 | 0 | 10.8224 | 10.8224 | 0.54112 | 0
5850 | Synthetic pumped | pumped | 0 | 12 | 37.711 | 24.3777 | 0.50787 | 0
5850 | Synthetic battery | battery | 0 | 9.9778 | 10.8224 | 0 | 0 | 0
5851 | Synthetic pumped | pumped | 0 | 12 | 24.3777 | 11.0444 | 0.23009 | 0
5851 | Synthetic battery | battery | 0 | 0 | 0 | 0 | 0 | 0
5852 | Synthetic pumped | pumped | 0 | 9.9399 | 11.0444 | 0 | 0 | 0
5852 | Synthetic battery | battery | 0 | 0 | 0 | 0 | 0 | 0
5853 | Synthetic pumped | pumped | 0 | 0 | 0 | 0 | 0 | 0
5853 | Synthetic battery | battery | 0 | 0 | 0 | 0 | 0 | 0
5854 | Synthetic pumped | pumped | 0 | 0 | 0 | 0 | 0 | 0
5854 | Synthetic battery | battery | 0 | 0 | 0 | 0 | 0 | 0
5855 | Synthetic pumped | pumped | 0 | 0 | 0 | 0 | 0 | 0
5855 | Synthetic battery | battery | 0 | 0 | 0 | 0 | 0 | 0
5856 | Synthetic pumped | pumped | 0 | 0 | 0 | 0 | 0 | 0
5856 | Synthetic battery | battery | 0 | 0 | 0 | 0 | 0 | 0
5857 | Synthetic pumped | pumped | 0 | 0 | 0 | 0 | 0 | 0
5857 | Synthetic battery | battery | 0 | 0 | 0 | 0 | 0 | 0
5858 | Synthetic pumped | pumped | 0 | 0 | 0 | 0 | 0 | 0
5858 | Synthetic battery | battery | 0 | 0 | 0 | 0 | 0 | 0
5859 | Synthetic pumped | pumped | 0 | 0 | 0 | 0 | 0 | 0
5859 | Synthetic battery | battery | 0 | 0 | 0 | 0 | 0 | 0
5860 | Synthetic pumped | pumped | 0 | 0 | 0 | 0 | 0 | 0
5860 | Synthetic battery | battery | 0 | 0 | 0 | 0 | 0 | 0
5861 | Synthetic pumped | pumped | 0 | 0 | 0 | 0 | 0 | 0
5861 | Synthetic battery | battery | 0 | 0 | 0 | 0 | 0 | 0
5862 | Synthetic pumped | pumped | 0 | 0 | 0 | 0 | 0 | 0
5862 | Synthetic battery | battery | 0 | 0 | 0 | 0 | 0 | 0
5863 | Synthetic pumped | pumped | 0 | 0 | 0 | 0 | 0 | 0
5863 | Synthetic battery | battery | 0 | 0 | 0 | 0 | 0 | 0
5864 | Synthetic pumped | pumped | 3.7371 | 0 | 0 | 3.3634 | 0.070071 | 0
5864 | Synthetic battery | battery | 0 | 0 | 0 | 0 | 0 | 0
5865 | Synthetic pumped | pumped | 7.5721 | 0 | 3.3634 | 10.1783 | 0.21205 | 0
5865 | Synthetic battery | battery | 0 | 0 | 0 | 0 | 0 | 0
5866 | Synthetic pumped | pumped | 12 | 0 | 10.1783 | 20.9783 | 0.43705 | 0
5866 | Synthetic battery | battery | 2.7771 | 0 | 0 | 2.5603 | 0.12802 | 0
5867 | Synthetic pumped | pumped | 12 | 0 | 20.9783 | 31.7783 | 0.66205 | 0
5867 | Synthetic battery | battery | 10 | 0 | 2.5603 | 11.7799 | 0.58899 | 0
5868 | Synthetic pumped | pumped | 12 | 0 | 31.7783 | 42.5783 | 0.88705 | 3.5527e-15
5868 | Synthetic battery | battery | 8.916 | 0 | 11.7799 | 20 | 1 | 0
5869 | Synthetic pumped | pumped | 6.0241 | 0 | 42.5783 | 48 | 1 | 0
5869 | Synthetic battery | battery | 0 | 0 | 20 | 20 | 1 | 0
5870 | Synthetic pumped | pumped | 0 | 0 | 48 | 48 | 1 | 0
5870 | Synthetic battery | battery | 0 | 0 | 20 | 20 | 1 | 0
5871 | Synthetic pumped | pumped | 0 | 0 | 48 | 48 | 1 | 0
5871 | Synthetic battery | battery | 0 | 0 | 20 | 20 | 1 | 0
5872 | Synthetic pumped | pumped | 0 | 0 | 48 | 48 | 1 | 0
5872 | Synthetic battery | battery | 0 | 0 | 20 | 20 | 1 | 0
5873 | Synthetic pumped | pumped | 0 | 0 | 48 | 48 | 1 | 0
5873 | Synthetic battery | battery | 0 | 0 | 20 | 20 | 1 | 0
5874 | Synthetic pumped | pumped | 0 | 12 | 48 | 34.6667 | 0.72222 | 3.5527e-15
5874 | Synthetic battery | battery | 0 | 0.013424 | 20 | 19.9854 | 0.99927 | 4.2848e-16
5875 | Synthetic pumped | pumped | 0 | 12 | 34.6667 | 21.3333 | 0.44444 | 0
5875 | Synthetic battery | battery | 0 | 3.5048 | 19.9854 | 16.184 | 0.8092 | 4.4409e-16
5876 | Synthetic pumped | pumped | 0 | 12 | 21.3333 | 8 | 0.16667 | 0
5876 | Synthetic battery | battery | 0 | 10 | 16.184 | 5.3375 | 0.26687 | 0
5877 | Synthetic pumped | pumped | 0 | 7.2 | 8 | 0 | 0 | 0
5877 | Synthetic battery | battery | 0 | 4.9209 | 5.3375 | 0 | 0 | 0
5878 | Synthetic pumped | pumped | 0 | 0 | 0 | 0 | 0 | 0
5878 | Synthetic battery | battery | 0 | 0 | 0 | 0 | 0 | 0
5879 | Synthetic pumped | pumped | 0 | 0 | 0 | 0 | 0 | 0
5879 | Synthetic battery | battery | 0 | 0 | 0 | 0 | 0 | 0
5880 | Synthetic pumped | pumped | 0 | 0 | 0 | 0 | 0 | 0
5880 | Synthetic battery | battery | 0 | 0 | 0 | 0 | 0 | 0
5881 | Synthetic pumped | pumped | 0 | 0 | 0 | 0 | 0 | 0
5881 | Synthetic battery | battery | 0 | 0 | 0 | 0 | 0 | 0
5882 | Synthetic pumped | pumped | 0 | 0 | 0 | 0 | 0 | 0
5882 | Synthetic battery | battery | 0 | 0 | 0 | 0 | 0 | 0
5883 | Synthetic pumped | pumped | 0 | 0 | 0 | 0 | 0 | 0
5883 | Synthetic battery | battery | 0 | 0 | 0 | 0 | 0 | 0
5884 | Synthetic pumped | pumped | 0 | 0 | 0 | 0 | 0 | 0
5884 | Synthetic battery | battery | 0 | 0 | 0 | 0 | 0 | 0
5885 | Synthetic pumped | pumped | 0 | 0 | 0 | 0 | 0 | 0
5885 | Synthetic battery | battery | 0 | 0 | 0 | 0 | 0 | 0
5886 | Synthetic pumped | pumped | 0 | 0 | 0 | 0 | 0 | 0
5886 | Synthetic battery | battery | 0 | 0 | 0 | 0 | 0 | 0
5887 | Synthetic pumped | pumped | 0 | 0 | 0 | 0 | 0 | 0
5887 | Synthetic battery | battery | 0 | 0 | 0 | 0 | 0 | 0
5888 | Synthetic pumped | pumped | 0 | 0 | 0 | 0 | 0 | 0
5888 | Synthetic battery | battery | 0 | 0 | 0 | 0 | 0 | 0
5889 | Synthetic pumped | pumped | 0 | 0 | 0 | 0 | 0 | 0
5889 | Synthetic battery | battery | 0 | 0 | 0 | 0 | 0 | 0
5890 | Synthetic pumped | pumped | 10.8283 | 0 | 0 | 9.7455 | 0.20303 | 0
5890 | Synthetic battery | battery | 0 | 0 | 0 | 0 | 0 | 0
5891 | Synthetic pumped | pumped | 10.06 | 0 | 9.7455 | 18.7995 | 0.39166 | 0
5891 | Synthetic battery | battery | 0 | 0 | 0 | 0 | 0 | 0
5892 | Synthetic pumped | pumped | 12 | 0 | 18.7995 | 29.5995 | 0.61666 | 0
5892 | Synthetic battery | battery | 2.9177 | 0 | 0 | 2.69 | 0.1345 | 0
5893 | Synthetic pumped | pumped | 10.3247 | 0 | 29.5995 | 38.8918 | 0.81025 | 1.7764e-15
5893 | Synthetic battery | battery | 0 | 0 | 2.69 | 2.69 | 0.1345 | 0
5894 | Synthetic pumped | pumped | 10.1202 | 0 | 38.8918 | 48 | 1 | 0
5894 | Synthetic battery | battery | 1.4123 | 0 | 2.69 | 3.992 | 0.1996 | 2.2204e-16
5895 | Synthetic pumped | pumped | 0 | 0 | 48 | 48 | 1 | 0
5895 | Synthetic battery | battery | 7.2931 | 0 | 3.992 | 10.7159 | 0.5358 | 0
5896 | Synthetic pumped | pumped | 0 | 0 | 48 | 48 | 1 | 0
5896 | Synthetic battery | battery | 0 | 0 | 10.7159 | 10.7159 | 0.5358 | 0
5897 | Synthetic pumped | pumped | 0 | 5.6974 | 48 | 41.6695 | 0.86811 | -8.8818e-16
5897 | Synthetic battery | battery | 0 | 0 | 10.7159 | 10.7159 | 0.5358 | 0
5898 | Synthetic pumped | pumped | 0 | 12 | 41.6695 | 28.3362 | 0.59034 | 0
5898 | Synthetic battery | battery | 0 | 8.0297 | 10.7159 | 2.0065 | 0.10032 | 0
5899 | Synthetic pumped | pumped | 0 | 12 | 28.3362 | 15.0028 | 0.31256 | 0
5899 | Synthetic battery | battery | 0 | 1.8499 | 2.0065 | 0 | 0 | 0
5900 | Synthetic pumped | pumped | 0 | 12 | 15.0028 | 1.6695 | 0.034781 | 0
5900 | Synthetic battery | battery | 0 | 0 | 0 | 0 | 0 | 0
5901 | Synthetic pumped | pumped | 0 | 1.5026 | 1.6695 | 0 | 0 | 0
5901 | Synthetic battery | battery | 0 | 0 | 0 | 0 | 0 | 0
5902 | Synthetic pumped | pumped | 0 | 0 | 0 | 0 | 0 | 0
5902 | Synthetic battery | battery | 0 | 0 | 0 | 0 | 0 | 0
5903 | Synthetic pumped | pumped | 0 | 0 | 0 | 0 | 0 | 0
5903 | Synthetic battery | battery | 0 | 0 | 0 | 0 | 0 | 0
5904 | Synthetic pumped | pumped | 0 | 0 | 0 | 0 | 0 | 0
5904 | Synthetic battery | battery | 0 | 0 | 0 | 0 | 0 | 0
5905 | Synthetic pumped | pumped | 0 | 0 | 0 | 0 | 0 | 0
5905 | Synthetic battery | battery | 0 | 0 | 0 | 0 | 0 | 0
5906 | Synthetic pumped | pumped | 0 | 0 | 0 | 0 | 0 | 0
5906 | Synthetic battery | battery | 0 | 0 | 0 | 0 | 0 | 0
5907 | Synthetic pumped | pumped | 0 | 0 | 0 | 0 | 0 | 0
5907 | Synthetic battery | battery | 0 | 0 | 0 | 0 | 0 | 0
5908 | Synthetic pumped | pumped | 0 | 0 | 0 | 0 | 0 | 0
5908 | Synthetic battery | battery | 0 | 0 | 0 | 0 | 0 | 0
5909 | Synthetic pumped | pumped | 0 | 0 | 0 | 0 | 0 | 0
5909 | Synthetic battery | battery | 0 | 0 | 0 | 0 | 0 | 0
5910 | Synthetic pumped | pumped | 0 | 0 | 0 | 0 | 0 | 0
5910 | Synthetic battery | battery | 0 | 0 | 0 | 0 | 0 | 0
5911 | Synthetic pumped | pumped | 0 | 0 | 0 | 0 | 0 | 0
5911 | Synthetic battery | battery | 0 | 0 | 0 | 0 | 0 | 0
5912 | Synthetic pumped | pumped | 0 | 0 | 0 | 0 | 0 | 0
5912 | Synthetic battery | battery | 0 | 0 | 0 | 0 | 0 | 0
5913 | Synthetic pumped | pumped | 3.3613 | 0 | 0 | 3.0251 | 0.063023 | 0
5913 | Synthetic battery | battery | 0 | 0 | 0 | 0 | 0 | 0
5914 | Synthetic pumped | pumped | 12 | 0 | 3.0251 | 13.8251 | 0.28802 | 0
5914 | Synthetic battery | battery | 1.6955 | 0 | 0 | 1.5632 | 0.07816 | 0
5915 | Synthetic pumped | pumped | 12 | 0 | 13.8251 | 24.6251 | 0.51302 | 0
5915 | Synthetic battery | battery | 2.9224 | 0 | 1.5632 | 4.2575 | 0.21288 | 0
5916 | Synthetic pumped | pumped | 12 | 0 | 24.6251 | 35.4251 | 0.73802 | 0
5916 | Synthetic battery | battery | 8.6212 | 0 | 4.2575 | 12.2059 | 0.61029 | 0
5917 | Synthetic pumped | pumped | 12 | 0 | 35.4251 | 46.2251 | 0.96302 | -3.5527e-15
5917 | Synthetic battery | battery | 3.6845 | 0 | 12.2059 | 15.6028 | 0.78014 | 0
5918 | Synthetic pumped | pumped | 1.9721 | 0 | 46.2251 | 48 | 1 | 0
5918 | Synthetic battery | battery | 4.7694 | 0 | 15.6028 | 20 | 1 | 0
5919 | Synthetic pumped | pumped | 0 | 0 | 48 | 48 | 1 | 0
5919 | Synthetic battery | battery | 0 | 0 | 20 | 20 | 1 | 0
5920 | Synthetic pumped | pumped | 0 | 0 | 48 | 48 | 1 | 0
5920 | Synthetic battery | battery | 0 | 0 | 20 | 20 | 1 | 0
5921 | Synthetic pumped | pumped | 0 | 6.0782 | 48 | 41.2464 | 0.8593 | 1.7764e-15
5921 | Synthetic battery | battery | 0 | 0 | 20 | 20 | 1 | 0
5922 | Synthetic pumped | pumped | 0 | 12 | 41.2464 | 27.9131 | 0.58152 | 0
5922 | Synthetic battery | battery | 0 | 9.8568 | 20 | 9.3088 | 0.46544 | 0
5923 | Synthetic pumped | pumped | 0 | 12 | 27.9131 | 14.5797 | 0.30374 | 0
5923 | Synthetic battery | battery | 0 | 8.5823 | 9.3088 | 0 | 0 | 0
5924 | Synthetic pumped | pumped | 0 | 12 | 14.5797 | 1.2464 | 0.025967 | 0
5924 | Synthetic battery | battery | 0 | 0 | 0 | 0 | 0 | 0
5925 | Synthetic pumped | pumped | 0 | 1.1218 | 1.2464 | 0 | 0 | 0
5925 | Synthetic battery | battery | 0 | 0 | 0 | 0 | 0 | 0
5926 | Synthetic pumped | pumped | 0 | 0 | 0 | 0 | 0 | 0
5926 | Synthetic battery | battery | 0 | 0 | 0 | 0 | 0 | 0
5927 | Synthetic pumped | pumped | 0 | 0 | 0 | 0 | 0 | 0
5927 | Synthetic battery | battery | 0 | 0 | 0 | 0 | 0 | 0
5928 | Synthetic pumped | pumped | 0 | 0 | 0 | 0 | 0 | 0
5928 | Synthetic battery | battery | 0 | 0 | 0 | 0 | 0 | 0
5929 | Synthetic pumped | pumped | 0 | 0 | 0 | 0 | 0 | 0
5929 | Synthetic battery | battery | 0 | 0 | 0 | 0 | 0 | 0
5930 | Synthetic pumped | pumped | 0 | 0 | 0 | 0 | 0 | 0
5930 | Synthetic battery | battery | 0 | 0 | 0 | 0 | 0 | 0
5931 | Synthetic pumped | pumped | 0 | 0 | 0 | 0 | 0 | 0
5931 | Synthetic battery | battery | 0 | 0 | 0 | 0 | 0 | 0
5932 | Synthetic pumped | pumped | 0 | 0 | 0 | 0 | 0 | 0
5932 | Synthetic battery | battery | 0 | 0 | 0 | 0 | 0 | 0
5933 | Synthetic pumped | pumped | 0 | 0 | 0 | 0 | 0 | 0
5933 | Synthetic battery | battery | 0 | 0 | 0 | 0 | 0 | 0
5934 | Synthetic pumped | pumped | 0 | 0 | 0 | 0 | 0 | 0
5934 | Synthetic battery | battery | 0 | 0 | 0 | 0 | 0 | 0
5935 | Synthetic pumped | pumped | 0 | 0 | 0 | 0 | 0 | 0
5935 | Synthetic battery | battery | 0 | 0 | 0 | 0 | 0 | 0
5936 | Synthetic pumped | pumped | 0 | 0 | 0 | 0 | 0 | 0
5936 | Synthetic battery | battery | 0 | 0 | 0 | 0 | 0 | 0
5937 | Synthetic pumped | pumped | 6.2614 | 0 | 0 | 5.6353 | 0.1174 | 0
5937 | Synthetic battery | battery | 0 | 0 | 0 | 0 | 0 | 0
5938 | Synthetic pumped | pumped | 12 | 0 | 5.6353 | 16.4353 | 0.3424 | 0
5938 | Synthetic battery | battery | 2.4431 | 0 | 0 | 2.2525 | 0.11262 | 0
5939 | Synthetic pumped | pumped | 12 | 0 | 16.4353 | 27.2353 | 0.5674 | 0
5939 | Synthetic battery | battery | 7.4335 | 0 | 2.2525 | 9.1058 | 0.45529 | 0
5940 | Synthetic pumped | pumped | 12 | 0 | 27.2353 | 38.0353 | 0.7924 | 0
5940 | Synthetic battery | battery | 6.0052 | 0 | 9.1058 | 14.6423 | 0.73212 | 0
5941 | Synthetic pumped | pumped | 11.0719 | 0 | 38.0353 | 48 | 1 | 0
5941 | Synthetic battery | battery | 5.8112 | 0 | 14.6423 | 20 | 1 | 0
5942 | Synthetic pumped | pumped | 0 | 0 | 48 | 48 | 1 | 0
5942 | Synthetic battery | battery | 0 | 0 | 20 | 20 | 1 | 0
5943 | Synthetic pumped | pumped | 0 | 0 | 48 | 48 | 1 | 0
5943 | Synthetic battery | battery | 0 | 0 | 20 | 20 | 1 | 0
5944 | Synthetic pumped | pumped | 0 | 0 | 48 | 48 | 1 | 0
5944 | Synthetic battery | battery | 0 | 0 | 20 | 20 | 1 | 0
5945 | Synthetic pumped | pumped | 0 | 3.9626 | 48 | 43.5971 | 0.90827 | 0
5945 | Synthetic battery | battery | 0 | 0 | 20 | 20 | 1 | 0
5946 | Synthetic pumped | pumped | 0 | 12 | 43.5971 | 30.2638 | 0.63049 | 0
5946 | Synthetic battery | battery | 0 | 7.1706 | 20 | 12.2223 | 0.61112 | -8.8818e-16
5947 | Synthetic pumped | pumped | 0 | 12 | 30.2638 | 16.9304 | 0.35272 | 0
5947 | Synthetic battery | battery | 0 | 9.3927 | 12.2223 | 2.0346 | 0.10173 | 0
5948 | Synthetic pumped | pumped | 0 | 12 | 16.9304 | 3.5971 | 0.074939 | 0
5948 | Synthetic battery | battery | 0 | 1.8758 | 2.0346 | 0 | 0 | 0
5949 | Synthetic pumped | pumped | 0 | 3.2374 | 3.5971 | 0 | 0 | 0
5949 | Synthetic battery | battery | 0 | 0 | 0 | 0 | 0 | 0
5950 | Synthetic pumped | pumped | 0 | 0 | 0 | 0 | 0 | 0
5950 | Synthetic battery | battery | 0 | 0 | 0 | 0 | 0 | 0
5951 | Synthetic pumped | pumped | 0 | 0 | 0 | 0 | 0 | 0
5951 | Synthetic battery | battery | 0 | 0 | 0 | 0 | 0 | 0
5952 | Synthetic pumped | pumped | 0 | 0 | 0 | 0 | 0 | 0
5952 | Synthetic battery | battery | 0 | 0 | 0 | 0 | 0 | 0
5953 | Synthetic pumped | pumped | 0 | 0 | 0 | 0 | 0 | 0
5953 | Synthetic battery | battery | 0 | 0 | 0 | 0 | 0 | 0
5954 | Synthetic pumped | pumped | 0 | 0 | 0 | 0 | 0 | 0
5954 | Synthetic battery | battery | 0 | 0 | 0 | 0 | 0 | 0
5955 | Synthetic pumped | pumped | 0 | 0 | 0 | 0 | 0 | 0
5955 | Synthetic battery | battery | 0 | 0 | 0 | 0 | 0 | 0
5956 | Synthetic pumped | pumped | 0 | 0 | 0 | 0 | 0 | 0
5956 | Synthetic battery | battery | 0 | 0 | 0 | 0 | 0 | 0
5957 | Synthetic pumped | pumped | 0 | 0 | 0 | 0 | 0 | 0
5957 | Synthetic battery | battery | 0 | 0 | 0 | 0 | 0 | 0
5958 | Synthetic pumped | pumped | 0 | 0 | 0 | 0 | 0 | 0
5958 | Synthetic battery | battery | 0 | 0 | 0 | 0 | 0 | 0
5959 | Synthetic pumped | pumped | 0 | 0 | 0 | 0 | 0 | 0
5959 | Synthetic battery | battery | 0 | 0 | 0 | 0 | 0 | 0
5960 | Synthetic pumped | pumped | 0 | 0 | 0 | 0 | 0 | 0
5960 | Synthetic battery | battery | 0 | 0 | 0 | 0 | 0 | 0
5961 | Synthetic pumped | pumped | 0.63924 | 0 | 0 | 0.57532 | 0.011986 | 0
5961 | Synthetic battery | battery | 0 | 0 | 0 | 0 | 0 | 0
5962 | Synthetic pumped | pumped | 6.1301 | 0 | 0.57532 | 6.0924 | 0.12692 | 0
5962 | Synthetic battery | battery | 0 | 0 | 0 | 0 | 0 | 0
5963 | Synthetic pumped | pumped | 11.1928 | 0 | 6.0924 | 16.1659 | 0.33679 | 0
5963 | Synthetic battery | battery | 0 | 0 | 0 | 0 | 0 | 0
5964 | Synthetic pumped | pumped | 7.5906 | 0 | 16.1659 | 22.9975 | 0.47911 | -8.8818e-16
5964 | Synthetic battery | battery | 0 | 0 | 0 | 0 | 0 | 0
5965 | Synthetic pumped | pumped | 10.7346 | 0 | 22.9975 | 32.6587 | 0.68039 | 0
5965 | Synthetic battery | battery | 0 | 0 | 0 | 0 | 0 | 0
5966 | Synthetic pumped | pumped | 9.8408 | 0 | 32.6587 | 41.5154 | 0.8649 | 1.7764e-15
5966 | Synthetic battery | battery | 0 | 0 | 0 | 0 | 0 | 0
5967 | Synthetic pumped | pumped | 0 | 0 | 41.5154 | 41.5154 | 0.8649 | 0
5967 | Synthetic battery | battery | 0 | 0 | 0 | 0 | 0 | 0
5968 | Synthetic pumped | pumped | 0 | 0 | 41.5154 | 41.5154 | 0.8649 | 0
5968 | Synthetic battery | battery | 0 | 0 | 0 | 0 | 0 | 0
5969 | Synthetic pumped | pumped | 0 | 8.7321 | 41.5154 | 31.8131 | 0.66277 | 1.7764e-15
5969 | Synthetic battery | battery | 0 | 0 | 0 | 0 | 0 | 0
5970 | Synthetic pumped | pumped | 0 | 12 | 31.8131 | 18.4798 | 0.385 | 0
5970 | Synthetic battery | battery | 0 | 0 | 0 | 0 | 0 | 0
5971 | Synthetic pumped | pumped | 0 | 12 | 18.4798 | 5.1464 | 0.10722 | 0
5971 | Synthetic battery | battery | 0 | 0 | 0 | 0 | 0 | 0
5972 | Synthetic pumped | pumped | 0 | 4.6318 | 5.1464 | -8.8818e-16 | -1.8504e-17 | 0
5972 | Synthetic battery | battery | 0 | 0 | 0 | 0 | 0 | 0
5973 | Synthetic pumped | pumped | 0 | -7.9936e-16 | -8.8818e-16 | 0 | 0 | 0
5973 | Synthetic battery | battery | 0 | 0 | 0 | 0 | 0 | 0
5974 | Synthetic pumped | pumped | 0 | 0 | 0 | 0 | 0 | 0
5974 | Synthetic battery | battery | 0 | 0 | 0 | 0 | 0 | 0
5975 | Synthetic pumped | pumped | 0 | 0 | 0 | 0 | 0 | 0
5975 | Synthetic battery | battery | 0 | 0 | 0 | 0 | 0 | 0
5976 | Synthetic pumped | pumped | 0 | 0 | 0 | 0 | 0 | 0
5976 | Synthetic battery | battery | 0 | 0 | 0 | 0 | 0 | 0
5977 | Synthetic pumped | pumped | 0 | 0 | 0 | 0 | 0 | 0
5977 | Synthetic battery | battery | 0 | 0 | 0 | 0 | 0 | 0
5978 | Synthetic pumped | pumped | 0 | 0 | 0 | 0 | 0 | 0
5978 | Synthetic battery | battery | 0 | 0 | 0 | 0 | 0 | 0
5979 | Synthetic pumped | pumped | 0 | 0 | 0 | 0 | 0 | 0
5979 | Synthetic battery | battery | 0 | 0 | 0 | 0 | 0 | 0
5980 | Synthetic pumped | pumped | 0 | 0 | 0 | 0 | 0 | 0
5980 | Synthetic battery | battery | 0 | 0 | 0 | 0 | 0 | 0
5981 | Synthetic pumped | pumped | 0 | 0 | 0 | 0 | 0 | 0
5981 | Synthetic battery | battery | 0 | 0 | 0 | 0 | 0 | 0
5982 | Synthetic pumped | pumped | 0 | 0 | 0 | 0 | 0 | 0
5982 | Synthetic battery | battery | 0 | 0 | 0 | 0 | 0 | 0
5983 | Synthetic pumped | pumped | 0 | 0 | 0 | 0 | 0 | 0
5983 | Synthetic battery | battery | 0 | 0 | 0 | 0 | 0 | 0
5984 | Synthetic pumped | pumped | 6.0115 | 0 | 0 | 5.4103 | 0.11272 | 0
5984 | Synthetic battery | battery | 0 | 0 | 0 | 0 | 0 | 0
5985 | Synthetic pumped | pumped | 12 | 0 | 5.4103 | 16.2103 | 0.33772 | 1.7764e-15
5985 | Synthetic battery | battery | 5.6252 | 0 | 0 | 5.1862 | 0.25931 | 0
5986 | Synthetic pumped | pumped | 12 | 0 | 16.2103 | 27.0103 | 0.56272 | 0
5986 | Synthetic battery | battery | 9.5943 | 0 | 5.1862 | 14.0317 | 0.70158 | 0
5987 | Synthetic pumped | pumped | 12 | 0 | 27.0103 | 37.8103 | 0.78772 | 0
5987 | Synthetic battery | battery | 6.4736 | 0 | 14.0317 | 20 | 1 | 0
5988 | Synthetic pumped | pumped | 11.3219 | 0 | 37.8103 | 48 | 1 | 0
5988 | Synthetic battery | battery | 0 | 0 | 20 | 20 | 1 | 0
5989 | Synthetic pumped | pumped | 0 | 0 | 48 | 48 | 1 | 0
5989 | Synthetic battery | battery | 0 | 0 | 20 | 20 | 1 | 0
5990 | Synthetic pumped | pumped | 0 | 0 | 48 | 48 | 1 | 0
5990 | Synthetic battery | battery | 0 | 0 | 20 | 20 | 1 | 0
5991 | Synthetic pumped | pumped | 0 | 0 | 48 | 48 | 1 | 0
5991 | Synthetic battery | battery | 0 | 0 | 20 | 20 | 1 | 0
5992 | Synthetic pumped | pumped | 0 | 0 | 48 | 48 | 1 | 0
5992 | Synthetic battery | battery | 0 | 0 | 20 | 20 | 1 | 0
5993 | Synthetic pumped | pumped | 0 | 4.6121 | 48 | 42.8754 | 0.89324 | -3.5527e-15
5993 | Synthetic battery | battery | 0 | 0 | 20 | 20 | 1 | 0
5994 | Synthetic pumped | pumped | 0 | 12 | 42.8754 | 29.5421 | 0.61546 | 0
5994 | Synthetic battery | battery | 0 | 9.0267 | 20 | 10.2092 | 0.51046 | 0
5995 | Synthetic pumped | pumped | 0 | 12 | 29.5421 | 16.2088 | 0.33768 | 0
5995 | Synthetic battery | battery | 0 | 9.4124 | 10.2092 | 0 | 0 | 0
5996 | Synthetic pumped | pumped | 0 | 12 | 16.2088 | 2.8754 | 0.059905 | 0
5996 | Synthetic battery | battery | 0 | 0 | 0 | 0 | 0 | 0
5997 | Synthetic pumped | pumped | 0 | 2.5879 | 2.8754 | -4.4409e-16 | -9.2519e-18 | 0
5997 | Synthetic battery | battery | 0 | 0 | 0 | 0 | 0 | 0
5998 | Synthetic pumped | pumped | 0 | -3.9968e-16 | -4.4409e-16 | 0 | 0 | 0
5998 | Synthetic battery | battery | 0 | 0 | 0 | 0 | 0 | 0
5999 | Synthetic pumped | pumped | 0 | 0 | 0 | 0 | 0 | 0
5999 | Synthetic battery | battery | 0 | 0 | 0 | 0 | 0 | 0
6000 | Synthetic pumped | pumped | 0 | 0 | 0 | 0 | 0 | 0
6000 | Synthetic battery | battery | 0 | 0 | 0 | 0 | 0 | 0
6001 | Synthetic pumped | pumped | 0 | 0 | 0 | 0 | 0 | 0
6001 | Synthetic battery | battery | 0 | 0 | 0 | 0 | 0 | 0
6002 | Synthetic pumped | pumped | 0 | 0 | 0 | 0 | 0 | 0
6002 | Synthetic battery | battery | 0 | 0 | 0 | 0 | 0 | 0
6003 | Synthetic pumped | pumped | 0 | 0 | 0 | 0 | 0 | 0
6003 | Synthetic battery | battery | 0 | 0 | 0 | 0 | 0 | 0
6004 | Synthetic pumped | pumped | 0 | 0 | 0 | 0 | 0 | 0
6004 | Synthetic battery | battery | 0 | 0 | 0 | 0 | 0 | 0
6005 | Synthetic pumped | pumped | 0 | 0 | 0 | 0 | 0 | 0
6005 | Synthetic battery | battery | 0 | 0 | 0 | 0 | 0 | 0
6006 | Synthetic pumped | pumped | 0 | 0 | 0 | 0 | 0 | 0
6006 | Synthetic battery | battery | 0 | 0 | 0 | 0 | 0 | 0
6007 | Synthetic pumped | pumped | 0 | 0 | 0 | 0 | 0 | 0
6007 | Synthetic battery | battery | 0 | 0 | 0 | 0 | 0 | 0
6008 | Synthetic pumped | pumped | 1.7209 | 0 | 0 | 1.5488 | 0.032268 | 0
6008 | Synthetic battery | battery | 0 | 0 | 0 | 0 | 0 | 0
6009 | Synthetic pumped | pumped | 6.0402 | 0 | 1.5488 | 6.985 | 0.14552 | 0
6009 | Synthetic battery | battery | 0 | 0 | 0 | 0 | 0 | 0
6010 | Synthetic pumped | pumped | 12 | 0 | 6.985 | 17.785 | 0.37052 | 0
6010 | Synthetic battery | battery | 4.4056 | 0 | 0 | 4.0618 | 0.20309 | 0
6011 | Synthetic pumped | pumped | 12 | 0 | 17.785 | 28.585 | 0.59552 | 0
6011 | Synthetic battery | battery | 8.1813 | 0 | 4.0618 | 11.6046 | 0.58023 | 0
6012 | Synthetic pumped | pumped | 12 | 0 | 28.585 | 39.385 | 0.82052 | 0
6012 | Synthetic battery | battery | 9.1061 | 0 | 11.6046 | 20 | 1 | 0
6013 | Synthetic pumped | pumped | 9.5722 | 0 | 39.385 | 48 | 1 | 0
6013 | Synthetic battery | battery | 0 | 0 | 20 | 20 | 1 | 0
6014 | Synthetic pumped | pumped | 0 | 0 | 48 | 48 | 1 | 0
6014 | Synthetic battery | battery | 0 | 0 | 20 | 20 | 1 | 0
6015 | Synthetic pumped | pumped | 0 | 0 | 48 | 48 | 1 | 0
6015 | Synthetic battery | battery | 0 | 0 | 20 | 20 | 1 | 0
6016 | Synthetic pumped | pumped | 0 | 0 | 48 | 48 | 1 | 0
6016 | Synthetic battery | battery | 0 | 0 | 20 | 20 | 1 | 0
6017 | Synthetic pumped | pumped | 0 | 8.8304 | 48 | 38.1885 | 0.79559 | 1.7764e-15
6017 | Synthetic battery | battery | 0 | 0 | 20 | 20 | 1 | 0
6018 | Synthetic pumped | pumped | 0 | 12 | 38.1885 | 24.8551 | 0.51782 | 0
6018 | Synthetic battery | battery | 0 | 9.0663 | 20 | 10.1662 | 0.50831 | 0
6019 | Synthetic pumped | pumped | 0 | 12 | 24.8551 | 11.5218 | 0.24004 | 0
6019 | Synthetic battery | battery | 0 | 9.3727 | 10.1662 | 0 | 0 | 0
6020 | Synthetic pumped | pumped | 0 | 10.3696 | 11.5218 | -1.7764e-15 | -3.7007e-17 | 0
6020 | Synthetic battery | battery | 0 | 0 | 0 | 0 | 0 | 0
6021 | Synthetic pumped | pumped | 0 | -1.5987e-15 | -1.7764e-15 | 0 | 0 | 0
6021 | Synthetic battery | battery | 0 | 0 | 0 | 0 | 0 | 0
6022 | Synthetic pumped | pumped | 0 | 0 | 0 | 0 | 0 | 0
6022 | Synthetic battery | battery | 0 | 0 | 0 | 0 | 0 | 0
6023 | Synthetic pumped | pumped | 0 | 0 | 0 | 0 | 0 | 0
6023 | Synthetic battery | battery | 0 | 0 | 0 | 0 | 0 | 0
6024 | Synthetic pumped | pumped | 0 | 0 | 0 | 0 | 0 | 0
6024 | Synthetic battery | battery | 0 | 0 | 0 | 0 | 0 | 0
6025 | Synthetic pumped | pumped | 0 | 0 | 0 | 0 | 0 | 0
6025 | Synthetic battery | battery | 0 | 0 | 0 | 0 | 0 | 0
6026 | Synthetic pumped | pumped | 0 | 0 | 0 | 0 | 0 | 0
6026 | Synthetic battery | battery | 0 | 0 | 0 | 0 | 0 | 0
6027 | Synthetic pumped | pumped | 0 | 0 | 0 | 0 | 0 | 0
6027 | Synthetic battery | battery | 0 | 0 | 0 | 0 | 0 | 0
6028 | Synthetic pumped | pumped | 0 | 0 | 0 | 0 | 0 | 0
6028 | Synthetic battery | battery | 0 | 0 | 0 | 0 | 0 | 0
6029 | Synthetic pumped | pumped | 0 | 0 | 0 | 0 | 0 | 0
6029 | Synthetic battery | battery | 0 | 0 | 0 | 0 | 0 | 0
6030 | Synthetic pumped | pumped | 0 | 0 | 0 | 0 | 0 | 0
6030 | Synthetic battery | battery | 0 | 0 | 0 | 0 | 0 | 0
6031 | Synthetic pumped | pumped | 0 | 0 | 0 | 0 | 0 | 0
6031 | Synthetic battery | battery | 0 | 0 | 0 | 0 | 0 | 0
6032 | Synthetic pumped | pumped | 4.8849 | 0 | 0 | 4.3964 | 0.091592 | 0
6032 | Synthetic battery | battery | 0 | 0 | 0 | 0 | 0 | 0
6033 | Synthetic pumped | pumped | 12 | 0 | 4.3964 | 15.1964 | 0.31659 | 0
6033 | Synthetic battery | battery | 6.9917 | 0 | 0 | 6.446 | 0.3223 | 0
6034 | Synthetic pumped | pumped | 12 | 0 | 15.1964 | 25.9964 | 0.54159 | -1.7764e-15
6034 | Synthetic battery | battery | 10 | 0 | 6.446 | 15.6655 | 0.78328 | 0
6035 | Synthetic pumped | pumped | 12 | 0 | 25.9964 | 36.7964 | 0.76659 | 3.5527e-15
6035 | Synthetic battery | battery | 4.7014 | 0 | 15.6655 | 20 | 1 | 0
6036 | Synthetic pumped | pumped | 12 | 0 | 36.7964 | 47.5964 | 0.99159 | -3.5527e-15
6036 | Synthetic battery | battery | 0 | 0 | 20 | 20 | 1 | 0
6037 | Synthetic pumped | pumped | 0.44842 | 0 | 47.5964 | 48 | 1 | 0
6037 | Synthetic battery | battery | 0 | 0 | 20 | 20 | 1 | 0
6038 | Synthetic pumped | pumped | 0 | 0 | 48 | 48 | 1 | 0
6038 | Synthetic battery | battery | 0 | 0 | 20 | 20 | 1 | 0
6039 | Synthetic pumped | pumped | 0 | 0 | 48 | 48 | 1 | 0
6039 | Synthetic battery | battery | 0 | 0 | 20 | 20 | 1 | 0
6040 | Synthetic pumped | pumped | 0 | 0 | 48 | 48 | 1 | 0
6040 | Synthetic battery | battery | 0 | 0 | 20 | 20 | 1 | 0
6041 | Synthetic pumped | pumped | 0 | 0 | 48 | 48 | 1 | 0
6041 | Synthetic battery | battery | 0 | 0 | 20 | 20 | 1 | 0
6042 | Synthetic pumped | pumped | 0 | 12 | 48 | 34.6667 | 0.72222 | 3.5527e-15
6042 | Synthetic battery | battery | 0 | 0.098016 | 20 | 19.8937 | 0.99468 | -1.5404e-15
6043 | Synthetic pumped | pumped | 0 | 12 | 34.6667 | 21.3333 | 0.44444 | 0
6043 | Synthetic battery | battery | 0 | 4.0917 | 19.8937 | 15.4556 | 0.77278 | -8.8818e-16
6044 | Synthetic pumped | pumped | 0 | 12 | 21.3333 | 8 | 0.16667 | 0
6044 | Synthetic battery | battery | 0 | 10 | 15.4556 | 4.6091 | 0.23045 | 0
6045 | Synthetic pumped | pumped | 0 | 7.2 | 8 | 0 | 0 | 0
6045 | Synthetic battery | battery | 0 | 4.2494 | 4.6091 | 0 | 0 | 0
6046 | Synthetic pumped | pumped | 0 | 0 | 0 | 0 | 0 | 0
6046 | Synthetic battery | battery | 0 | 0 | 0 | 0 | 0 | 0
6047 | Synthetic pumped | pumped | 0 | 0 | 0 | 0 | 0 | 0
6047 | Synthetic battery | battery | 0 | 0 | 0 | 0 | 0 | 0
6048 | Synthetic pumped | pumped | 0 | 0 | 0 | 0 | 0 | 0
6048 | Synthetic battery | battery | 0 | 0 | 0 | 0 | 0 | 0
6049 | Synthetic pumped | pumped | 0 | 0 | 0 | 0 | 0 | 0
6049 | Synthetic battery | battery | 0 | 0 | 0 | 0 | 0 | 0
6050 | Synthetic pumped | pumped | 0 | 0 | 0 | 0 | 0 | 0
6050 | Synthetic battery | battery | 0 | 0 | 0 | 0 | 0 | 0
6051 | Synthetic pumped | pumped | 0 | 0 | 0 | 0 | 0 | 0
6051 | Synthetic battery | battery | 0 | 0 | 0 | 0 | 0 | 0
6052 | Synthetic pumped | pumped | 0 | 0 | 0 | 0 | 0 | 0
6052 | Synthetic battery | battery | 0 | 0 | 0 | 0 | 0 | 0
6053 | Synthetic pumped | pumped | 0 | 0 | 0 | 0 | 0 | 0
6053 | Synthetic battery | battery | 0 | 0 | 0 | 0 | 0 | 0
6054 | Synthetic pumped | pumped | 0 | 0 | 0 | 0 | 0 | 0
6054 | Synthetic battery | battery | 0 | 0 | 0 | 0 | 0 | 0
6055 | Synthetic pumped | pumped | 0 | 0 | 0 | 0 | 0 | 0
6055 | Synthetic battery | battery | 0 | 0 | 0 | 0 | 0 | 0
6056 | Synthetic pumped | pumped | 0 | 0 | 0 | 0 | 0 | 0
6056 | Synthetic battery | battery | 0 | 0 | 0 | 0 | 0 | 0
6057 | Synthetic pumped | pumped | 8.3736 | 0 | 0 | 7.5363 | 0.15701 | 0
6057 | Synthetic battery | battery | 0 | 0 | 0 | 0 | 0 | 0
6058 | Synthetic pumped | pumped | 8.1714 | 0 | 7.5363 | 14.8905 | 0.31022 | 0
6058 | Synthetic battery | battery | 0 | 0 | 0 | 0 | 0 | 0
6059 | Synthetic pumped | pumped | 12 | 0 | 14.8905 | 25.6905 | 0.53522 | 1.7764e-15
6059 | Synthetic battery | battery | 6.4671 | 0 | 0 | 5.9624 | 0.29812 | 0
6060 | Synthetic pumped | pumped | 12 | 0 | 25.6905 | 36.4905 | 0.76022 | 3.5527e-15
6060 | Synthetic battery | battery | 5.3671 | 0 | 5.9624 | 10.9106 | 0.54553 | 8.8818e-16
6061 | Synthetic pumped | pumped | 12 | 0 | 36.4905 | 47.2905 | 0.98522 | -3.5527e-15
6061 | Synthetic battery | battery | 3.0363 | 0 | 10.9106 | 13.71 | 0.6855 | -4.4409e-16
6062 | Synthetic pumped | pumped | 0.78834 | 0 | 47.2905 | 48 | 1 | 0
6062 | Synthetic battery | battery | 6.8225 | 0 | 13.71 | 20 | 1 | 0
6063 | Synthetic pumped | pumped | 0 | 0 | 48 | 48 | 1 | 0
6063 | Synthetic battery | battery | 0 | 0 | 20 | 20 | 1 | 0
6064 | Synthetic pumped | pumped | 0 | 0 | 48 | 48 | 1 | 0
6064 | Synthetic battery | battery | 0 | 0 | 20 | 20 | 1 | 0
6065 | Synthetic pumped | pumped | 0 | 3.3537 | 48 | 44.2737 | 0.92237 | 8.8818e-16
6065 | Synthetic battery | battery | 0 | 0 | 20 | 20 | 1 | 0
6066 | Synthetic pumped | pumped | 0 | 12 | 44.2737 | 30.9404 | 0.64459 | 0
6066 | Synthetic battery | battery | 0 | 5.0991 | 20 | 14.4693 | 0.72346 | 8.8818e-16
6067 | Synthetic pumped | pumped | 0 | 12 | 30.9404 | 17.607 | 0.36681 | 0
6067 | Synthetic battery | battery | 0 | 9.0371 | 14.4693 | 4.6671 | 0.23336 | 0
6068 | Synthetic pumped | pumped | 0 | 12 | 17.607 | 4.2737 | 0.089035 | 0
6068 | Synthetic battery | battery | 0 | 4.3029 | 4.6671 | 0 | 0 | 0
6069 | Synthetic pumped | pumped | 0 | 3.8463 | 4.2737 | 0 | 0 | 0
6069 | Synthetic battery | battery | 0 | 0 | 0 | 0 | 0 | 0
6070 | Synthetic pumped | pumped | 0 | 0 | 0 | 0 | 0 | 0
6070 | Synthetic battery | battery | 0 | 0 | 0 | 0 | 0 | 0
6071 | Synthetic pumped | pumped | 0 | 0 | 0 | 0 | 0 | 0
6071 | Synthetic battery | battery | 0 | 0 | 0 | 0 | 0 | 0
6072 | Synthetic pumped | pumped | 0 | 0 | 0 | 0 | 0 | 0
6072 | Synthetic battery | battery | 0 | 0 | 0 | 0 | 0 | 0
6073 | Synthetic pumped | pumped | 0 | 0 | 0 | 0 | 0 | 0
6073 | Synthetic battery | battery | 0 | 0 | 0 | 0 | 0 | 0
6074 | Synthetic pumped | pumped | 0 | 0 | 0 | 0 | 0 | 0
6074 | Synthetic battery | battery | 0 | 0 | 0 | 0 | 0 | 0
6075 | Synthetic pumped | pumped | 0 | 0 | 0 | 0 | 0 | 0
6075 | Synthetic battery | battery | 0 | 0 | 0 | 0 | 0 | 0
6076 | Synthetic pumped | pumped | 0 | 0 | 0 | 0 | 0 | 0
6076 | Synthetic battery | battery | 0 | 0 | 0 | 0 | 0 | 0
6077 | Synthetic pumped | pumped | 0 | 0 | 0 | 0 | 0 | 0
6077 | Synthetic battery | battery | 0 | 0 | 0 | 0 | 0 | 0
6078 | Synthetic pumped | pumped | 0 | 0 | 0 | 0 | 0 | 0
6078 | Synthetic battery | battery | 0 | 0 | 0 | 0 | 0 | 0
6079 | Synthetic pumped | pumped | 0 | 0 | 0 | 0 | 0 | 0
6079 | Synthetic battery | battery | 0 | 0 | 0 | 0 | 0 | 0
6080 | Synthetic pumped | pumped | 0 | 0 | 0 | 0 | 0 | 0
6080 | Synthetic battery | battery | 0 | 0 | 0 | 0 | 0 | 0
6081 | Synthetic pumped | pumped | 3.6465 | 0 | 0 | 3.2819 | 0.068372 | 0
6081 | Synthetic battery | battery | 0 | 0 | 0 | 0 | 0 | 0
6082 | Synthetic pumped | pumped | 2.3739 | 0 | 3.2819 | 5.4184 | 0.11288 | 0
6082 | Synthetic battery | battery | 0 | 0 | 0 | 0 | 0 | 0
6083 | Synthetic pumped | pumped | 12 | 0 | 5.4184 | 16.2184 | 0.33788 | 0
6083 | Synthetic battery | battery | 0.2437 | 0 | 0 | 0.22468 | 0.011234 | 0
6084 | Synthetic pumped | pumped | 12 | 0 | 16.2184 | 27.0184 | 0.56288 | 0
6084 | Synthetic battery | battery | 5.6353 | 0 | 0.22468 | 5.4202 | 0.27101 | 0
6085 | Synthetic pumped | pumped | 12 | 0 | 27.0184 | 37.8184 | 0.78788 | -3.5527e-15
6085 | Synthetic battery | battery | 1.6854 | 0 | 5.4202 | 6.974 | 0.3487 | 2.2204e-16
6086 | Synthetic pumped | pumped | 8.0389 | 0 | 37.8184 | 45.0534 | 0.93861 | 8.8818e-16
6086 | Synthetic battery | battery | 0 | 0 | 6.974 | 6.974 | 0.3487 | 0
6087 | Synthetic pumped | pumped | 1.6158 | 0 | 45.0534 | 46.5076 | 0.96891 | -1.5543e-15
6087 | Synthetic battery | battery | 0 | 0 | 6.974 | 6.974 | 0.3487 | 0
6088 | Synthetic pumped | pumped | 0 | 0 | 46.5076 | 46.5076 | 0.96891 | 0
6088 | Synthetic battery | battery | 0 | 0 | 6.974 | 6.974 | 0.3487 | 0
6089 | Synthetic pumped | pumped | 0 | 5.7802 | 46.5076 | 40.0851 | 0.83511 | 2.6645e-15
6089 | Synthetic battery | battery | 0 | 0 | 6.974 | 6.974 | 0.3487 | 0
6090 | Synthetic pumped | pumped | 0 | 12 | 40.0851 | 26.7518 | 0.55733 | 0
6090 | Synthetic battery | battery | 0 | 6.4297 | 6.974 | 0 | 0 | 0
6091 | Synthetic pumped | pumped | 0 | 12 | 26.7518 | 13.4184 | 0.27955 | 0
6091 | Synthetic battery | battery | 0 | 0 | 0 | 0 | 0 | 0
6092 | Synthetic pumped | pumped | 0 | 12 | 13.4184 | 0.085115 | 0.0017732 | 0
6092 | Synthetic battery | battery | 0 | 0 | 0 | 0 | 0 | 0
6093 | Synthetic pumped | pumped | 0 | 0.076604 | 0.085115 | -1.3878e-17 | -2.8912e-19 | 0
6093 | Synthetic battery | battery | 0 | 0 | 0 | 0 | 0 | 0
6094 | Synthetic pumped | pumped | 0 | -1.249e-17 | -1.3878e-17 | 0 | 0 | 0
6094 | Synthetic battery | battery | 0 | 0 | 0 | 0 | 0 | 0
6095 | Synthetic pumped | pumped | 0 | 0 | 0 | 0 | 0 | 0
6095 | Synthetic battery | battery | 0 | 0 | 0 | 0 | 0 | 0
6096 | Synthetic pumped | pumped | 0 | 0 | 0 | 0 | 0 | 0
6096 | Synthetic battery | battery | 0 | 0 | 0 | 0 | 0 | 0
6097 | Synthetic pumped | pumped | 0 | 0 | 0 | 0 | 0 | 0
6097 | Synthetic battery | battery | 0 | 0 | 0 | 0 | 0 | 0
6098 | Synthetic pumped | pumped | 0 | 0 | 0 | 0 | 0 | 0
6098 | Synthetic battery | battery | 0 | 0 | 0 | 0 | 0 | 0
6099 | Synthetic pumped | pumped | 0 | 0 | 0 | 0 | 0 | 0
6099 | Synthetic battery | battery | 0 | 0 | 0 | 0 | 0 | 0
6100 | Synthetic pumped | pumped | 0 | 0 | 0 | 0 | 0 | 0
6100 | Synthetic battery | battery | 0 | 0 | 0 | 0 | 0 | 0
6101 | Synthetic pumped | pumped | 0 | 0 | 0 | 0 | 0 | 0
6101 | Synthetic battery | battery | 0 | 0 | 0 | 0 | 0 | 0
6102 | Synthetic pumped | pumped | 0 | 0 | 0 | 0 | 0 | 0
6102 | Synthetic battery | battery | 0 | 0 | 0 | 0 | 0 | 0
6103 | Synthetic pumped | pumped | 0 | 0 | 0 | 0 | 0 | 0
6103 | Synthetic battery | battery | 0 | 0 | 0 | 0 | 0 | 0
6104 | Synthetic pumped | pumped | 0 | 0 | 0 | 0 | 0 | 0
6104 | Synthetic battery | battery | 0 | 0 | 0 | 0 | 0 | 0
6105 | Synthetic pumped | pumped | 10.7812 | 0 | 0 | 9.7031 | 0.20215 | 0
6105 | Synthetic battery | battery | 0 | 0 | 0 | 0 | 0 | 0
6106 | Synthetic pumped | pumped | 12 | 0 | 9.7031 | 20.5031 | 0.42715 | -1.7764e-15
6106 | Synthetic battery | battery | 4.0666 | 0 | 0 | 3.7492 | 0.18746 | 0
6107 | Synthetic pumped | pumped | 12 | 0 | 20.5031 | 31.3031 | 0.65215 | 0
6107 | Synthetic battery | battery | 9.9144 | 0 | 3.7492 | 12.8898 | 0.64449 | 0
6108 | Synthetic pumped | pumped | 12 | 0 | 31.3031 | 42.1031 | 0.87715 | 0
6108 | Synthetic battery | battery | 7.7121 | 0 | 12.8898 | 20 | 1 | 0
6109 | Synthetic pumped | pumped | 6.5521 | 0 | 42.1031 | 48 | 1 | 0
6109 | Synthetic battery | battery | 0 | 0 | 20 | 20 | 1 | 0
6110 | Synthetic pumped | pumped | 0 | 0 | 48 | 48 | 1 | 0
6110 | Synthetic battery | battery | 0 | 0 | 20 | 20 | 1 | 0
6111 | Synthetic pumped | pumped | 0 | 0 | 48 | 48 | 1 | 0
6111 | Synthetic battery | battery | 0 | 0 | 20 | 20 | 1 | 0
6112 | Synthetic pumped | pumped | 0 | 0 | 48 | 48 | 1 | 0
6112 | Synthetic battery | battery | 0 | 0 | 20 | 20 | 1 | 0
6113 | Synthetic pumped | pumped | 0 | 6.4657 | 48 | 40.8158 | 0.85033 | 1.7764e-15
6113 | Synthetic battery | battery | 0 | 0 | 20 | 20 | 1 | 0
6114 | Synthetic pumped | pumped | 0 | 12 | 40.8158 | 27.4825 | 0.57255 | 0
6114 | Synthetic battery | battery | 0 | 10 | 20 | 9.1535 | 0.45767 | 0
6115 | Synthetic pumped | pumped | 0 | 12 | 27.4825 | 14.1492 | 0.29477 | 0
6115 | Synthetic battery | battery | 0 | 8.4391 | 9.1535 | 0 | 0 | 0
6116 | Synthetic pumped | pumped | 0 | 12 | 14.1492 | 0.81585 | 0.016997 | 0
6116 | Synthetic battery | battery | 0 | 0 | 0 | 0 | 0 | 0
6117 | Synthetic pumped | pumped | 0 | 0.73426 | 0.81585 | 0 | 0 | 0
6117 | Synthetic battery | battery | 0 | 0 | 0 | 0 | 0 | 0
6118 | Synthetic pumped | pumped | 0 | 0 | 0 | 0 | 0 | 0
6118 | Synthetic battery | battery | 0 | 0 | 0 | 0 | 0 | 0
6119 | Synthetic pumped | pumped | 0 | 0 | 0 | 0 | 0 | 0
6119 | Synthetic battery | battery | 0 | 0 | 0 | 0 | 0 | 0
6120 | Synthetic pumped | pumped | 0 | 0 | 0 | 0 | 0 | 0
6120 | Synthetic battery | battery | 0 | 0 | 0 | 0 | 0 | 0
6121 | Synthetic pumped | pumped | 0 | 0 | 0 | 0 | 0 | 0
6121 | Synthetic battery | battery | 0 | 0 | 0 | 0 | 0 | 0
6122 | Synthetic pumped | pumped | 0 | 0 | 0 | 0 | 0 | 0
6122 | Synthetic battery | battery | 0 | 0 | 0 | 0 | 0 | 0
6123 | Synthetic pumped | pumped | 0 | 0 | 0 | 0 | 0 | 0
6123 | Synthetic battery | battery | 0 | 0 | 0 | 0 | 0 | 0
6124 | Synthetic pumped | pumped | 0 | 0 | 0 | 0 | 0 | 0
6124 | Synthetic battery | battery | 0 | 0 | 0 | 0 | 0 | 0
6125 | Synthetic pumped | pumped | 0 | 0 | 0 | 0 | 0 | 0
6125 | Synthetic battery | battery | 0 | 0 | 0 | 0 | 0 | 0
6126 | Synthetic pumped | pumped | 0 | 0 | 0 | 0 | 0 | 0
6126 | Synthetic battery | battery | 0 | 0 | 0 | 0 | 0 | 0
6127 | Synthetic pumped | pumped | 0 | 0 | 0 | 0 | 0 | 0
6127 | Synthetic battery | battery | 0 | 0 | 0 | 0 | 0 | 0
6128 | Synthetic pumped | pumped | 0 | 0 | 0 | 0 | 0 | 0
6128 | Synthetic battery | battery | 0 | 0 | 0 | 0 | 0 | 0
6129 | Synthetic pumped | pumped | 2.8122 | 0 | 0 | 2.531 | 0.052728 | 0
6129 | Synthetic battery | battery | 0 | 0 | 0 | 0 | 0 | 0
6130 | Synthetic pumped | pumped | 12 | 0 | 2.531 | 13.331 | 0.27773 | 0
6130 | Synthetic battery | battery | 4.1965 | 0 | 0 | 3.869 | 0.19345 | 0
6131 | Synthetic pumped | pumped | 12 | 0 | 13.331 | 24.131 | 0.50273 | 0
6131 | Synthetic battery | battery | 4.7063 | 0 | 3.869 | 8.208 | 0.4104 | 0
6132 | Synthetic pumped | pumped | 12 | 0 | 24.131 | 34.931 | 0.72773 | 3.5527e-15
6132 | Synthetic battery | battery | 3.0322 | 0 | 8.208 | 11.0035 | 0.55018 | -4.4409e-16
6133 | Synthetic pumped | pumped | 12 | 0 | 34.931 | 45.731 | 0.95273 | -3.5527e-15
6133 | Synthetic battery | battery | 9.758 | 0 | 11.0035 | 20 | 1 | 0
6134 | Synthetic pumped | pumped | 2.5212 | 0 | 45.731 | 48 | 1 | 0
6134 | Synthetic battery | battery | 0 | 0 | 20 | 20 | 1 | 0
6135 | Synthetic pumped | pumped | 0 | 0 | 48 | 48 | 1 | 0
6135 | Synthetic battery | battery | 0 | 0 | 20 | 20 | 1 | 0
6136 | Synthetic pumped | pumped | 0 | 0 | 48 | 48 | 1 | 0
6136 | Synthetic battery | battery | 0 | 0 | 20 | 20 | 1 | 0
6137 | Synthetic pumped | pumped | 0 | 0.41417 | 48 | 47.5398 | 0.99041 | -7.7716e-16
6137 | Synthetic battery | battery | 0 | 0 | 20 | 20 | 1 | 0
6138 | Synthetic pumped | pumped | 0 | 12 | 47.5398 | 34.2065 | 0.71263 | -3.5527e-15
6138 | Synthetic battery | battery | 0 | 7.504 | 20 | 11.8608 | 0.59304 | 0
6139 | Synthetic pumped | pumped | 0 | 12 | 34.2065 | 20.8731 | 0.43486 | 0
6139 | Synthetic battery | battery | 0 | 10 | 11.8608 | 1.0142 | 0.050712 | 0
6140 | Synthetic pumped | pumped | 0 | 12 | 20.8731 | 7.5398 | 0.15708 | 0
6140 | Synthetic battery | battery | 0 | 0.93509 | 1.0142 | 0 | 0 | 0
6141 | Synthetic pumped | pumped | 0 | 6.7858 | 7.5398 | 0 | 0 | 0
6141 | Synthetic battery | battery | 0 | 0 | 0 | 0 | 0 | 0
6142 | Synthetic pumped | pumped | 0 | 0 | 0 | 0 | 0 | 0
6142 | Synthetic battery | battery | 0 | 0 | 0 | 0 | 0 | 0
6143 | Synthetic pumped | pumped | 0 | 0 | 0 | 0 | 0 | 0
6143 | Synthetic battery | battery | 0 | 0 | 0 | 0 | 0 | 0
6144 | Synthetic pumped | pumped | 0 | 0 | 0 | 0 | 0 | 0
6144 | Synthetic battery | battery | 0 | 0 | 0 | 0 | 0 | 0
6145 | Synthetic pumped | pumped | 0 | 0 | 0 | 0 | 0 | 0
6145 | Synthetic battery | battery | 0 | 0 | 0 | 0 | 0 | 0
6146 | Synthetic pumped | pumped | 0 | 0 | 0 | 0 | 0 | 0
6146 | Synthetic battery | battery | 0 | 0 | 0 | 0 | 0 | 0
6147 | Synthetic pumped | pumped | 0 | 0 | 0 | 0 | 0 | 0
6147 | Synthetic battery | battery | 0 | 0 | 0 | 0 | 0 | 0
6148 | Synthetic pumped | pumped | 0 | 0 | 0 | 0 | 0 | 0
6148 | Synthetic battery | battery | 0 | 0 | 0 | 0 | 0 | 0
6149 | Synthetic pumped | pumped | 0 | 0 | 0 | 0 | 0 | 0
6149 | Synthetic battery | battery | 0 | 0 | 0 | 0 | 0 | 0
6150 | Synthetic pumped | pumped | 0 | 0 | 0 | 0 | 0 | 0
6150 | Synthetic battery | battery | 0 | 0 | 0 | 0 | 0 | 0
6151 | Synthetic pumped | pumped | 0 | 0 | 0 | 0 | 0 | 0
6151 | Synthetic battery | battery | 0 | 0 | 0 | 0 | 0 | 0
6152 | Synthetic pumped | pumped | 0 | 0 | 0 | 0 | 0 | 0
6152 | Synthetic battery | battery | 0 | 0 | 0 | 0 | 0 | 0
6153 | Synthetic pumped | pumped | 0 | 0 | 0 | 0 | 0 | 0
6153 | Synthetic battery | battery | 0 | 0 | 0 | 0 | 0 | 0
6154 | Synthetic pumped | pumped | 10.4453 | 0 | 0 | 9.4007 | 0.19585 | 0
6154 | Synthetic battery | battery | 0 | 0 | 0 | 0 | 0 | 0
6155 | Synthetic pumped | pumped | 9.145 | 0 | 9.4007 | 17.6312 | 0.36732 | -1.7764e-15
6155 | Synthetic battery | battery | 0 | 0 | 0 | 0 | 0 | 0
6156 | Synthetic pumped | pumped | 12 | 0 | 17.6312 | 28.4312 | 0.59232 | 0
6156 | Synthetic battery | battery | 0.82846 | 0 | 0 | 0.76381 | 0.03819 | 0
6157 | Synthetic pumped | pumped | 12 | 0 | 28.4312 | 39.2312 | 0.81732 | 0
6157 | Synthetic battery | battery | 5.6048 | 0 | 0.76381 | 5.9312 | 0.29656 | 0
6158 | Synthetic pumped | pumped | 9.7431 | 0 | 39.2312 | 48 | 1 | 0
6158 | Synthetic battery | battery | 6.9497 | 0 | 5.9312 | 12.3385 | 0.61692 | 0
6159 | Synthetic pumped | pumped | 0 | 0 | 48 | 48 | 1 | 0
6159 | Synthetic battery | battery | 3.3777 | 0 | 12.3385 | 15.4526 | 0.77263 | -4.4409e-16
6160 | Synthetic pumped | pumped | 0 | 0 | 48 | 48 | 1 | 0
6160 | Synthetic battery | battery | 0 | 0 | 15.4526 | 15.4526 | 0.77263 | 0
6161 | Synthetic pumped | pumped | 0 | 7.9184 | 48 | 39.2018 | 0.8167 | 1.7764e-15
6161 | Synthetic battery | battery | 0 | 0 | 15.4526 | 15.4526 | 0.77263 | 0
6162 | Synthetic pumped | pumped | 0 | 12 | 39.2018 | 25.8685 | 0.53893 | 0
6162 | Synthetic battery | battery | 0 | 10 | 15.4526 | 4.6061 | 0.2303 | 0
6163 | Synthetic pumped | pumped | 0 | 12 | 25.8685 | 12.5352 | 0.26115 | 0
6163 | Synthetic battery | battery | 0 | 4.2466 | 4.6061 | 0 | 0 | 0
6164 | Synthetic pumped | pumped | 0 | 11.2816 | 12.5352 | 0 | 0 | 0
6164 | Synthetic battery | battery | 0 | 0 | 0 | 0 | 0 | 0
6165 | Synthetic pumped | pumped | 0 | 0 | 0 | 0 | 0 | 0
6165 | Synthetic battery | battery | 0 | 0 | 0 | 0 | 0 | 0
6166 | Synthetic pumped | pumped | 0 | 0 | 0 | 0 | 0 | 0
6166 | Synthetic battery | battery | 0 | 0 | 0 | 0 | 0 | 0
6167 | Synthetic pumped | pumped | 0 | 0 | 0 | 0 | 0 | 0
6167 | Synthetic battery | battery | 0 | 0 | 0 | 0 | 0 | 0
6168 | Synthetic pumped | pumped | 0 | 0 | 0 | 0 | 0 | 0
6168 | Synthetic battery | battery | 0 | 0 | 0 | 0 | 0 | 0
6169 | Synthetic pumped | pumped | 0 | 0 | 0 | 0 | 0 | 0
6169 | Synthetic battery | battery | 0 | 0 | 0 | 0 | 0 | 0
6170 | Synthetic pumped | pumped | 0 | 0 | 0 | 0 | 0 | 0
6170 | Synthetic battery | battery | 0 | 0 | 0 | 0 | 0 | 0
6171 | Synthetic pumped | pumped | 0 | 0 | 0 | 0 | 0 | 0
6171 | Synthetic battery | battery | 0 | 0 | 0 | 0 | 0 | 0
6172 | Synthetic pumped | pumped | 0 | 0 | 0 | 0 | 0 | 0
6172 | Synthetic battery | battery | 0 | 0 | 0 | 0 | 0 | 0
6173 | Synthetic pumped | pumped | 0 | 0 | 0 | 0 | 0 | 0
6173 | Synthetic battery | battery | 0 | 0 | 0 | 0 | 0 | 0
6174 | Synthetic pumped | pumped | 0 | 0 | 0 | 0 | 0 | 0
6174 | Synthetic battery | battery | 0 | 0 | 0 | 0 | 0 | 0
6175 | Synthetic pumped | pumped | 0 | 0 | 0 | 0 | 0 | 0
6175 | Synthetic battery | battery | 0 | 0 | 0 | 0 | 0 | 0
6176 | Synthetic pumped | pumped | 6.6619 | 0 | 0 | 5.9957 | 0.12491 | 0
6176 | Synthetic battery | battery | 0 | 0 | 0 | 0 | 0 | 0
6177 | Synthetic pumped | pumped | 12 | 0 | 5.9957 | 16.7957 | 0.34991 | 0
6177 | Synthetic battery | battery | 3.1595 | 0 | 0 | 2.9129 | 0.14565 | 0
6178 | Synthetic pumped | pumped | 12 | 0 | 16.7957 | 27.5957 | 0.57491 | 0
6178 | Synthetic battery | battery | 7.7588 | 0 | 2.9129 | 10.0662 | 0.50331 | 0
6179 | Synthetic pumped | pumped | 12 | 0 | 27.5957 | 38.3957 | 0.79991 | 0
6179 | Synthetic battery | battery | 10 | 0 | 10.0662 | 19.2857 | 0.96429 | 1.7764e-15
6180 | Synthetic pumped | pumped | 10.6715 | 0 | 38.3957 | 48 | 1 | 0
6180 | Synthetic battery | battery | 0.77471 | 0 | 19.2857 | 20 | 1 | 0
6181 | Synthetic pumped | pumped | 0 | 0 | 48 | 48 | 1 | 0
6181 | Synthetic battery | battery | 0 | 0 | 20 | 20 | 1 | 0
6182 | Synthetic pumped | pumped | 0 | 0 | 48 | 48 | 1 | 0
6182 | Synthetic battery | battery | 0 | 0 | 20 | 20 | 1 | 0
6183 | Synthetic pumped | pumped | 0 | 0 | 48 | 48 | 1 | 0
6183 | Synthetic battery | battery | 0 | 0 | 20 | 20 | 1 | 0
6184 | Synthetic pumped | pumped | 0 | 0 | 48 | 48 | 1 | 0
6184 | Synthetic battery | battery | 0 | 0 | 20 | 20 | 1 | 0
6185 | Synthetic pumped | pumped | 0 | 5.9374 | 48 | 41.4029 | 0.86256 | -2.6645e-15
6185 | Synthetic battery | battery | 0 | 0 | 20 | 20 | 1 | 0
6186 | Synthetic pumped | pumped | 0 | 12 | 41.4029 | 28.0696 | 0.58478 | 0
6186 | Synthetic battery | battery | 0 | 7.3444 | 20 | 12.0338 | 0.60169 | 0
6187 | Synthetic pumped | pumped | 0 | 12 | 28.0696 | 14.7362 | 0.307 | 0
6187 | Synthetic battery | battery | 0 | 10 | 12.0338 | 1.1873 | 0.059366 | 0
6188 | Synthetic pumped | pumped | 0 | 12 | 14.7362 | 1.4029 | 0.029227 | 0
6188 | Synthetic battery | battery | 0 | 1.0947 | 1.1873 | 0 | 0 | 0
6189 | Synthetic pumped | pumped | 0 | 1.2626 | 1.4029 | 0 | 0 | 0
6189 | Synthetic battery | battery | 0 | 0 | 0 | 0 | 0 | 0
6190 | Synthetic pumped | pumped | 0 | 0 | 0 | 0 | 0 | 0
6190 | Synthetic battery | battery | 0 | 0 | 0 | 0 | 0 | 0
6191 | Synthetic pumped | pumped | 0 | 0 | 0 | 0 | 0 | 0
6191 | Synthetic battery | battery | 0 | 0 | 0 | 0 | 0 | 0
6192 | Synthetic pumped | pumped | 0 | 0 | 0 | 0 | 0 | 0
6192 | Synthetic battery | battery | 0 | 0 | 0 | 0 | 0 | 0
6193 | Synthetic pumped | pumped | 0 | 0 | 0 | 0 | 0 | 0
6193 | Synthetic battery | battery | 0 | 0 | 0 | 0 | 0 | 0
6194 | Synthetic pumped | pumped | 0 | 0 | 0 | 0 | 0 | 0
6194 | Synthetic battery | battery | 0 | 0 | 0 | 0 | 0 | 0
6195 | Synthetic pumped | pumped | 0 | 0 | 0 | 0 | 0 | 0
6195 | Synthetic battery | battery | 0 | 0 | 0 | 0 | 0 | 0
6196 | Synthetic pumped | pumped | 0 | 0 | 0 | 0 | 0 | 0
6196 | Synthetic battery | battery | 0 | 0 | 0 | 0 | 0 | 0
6197 | Synthetic pumped | pumped | 0 | 0 | 0 | 0 | 0 | 0
6197 | Synthetic battery | battery | 0 | 0 | 0 | 0 | 0 | 0
6198 | Synthetic pumped | pumped | 0 | 0 | 0 | 0 | 0 | 0
6198 | Synthetic battery | battery | 0 | 0 | 0 | 0 | 0 | 0
6199 | Synthetic pumped | pumped | 0 | 0 | 0 | 0 | 0 | 0
6199 | Synthetic battery | battery | 0 | 0 | 0 | 0 | 0 | 0
6200 | Synthetic pumped | pumped | 3.757 | 0 | 0 | 3.3813 | 0.070443 | 0
6200 | Synthetic battery | battery | 0 | 0 | 0 | 0 | 0 | 0
6201 | Synthetic pumped | pumped | 12 | 0 | 3.3813 | 14.1813 | 0.29544 | 0
6201 | Synthetic battery | battery | 0.38374 | 0 | 0 | 0.35379 | 0.01769 | 0
6202 | Synthetic pumped | pumped | 12 | 0 | 14.1813 | 24.9813 | 0.52044 | -1.7764e-15
6202 | Synthetic battery | battery | 10 | 0 | 0.35379 | 9.5733 | 0.47867 | 0
6203 | Synthetic pumped | pumped | 12 | 0 | 24.9813 | 35.7813 | 0.74544 | 3.5527e-15
6203 | Synthetic battery | battery | 10 | 0 | 9.5733 | 18.7929 | 0.93964 | 0
6204 | Synthetic pumped | pumped | 12 | 0 | 35.7813 | 46.5813 | 0.97044 | -3.5527e-15
6204 | Synthetic battery | battery | 1.3093 | 0 | 18.7929 | 20 | 1 | 0
6205 | Synthetic pumped | pumped | 1.5764 | 0 | 46.5813 | 48 | 1 | 0
6205 | Synthetic battery | battery | 0 | 0 | 20 | 20 | 1 | 0
6206 | Synthetic pumped | pumped | 0 | 0 | 48 | 48 | 1 | 0
6206 | Synthetic battery | battery | 0 | 0 | 20 | 20 | 1 | 0
6207 | Synthetic pumped | pumped | 0 | 0 | 48 | 48 | 1 | 0
6207 | Synthetic battery | battery | 0 | 0 | 20 | 20 | 1 | 0
6208 | Synthetic pumped | pumped | 0 | 0 | 48 | 48 | 1 | 0
6208 | Synthetic battery | battery | 0 | 0 | 20 | 20 | 1 | 0
6209 | Synthetic pumped | pumped | 0 | 0 | 48 | 48 | 1 | 0
6209 | Synthetic battery | battery | 0 | 0 | 20 | 20 | 1 | 0
6210 | Synthetic pumped | pumped | 0 | 12 | 48 | 34.6667 | 0.72222 | 3.5527e-15
6210 | Synthetic battery | battery | 0 | 6.8616 | 20 | 12.5576 | 0.62788 | -8.8818e-16
6211 | Synthetic pumped | pumped | 0 | 12 | 34.6667 | 21.3333 | 0.44444 | 0
6211 | Synthetic battery | battery | 0 | 10 | 12.5576 | 1.7111 | 0.085553 | 0
6212 | Synthetic pumped | pumped | 0 | 12 | 21.3333 | 8 | 0.16667 | 0
6212 | Synthetic battery | battery | 0 | 1.5775 | 1.7111 | 0 | 0 | 0
6213 | Synthetic pumped | pumped | 0 | 7.2 | 8 | 0 | 0 | 0
6213 | Synthetic battery | battery | 0 | 0 | 0 | 0 | 0 | 0
6214 | Synthetic pumped | pumped | 0 | 0 | 0 | 0 | 0 | 0
6214 | Synthetic battery | battery | 0 | 0 | 0 | 0 | 0 | 0
6215 | Synthetic pumped | pumped | 0 | 0 | 0 | 0 | 0 | 0
6215 | Synthetic battery | battery | 0 | 0 | 0 | 0 | 0 | 0
6216 | Synthetic pumped | pumped | 0 | 0 | 0 | 0 | 0 | 0
6216 | Synthetic battery | battery | 0 | 0 | 0 | 0 | 0 | 0
6217 | Synthetic pumped | pumped | 0 | 0 | 0 | 0 | 0 | 0
6217 | Synthetic battery | battery | 0 | 0 | 0 | 0 | 0 | 0
6218 | Synthetic pumped | pumped | 0 | 0 | 0 | 0 | 0 | 0
6218 | Synthetic battery | battery | 0 | 0 | 0 | 0 | 0 | 0
6219 | Synthetic pumped | pumped | 0 | 0 | 0 | 0 | 0 | 0
6219 | Synthetic battery | battery | 0 | 0 | 0 | 0 | 0 | 0
6220 | Synthetic pumped | pumped | 0 | 0 | 0 | 0 | 0 | 0
6220 | Synthetic battery | battery | 0 | 0 | 0 | 0 | 0 | 0
6221 | Synthetic pumped | pumped | 0 | 0 | 0 | 0 | 0 | 0
6221 | Synthetic battery | battery | 0 | 0 | 0 | 0 | 0 | 0
6222 | Synthetic pumped | pumped | 0 | 0 | 0 | 0 | 0 | 0
6222 | Synthetic battery | battery | 0 | 0 | 0 | 0 | 0 | 0
6223 | Synthetic pumped | pumped | 0 | 0 | 0 | 0 | 0 | 0
6223 | Synthetic battery | battery | 0 | 0 | 0 | 0 | 0 | 0
6224 | Synthetic pumped | pumped | 0 | 0 | 0 | 0 | 0 | 0
6224 | Synthetic battery | battery | 0 | 0 | 0 | 0 | 0 | 0
6225 | Synthetic pumped | pumped | 9.6254 | 0 | 0 | 8.6629 | 0.18048 | 0
6225 | Synthetic battery | battery | 0 | 0 | 0 | 0 | 0 | 0
6226 | Synthetic pumped | pumped | 12 | 0 | 8.6629 | 19.4629 | 0.40548 | 1.7764e-15
6226 | Synthetic battery | battery | 4.7765 | 0 | 0 | 4.4037 | 0.22019 | 0
6227 | Synthetic pumped | pumped | 12 | 0 | 19.4629 | 30.2629 | 0.63048 | 0
6227 | Synthetic battery | battery | 10 | 0 | 4.4037 | 13.6233 | 0.68116 | 0
6228 | Synthetic pumped | pumped | 12 | 0 | 30.2629 | 41.0629 | 0.85548 | 0
6228 | Synthetic battery | battery | 6.9165 | 0 | 13.6233 | 20 | 1 | 0
6229 | Synthetic pumped | pumped | 7.7079 | 0 | 41.0629 | 48 | 1 | 0
6229 | Synthetic battery | battery | 0 | 0 | 20 | 20 | 1 | 0
6230 | Synthetic pumped | pumped | 0 | 0 | 48 | 48 | 1 | 0
6230 | Synthetic battery | battery | 0 | 0 | 20 | 20 | 1 | 0
6231 | Synthetic pumped | pumped | 0 | 0 | 48 | 48 | 1 | 0
6231 | Synthetic battery | battery | 0 | 0 | 20 | 20 | 1 | 0
6232 | Synthetic pumped | pumped | 0 | 0 | 48 | 48 | 1 | 0
6232 | Synthetic battery | battery | 0 | 0 | 20 | 20 | 1 | 0
6233 | Synthetic pumped | pumped | 0 | 4.0416 | 48 | 43.5094 | 0.90645 | 2.6645e-15
6233 | Synthetic battery | battery | 0 | 0 | 20 | 20 | 1 | 0
6234 | Synthetic pumped | pumped | 0 | 12 | 43.5094 | 30.176 | 0.62867 | 0
6234 | Synthetic battery | battery | 0 | 8.1384 | 20 | 11.1727 | 0.55863 | 0
6235 | Synthetic pumped | pumped | 0 | 12 | 30.176 | 16.8427 | 0.35089 | 0
6235 | Synthetic battery | battery | 0 | 9.9995 | 11.1727 | 0.32673 | 0.016336 | 0
6236 | Synthetic pumped | pumped | 0 | 12 | 16.8427 | 3.5094 | 0.073112 | 0
6236 | Synthetic battery | battery | 0 | 0.30123 | 0.32673 | 0 | 0 | 0
6237 | Synthetic pumped | pumped | 0 | 3.1584 | 3.5094 | 0 | 0 | 0
6237 | Synthetic battery | battery | 0 | 0 | 0 | 0 | 0 | 0
6238 | Synthetic pumped | pumped | 0 | 0 | 0 | 0 | 0 | 0
6238 | Synthetic battery | battery | 0 | 0 | 0 | 0 | 0 | 0
6239 | Synthetic pumped | pumped | 0 | 0 | 0 | 0 | 0 | 0
6239 | Synthetic battery | battery | 0 | 0 | 0 | 0 | 0 | 0
6240 | Synthetic pumped | pumped | 0 | 0 | 0 | 0 | 0 | 0
6240 | Synthetic battery | battery | 0 | 0 | 0 | 0 | 0 | 0
6241 | Synthetic pumped | pumped | 0 | 0 | 0 | 0 | 0 | 0
6241 | Synthetic battery | battery | 0 | 0 | 0 | 0 | 0 | 0
6242 | Synthetic pumped | pumped | 0 | 0 | 0 | 0 | 0 | 0
6242 | Synthetic battery | battery | 0 | 0 | 0 | 0 | 0 | 0
6243 | Synthetic pumped | pumped | 0 | 0 | 0 | 0 | 0 | 0
6243 | Synthetic battery | battery | 0 | 0 | 0 | 0 | 0 | 0
6244 | Synthetic pumped | pumped | 0 | 0 | 0 | 0 | 0 | 0
6244 | Synthetic battery | battery | 0 | 0 | 0 | 0 | 0 | 0
6245 | Synthetic pumped | pumped | 0 | 0 | 0 | 0 | 0 | 0
6245 | Synthetic battery | battery | 0 | 0 | 0 | 0 | 0 | 0
6246 | Synthetic pumped | pumped | 0 | 0 | 0 | 0 | 0 | 0
6246 | Synthetic battery | battery | 0 | 0 | 0 | 0 | 0 | 0
6247 | Synthetic pumped | pumped | 0 | 0 | 0 | 0 | 0 | 0
6247 | Synthetic battery | battery | 0 | 0 | 0 | 0 | 0 | 0
6248 | Synthetic pumped | pumped | 0.89315 | 0 | 0 | 0.80384 | 0.016747 | 0
6248 | Synthetic battery | battery | 0 | 0 | 0 | 0 | 0 | 0
6249 | Synthetic pumped | pumped | 3.7971 | 0 | 0.80384 | 4.2212 | 0.087942 | -4.4409e-16
6249 | Synthetic battery | battery | 0 | 0 | 0 | 0 | 0 | 0
6250 | Synthetic pumped | pumped | 10.8055 | 0 | 4.2212 | 13.9461 | 0.29054 | 0
6250 | Synthetic battery | battery | 0 | 0 | 0 | 0 | 0 | 0
6251 | Synthetic pumped | pumped | 12 | 0 | 13.9461 | 24.7461 | 0.51554 | 0
6251 | Synthetic battery | battery | 4.6394 | 0 | 0 | 4.2773 | 0.21387 | 0
6252 | Synthetic pumped | pumped | 12 | 0 | 24.7461 | 35.5461 | 0.74054 | 0
6252 | Synthetic battery | battery | 3.6385 | 0 | 4.2773 | 7.6319 | 0.38159 | 4.4409e-16
6253 | Synthetic pumped | pumped | 12 | 0 | 35.5461 | 46.3461 | 0.96554 | -3.5527e-15
6253 | Synthetic battery | battery | 7.1136 | 0 | 7.6319 | 14.1903 | 0.70952 | 0
6254 | Synthetic pumped | pumped | 1.8376 | 0 | 46.3461 | 48 | 1 | 0
6254 | Synthetic battery | battery | 6.3015 | 0 | 14.1903 | 20 | 1 | 0
6255 | Synthetic pumped | pumped | 0 | 0 | 48 | 48 | 1 | 0
6255 | Synthetic battery | battery | 0 | 0 | 20 | 20 | 1 | 0
6256 | Synthetic pumped | pumped | 0 | 0 | 48 | 48 | 1 | 0
6256 | Synthetic battery | battery | 0 | 0 | 20 | 20 | 1 | 0
6257 | Synthetic pumped | pumped | 0 | 1.7618 | 48 | 46.0424 | 0.95922 | -2.4425e-15
6257 | Synthetic battery | battery | 0 | 0 | 20 | 20 | 1 | 0
6258 | Synthetic pumped | pumped | 0 | 12 | 46.0424 | 32.7091 | 0.68144 | -3.5527e-15
6258 | Synthetic battery | battery | 0 | 0.38826 | 20 | 19.5789 | 0.97894 | -4.996e-16
6259 | Synthetic pumped | pumped | 0 | 12 | 32.7091 | 19.3758 | 0.40366 | 0
6259 | Synthetic battery | battery | 0 | 10 | 19.5789 | 8.7323 | 0.43662 | 0
6260 | Synthetic pumped | pumped | 0 | 12 | 19.3758 | 6.0424 | 0.12588 | 0
6260 | Synthetic battery | battery | 0 | 8.0508 | 8.7323 | 0 | 0 | 0
6261 | Synthetic pumped | pumped | 0 | 5.4382 | 6.0424 | 0 | 0 | 0
6261 | Synthetic battery | battery | 0 | 0 | 0 | 0 | 0 | 0
6262 | Synthetic pumped | pumped | 0 | 0 | 0 | 0 | 0 | 0
6262 | Synthetic battery | battery | 0 | 0 | 0 | 0 | 0 | 0
6263 | Synthetic pumped | pumped | 0 | 0 | 0 | 0 | 0 | 0
6263 | Synthetic battery | battery | 0 | 0 | 0 | 0 | 0 | 0
6264 | Synthetic pumped | pumped | 0 | 0 | 0 | 0 | 0 | 0
6264 | Synthetic battery | battery | 0 | 0 | 0 | 0 | 0 | 0
6265 | Synthetic pumped | pumped | 0 | 0 | 0 | 0 | 0 | 0
6265 | Synthetic battery | battery | 0 | 0 | 0 | 0 | 0 | 0
6266 | Synthetic pumped | pumped | 0 | 0 | 0 | 0 | 0 | 0
6266 | Synthetic battery | battery | 0 | 0 | 0 | 0 | 0 | 0
6267 | Synthetic pumped | pumped | 0 | 0 | 0 | 0 | 0 | 0
6267 | Synthetic battery | battery | 0 | 0 | 0 | 0 | 0 | 0
6268 | Synthetic pumped | pumped | 0 | 0 | 0 | 0 | 0 | 0
6268 | Synthetic battery | battery | 0 | 0 | 0 | 0 | 0 | 0
6269 | Synthetic pumped | pumped | 0 | 0 | 0 | 0 | 0 | 0
6269 | Synthetic battery | battery | 0 | 0 | 0 | 0 | 0 | 0
6270 | Synthetic pumped | pumped | 0 | 0 | 0 | 0 | 0 | 0
6270 | Synthetic battery | battery | 0 | 0 | 0 | 0 | 0 | 0
6271 | Synthetic pumped | pumped | 0 | 0 | 0 | 0 | 0 | 0
6271 | Synthetic battery | battery | 0 | 0 | 0 | 0 | 0 | 0
6272 | Synthetic pumped | pumped | 0 | 0 | 0 | 0 | 0 | 0
6272 | Synthetic battery | battery | 0 | 0 | 0 | 0 | 0 | 0
6273 | Synthetic pumped | pumped | 1.76 | 0 | 0 | 1.584 | 0.033001 | 0
6273 | Synthetic battery | battery | 0 | 0 | 0 | 0 | 0 | 0
6274 | Synthetic pumped | pumped | 12 | 0 | 1.584 | 12.384 | 0.258 | 0
6274 | Synthetic battery | battery | 1.3207 | 0 | 0 | 1.2176 | 0.06088 | 0
6275 | Synthetic pumped | pumped | 12 | 0 | 12.384 | 23.184 | 0.483 | 1.7764e-15
6275 | Synthetic battery | battery | 5.4837 | 0 | 1.2176 | 6.2733 | 0.31367 | 0
6276 | Synthetic pumped | pumped | 12 | 0 | 23.184 | 33.984 | 0.708 | 3.5527e-15
6276 | Synthetic battery | battery | 7.9614 | 0 | 6.2733 | 13.6133 | 0.68067 | 0
6277 | Synthetic pumped | pumped | 12 | 0 | 33.984 | 44.784 | 0.933 | -3.5527e-15
6277 | Synthetic battery | battery | 6.9273 | 0 | 13.6133 | 20 | 1 | 0
6278 | Synthetic pumped | pumped | 3.5733 | 0 | 44.784 | 48 | 1 | 0
6278 | Synthetic battery | battery | 0 | 0 | 20 | 20 | 1 | 0
6279 | Synthetic pumped | pumped | 0 | 0 | 48 | 48 | 1 | 0
6279 | Synthetic battery | battery | 0 | 0 | 20 | 20 | 1 | 0
6280 | Synthetic pumped | pumped | 0 | 0 | 48 | 48 | 1 | 0
6280 | Synthetic battery | battery | 0 | 0 | 20 | 20 | 1 | 0
6281 | Synthetic pumped | pumped | 0 | 8.3993 | 48 | 38.6674 | 0.80557 | -3.5527e-15
6281 | Synthetic battery | battery | 0 | 0 | 20 | 20 | 1 | 0
6282 | Synthetic pumped | pumped | 0 | 12 | 38.6674 | 25.3341 | 0.52779 | 0
6282 | Synthetic battery | battery | 0 | 10 | 20 | 9.1535 | 0.45767 | 0
6283 | Synthetic pumped | pumped | 0 | 12 | 25.3341 | 12.0008 | 0.25002 | 0
6283 | Synthetic battery | battery | 0 | 8.4391 | 9.1535 | 0 | 0 | 0
6284 | Synthetic pumped | pumped | 0 | 10.8007 | 12.0008 | 0 | 0 | 0
6284 | Synthetic battery | battery | 0 | 0 | 0 | 0 | 0 | 0
6285 | Synthetic pumped | pumped | 0 | 0 | 0 | 0 | 0 | 0
6285 | Synthetic battery | battery | 0 | 0 | 0 | 0 | 0 | 0
6286 | Synthetic pumped | pumped | 0 | 0 | 0 | 0 | 0 | 0
6286 | Synthetic battery | battery | 0 | 0 | 0 | 0 | 0 | 0
6287 | Synthetic pumped | pumped | 0 | 0 | 0 | 0 | 0 | 0
6287 | Synthetic battery | battery | 0 | 0 | 0 | 0 | 0 | 0
6288 | Synthetic pumped | pumped | 0 | 0 | 0 | 0 | 0 | 0
6288 | Synthetic battery | battery | 0 | 0 | 0 | 0 | 0 | 0
6289 | Synthetic pumped | pumped | 0 | 0 | 0 | 0 | 0 | 0
6289 | Synthetic battery | battery | 0 | 0 | 0 | 0 | 0 | 0
6290 | Synthetic pumped | pumped | 0 | 0 | 0 | 0 | 0 | 0
6290 | Synthetic battery | battery | 0 | 0 | 0 | 0 | 0 | 0
6291 | Synthetic pumped | pumped | 0 | 0 | 0 | 0 | 0 | 0
6291 | Synthetic battery | battery | 0 | 0 | 0 | 0 | 0 | 0
6292 | Synthetic pumped | pumped | 0 | 0 | 0 | 0 | 0 | 0
6292 | Synthetic battery | battery | 0 | 0 | 0 | 0 | 0 | 0
6293 | Synthetic pumped | pumped | 0 | 0 | 0 | 0 | 0 | 0
6293 | Synthetic battery | battery | 0 | 0 | 0 | 0 | 0 | 0
6294 | Synthetic pumped | pumped | 0 | 0 | 0 | 0 | 0 | 0
6294 | Synthetic battery | battery | 0 | 0 | 0 | 0 | 0 | 0
6295 | Synthetic pumped | pumped | 0 | 0 | 0 | 0 | 0 | 0
6295 | Synthetic battery | battery | 0 | 0 | 0 | 0 | 0 | 0
6296 | Synthetic pumped | pumped | 0 | 0 | 0 | 0 | 0 | 0
6296 | Synthetic battery | battery | 0 | 0 | 0 | 0 | 0 | 0
6297 | Synthetic pumped | pumped | 8.5258 | 0 | 0 | 7.6732 | 0.15986 | 0
6297 | Synthetic battery | battery | 0 | 0 | 0 | 0 | 0 | 0
6298 | Synthetic pumped | pumped | 12 | 0 | 7.6732 | 18.4732 | 0.38486 | 0
6298 | Synthetic battery | battery | 10 | 0 | 0 | 9.2195 | 0.46098 | 0
6299 | Synthetic pumped | pumped | 12 | 0 | 18.4732 | 29.2732 | 0.60986 | 0
6299 | Synthetic battery | battery | 10 | 0 | 9.2195 | 18.4391 | 0.92195 | 0
6300 | Synthetic pumped | pumped | 12 | 0 | 29.2732 | 40.0732 | 0.83486 | -3.5527e-15
6300 | Synthetic battery | battery | 1.693 | 0 | 18.4391 | 20 | 1 | 0
6301 | Synthetic pumped | pumped | 8.8076 | 0 | 40.0732 | 48 | 1 | 8.8818e-16
6301 | Synthetic battery | battery | 0 | 0 | 20 | 20 | 1 | 0
6302 | Synthetic pumped | pumped | 0 | 0 | 48 | 48 | 1 | 0
6302 | Synthetic battery | battery | 0 | 0 | 20 | 20 | 1 | 0
6303 | Synthetic pumped | pumped | 0 | 0 | 48 | 48 | 1 | 0
6303 | Synthetic battery | battery | 0 | 0 | 20 | 20 | 1 | 0
6304 | Synthetic pumped | pumped | 0 | 0 | 48 | 48 | 1 | 0
6304 | Synthetic battery | battery | 0 | 0 | 20 | 20 | 1 | 0
6305 | Synthetic pumped | pumped | 0 | 2.2674 | 48 | 45.4806 | 0.94751 | 8.8818e-16
6305 | Synthetic battery | battery | 0 | 0 | 20 | 20 | 1 | 0
6306 | Synthetic pumped | pumped | 0 | 12 | 45.4806 | 32.1473 | 0.66974 | -3.5527e-15
6306 | Synthetic battery | battery | 0 | 10 | 20 | 9.1535 | 0.45767 | 0
6307 | Synthetic pumped | pumped | 0 | 12 | 32.1473 | 18.814 | 0.39196 | 0
6307 | Synthetic battery | battery | 0 | 8.4391 | 9.1535 | 0 | 0 | 0
6308 | Synthetic pumped | pumped | 0 | 12 | 18.814 | 5.4806 | 0.11418 | 0
6308 | Synthetic battery | battery | 0 | 0 | 0 | 0 | 0 | 0
6309 | Synthetic pumped | pumped | 0 | 4.9326 | 5.4806 | 0 | 0 | 0
6309 | Synthetic battery | battery | 0 | 0 | 0 | 0 | 0 | 0
6310 | Synthetic pumped | pumped | 0 | 0 | 0 | 0 | 0 | 0
6310 | Synthetic battery | battery | 0 | 0 | 0 | 0 | 0 | 0
6311 | Synthetic pumped | pumped | 0 | 0 | 0 | 0 | 0 | 0
6311 | Synthetic battery | battery | 0 | 0 | 0 | 0 | 0 | 0
6312 | Synthetic pumped | pumped | 0 | 0 | 0 | 0 | 0 | 0
6312 | Synthetic battery | battery | 0 | 0 | 0 | 0 | 0 | 0
6313 | Synthetic pumped | pumped | 0 | 0 | 0 | 0 | 0 | 0
6313 | Synthetic battery | battery | 0 | 0 | 0 | 0 | 0 | 0
6314 | Synthetic pumped | pumped | 0 | 0 | 0 | 0 | 0 | 0
6314 | Synthetic battery | battery | 0 | 0 | 0 | 0 | 0 | 0
6315 | Synthetic pumped | pumped | 0 | 0 | 0 | 0 | 0 | 0
6315 | Synthetic battery | battery | 0 | 0 | 0 | 0 | 0 | 0
6316 | Synthetic pumped | pumped | 0 | 0 | 0 | 0 | 0 | 0
6316 | Synthetic battery | battery | 0 | 0 | 0 | 0 | 0 | 0
6317 | Synthetic pumped | pumped | 0 | 0 | 0 | 0 | 0 | 0
6317 | Synthetic battery | battery | 0 | 0 | 0 | 0 | 0 | 0
6318 | Synthetic pumped | pumped | 0 | 0 | 0 | 0 | 0 | 0
6318 | Synthetic battery | battery | 0 | 0 | 0 | 0 | 0 | 0
6319 | Synthetic pumped | pumped | 0 | 0 | 0 | 0 | 0 | 0
6319 | Synthetic battery | battery | 0 | 0 | 0 | 0 | 0 | 0
6320 | Synthetic pumped | pumped | 0 | 0 | 0 | 0 | 0 | 0
6320 | Synthetic battery | battery | 0 | 0 | 0 | 0 | 0 | 0
6321 | Synthetic pumped | pumped | 5.1653 | 0 | 0 | 4.6488 | 0.09685 | 0
6321 | Synthetic battery | battery | 0 | 0 | 0 | 0 | 0 | 0
6322 | Synthetic pumped | pumped | 11.9844 | 0 | 4.6488 | 15.4348 | 0.32156 | 1.7764e-15
6322 | Synthetic battery | battery | 0 | 0 | 0 | 0 | 0 | 0
6323 | Synthetic pumped | pumped | 12 | 0 | 15.4348 | 26.2348 | 0.54656 | 0
6323 | Synthetic battery | battery | 4.9495 | 0 | 0 | 4.5632 | 0.22816 | 0
6324 | Synthetic pumped | pumped | 12 | 0 | 26.2348 | 37.0348 | 0.77156 | 0
6324 | Synthetic battery | battery | 9.7089 | 0 | 4.5632 | 13.5144 | 0.67572 | 0
6325 | Synthetic pumped | pumped | 11.2198 | 0 | 37.0348 | 47.1326 | 0.98193 | -1.7764e-15
6325 | Synthetic battery | battery | 0 | 0 | 13.5144 | 13.5144 | 0.67572 | 0
6326 | Synthetic pumped | pumped | 0.96376 | 0 | 47.1326 | 48 | 1 | 0
6326 | Synthetic battery | battery | 7.0347 | 0 | 13.5144 | 20 | 1 | 0
6327 | Synthetic pumped | pumped | 0 | 0 | 48 | 48 | 1 | 0
6327 | Synthetic battery | battery | 0 | 0 | 20 | 20 | 1 | 0
6328 | Synthetic pumped | pumped | 0 | 0 | 48 | 48 | 1 | 0
6328 | Synthetic battery | battery | 0 | 0 | 20 | 20 | 1 | 0
6329 | Synthetic pumped | pumped | 0 | 7.5866 | 48 | 39.5705 | 0.82439 | 3.5527e-15
6329 | Synthetic battery | battery | 0 | 0 | 20 | 20 | 1 | 0
6330 | Synthetic pumped | pumped | 0 | 12 | 39.5705 | 26.2372 | 0.54661 | 0
6330 | Synthetic battery | battery | 0 | 9.6481 | 20 | 9.5351 | 0.47676 | 0
6331 | Synthetic pumped | pumped | 0 | 12 | 26.2372 | 12.9038 | 0.26883 | 0
6331 | Synthetic battery | battery | 0 | 8.7909 | 9.5351 | 0 | 0 | 0
6332 | Synthetic pumped | pumped | 0 | 11.6134 | 12.9038 | 0 | 0 | 0
6332 | Synthetic battery | battery | 0 | 0 | 0 | 0 | 0 | 0
6333 | Synthetic pumped | pumped | 0 | 0 | 0 | 0 | 0 | 0
6333 | Synthetic battery | battery | 0 | 0 | 0 | 0 | 0 | 0
6334 | Synthetic pumped | pumped | 0 | 0 | 0 | 0 | 0 | 0
6334 | Synthetic battery | battery | 0 | 0 | 0 | 0 | 0 | 0
6335 | Synthetic pumped | pumped | 0 | 0 | 0 | 0 | 0 | 0
6335 | Synthetic battery | battery | 0 | 0 | 0 | 0 | 0 | 0
6336 | Synthetic pumped | pumped | 0 | 0 | 0 | 0 | 0 | 0
6336 | Synthetic battery | battery | 0 | 0 | 0 | 0 | 0 | 0
6337 | Synthetic pumped | pumped | 0 | 0 | 0 | 0 | 0 | 0
6337 | Synthetic battery | battery | 0 | 0 | 0 | 0 | 0 | 0
6338 | Synthetic pumped | pumped | 0 | 0 | 0 | 0 | 0 | 0
6338 | Synthetic battery | battery | 0 | 0 | 0 | 0 | 0 | 0
6339 | Synthetic pumped | pumped | 0 | 0 | 0 | 0 | 0 | 0
6339 | Synthetic battery | battery | 0 | 0 | 0 | 0 | 0 | 0
6340 | Synthetic pumped | pumped | 0 | 0 | 0 | 0 | 0 | 0
6340 | Synthetic battery | battery | 0 | 0 | 0 | 0 | 0 | 0
6341 | Synthetic pumped | pumped | 0 | 0 | 0 | 0 | 0 | 0
6341 | Synthetic battery | battery | 0 | 0 | 0 | 0 | 0 | 0
6342 | Synthetic pumped | pumped | 0 | 0 | 0 | 0 | 0 | 0
6342 | Synthetic battery | battery | 0 | 0 | 0 | 0 | 0 | 0
6343 | Synthetic pumped | pumped | 0 | 0 | 0 | 0 | 0 | 0
6343 | Synthetic battery | battery | 0 | 0 | 0 | 0 | 0 | 0
6344 | Synthetic pumped | pumped | 0 | 0 | 0 | 0 | 0 | 0
6344 | Synthetic battery | battery | 0 | 0 | 0 | 0 | 0 | 0
6345 | Synthetic pumped | pumped | 10.173 | 0 | 0 | 9.1557 | 0.19074 | 0
6345 | Synthetic battery | battery | 0 | 0 | 0 | 0 | 0 | 0
6346 | Synthetic pumped | pumped | 12 | 0 | 9.1557 | 19.9557 | 0.41574 | -1.7764e-15
6346 | Synthetic battery | battery | 8.8988 | 0 | 0 | 8.2043 | 0.41022 | 0
6347 | Synthetic pumped | pumped | 12 | 0 | 19.9557 | 30.7557 | 0.64074 | 0
6347 | Synthetic battery | battery | 9.1289 | 0 | 8.2043 | 16.6208 | 0.83104 | 0
6348 | Synthetic pumped | pumped | 12 | 0 | 30.7557 | 41.5557 | 0.86574 | 0
6348 | Synthetic battery | battery | 3.6653 | 0 | 16.6208 | 20 | 1 | 0
6349 | Synthetic pumped | pumped | 7.1603 | 0 | 41.5557 | 48 | 1 | 0
6349 | Synthetic battery | battery | 0 | 0 | 20 | 20 | 1 | 0
6350 | Synthetic pumped | pumped | 0 | 0 | 48 | 48 | 1 | 0
6350 | Synthetic battery | battery | 0 | 0 | 20 | 20 | 1 | 0
6351 | Synthetic pumped | pumped | 0 | 0 | 48 | 48 | 1 | 0
6351 | Synthetic battery | battery | 0 | 0 | 20 | 20 | 1 | 0
6352 | Synthetic pumped | pumped | 0 | 0 | 48 | 48 | 1 | 0
6352 | Synthetic battery | battery | 0 | 0 | 20 | 20 | 1 | 0
6353 | Synthetic pumped | pumped | 0 | 6.8999 | 48 | 40.3334 | 0.84028 | 2.6645e-15
6353 | Synthetic battery | battery | 0 | 0 | 20 | 20 | 1 | 0
6354 | Synthetic pumped | pumped | 0 | 12 | 40.3334 | 27.0001 | 0.5625 | 0
6354 | Synthetic battery | battery | 0 | 10 | 20 | 9.1535 | 0.45767 | 0
6355 | Synthetic pumped | pumped | 0 | 12 | 27.0001 | 13.6668 | 0.28472 | 0
6355 | Synthetic battery | battery | 0 | 8.4391 | 9.1535 | 0 | 0 | 0
6356 | Synthetic pumped | pumped | 0 | 12 | 13.6668 | 0.33344 | 0.0069467 | 0
6356 | Synthetic battery | battery | 0 | 0 | 0 | 0 | 0 | 0
6357 | Synthetic pumped | pumped | 0 | 0.3001 | 0.33344 | 0 | 0 | 0
6357 | Synthetic battery | battery | 0 | 0 | 0 | 0 | 0 | 0
6358 | Synthetic pumped | pumped | 0 | 0 | 0 | 0 | 0 | 0
6358 | Synthetic battery | battery | 0 | 0 | 0 | 0 | 0 | 0
6359 | Synthetic pumped | pumped | 0 | 0 | 0 | 0 | 0 | 0
6359 | Synthetic battery | battery | 0 | 0 | 0 | 0 | 0 | 0
6360 | Synthetic pumped | pumped | 0 | 0 | 0 | 0 | 0 | 0
6360 | Synthetic battery | battery | 0 | 0 | 0 | 0 | 0 | 0
6361 | Synthetic pumped | pumped | 0 | 0 | 0 | 0 | 0 | 0
6361 | Synthetic battery | battery | 0 | 0 | 0 | 0 | 0 | 0
6362 | Synthetic pumped | pumped | 0 | 0 | 0 | 0 | 0 | 0
6362 | Synthetic battery | battery | 0 | 0 | 0 | 0 | 0 | 0
6363 | Synthetic pumped | pumped | 0 | 0 | 0 | 0 | 0 | 0
6363 | Synthetic battery | battery | 0 | 0 | 0 | 0 | 0 | 0
6364 | Synthetic pumped | pumped | 0 | 0 | 0 | 0 | 0 | 0
6364 | Synthetic battery | battery | 0 | 0 | 0 | 0 | 0 | 0
6365 | Synthetic pumped | pumped | 0 | 0 | 0 | 0 | 0 | 0
6365 | Synthetic battery | battery | 0 | 0 | 0 | 0 | 0 | 0
6366 | Synthetic pumped | pumped | 0 | 0 | 0 | 0 | 0 | 0
6366 | Synthetic battery | battery | 0 | 0 | 0 | 0 | 0 | 0
6367 | Synthetic pumped | pumped | 0 | 0 | 0 | 0 | 0 | 0
6367 | Synthetic battery | battery | 0 | 0 | 0 | 0 | 0 | 0
6368 | Synthetic pumped | pumped | 5.1914 | 0 | 0 | 4.6722 | 0.097338 | 0
6368 | Synthetic battery | battery | 0 | 0 | 0 | 0 | 0 | 0
6369 | Synthetic pumped | pumped | 10.9783 | 0 | 4.6722 | 14.5527 | 0.30318 | 0
6369 | Synthetic battery | battery | 0 | 0 | 0 | 0 | 0 | 0
6370 | Synthetic pumped | pumped | 12 | 0 | 14.5527 | 25.3527 | 0.52818 | 0
6370 | Synthetic battery | battery | 4.3295 | 0 | 0 | 3.9916 | 0.19958 | 0
6371 | Synthetic pumped | pumped | 12 | 0 | 25.3527 | 36.1527 | 0.75318 | 0
6371 | Synthetic battery | battery | 10 | 0 | 3.9916 | 13.2111 | 0.66056 | 0
6372 | Synthetic pumped | pumped | 12 | 0 | 36.1527 | 46.9527 | 0.97818 | 3.5527e-15
6372 | Synthetic battery | battery | 7.3636 | 0 | 13.2111 | 20 | 1 | 0
6373 | Synthetic pumped | pumped | 1.1636 | 0 | 46.9527 | 48 | 1 | 0
6373 | Synthetic battery | battery | 0 | 0 | 20 | 20 | 1 | 0
6374 | Synthetic pumped | pumped | 0 | 0 | 48 | 48 | 1 | 0
6374 | Synthetic battery | battery | 0 | 0 | 20 | 20 | 1 | 0
6375 | Synthetic pumped | pumped | 0 | 0 | 48 | 48 | 1 | 0
6375 | Synthetic battery | battery | 0 | 0 | 20 | 20 | 1 | 0
6376 | Synthetic pumped | pumped | 0 | 0 | 48 | 48 | 1 | 0
6376 | Synthetic battery | battery | 0 | 0 | 20 | 20 | 1 | 0
6377 | Synthetic pumped | pumped | 0 | 9.0486 | 48 | 37.946 | 0.79054 | -1.7764e-15
6377 | Synthetic battery | battery | 0 | 0 | 20 | 20 | 1 | 0
6378 | Synthetic pumped | pumped | 0 | 12 | 37.946 | 24.6126 | 0.51276 | 0
6378 | Synthetic battery | battery | 0 | 10 | 20 | 9.1535 | 0.45767 | 0
6379 | Synthetic pumped | pumped | 0 | 12 | 24.6126 | 11.2793 | 0.23499 | 0
6379 | Synthetic battery | battery | 0 | 8.4391 | 9.1535 | 0 | 0 | 0
6380 | Synthetic pumped | pumped | 0 | 10.1514 | 11.2793 | 0 | 0 | 0
6380 | Synthetic battery | battery | 0 | 0 | 0 | 0 | 0 | 0
6381 | Synthetic pumped | pumped | 0 | 0 | 0 | 0 | 0 | 0
6381 | Synthetic battery | battery | 0 | 0 | 0 | 0 | 0 | 0
6382 | Synthetic pumped | pumped | 0 | 0 | 0 | 0 | 0 | 0
6382 | Synthetic battery | battery | 0 | 0 | 0 | 0 | 0 | 0
6383 | Synthetic pumped | pumped | 0 | 0 | 0 | 0 | 0 | 0
6383 | Synthetic battery | battery | 0 | 0 | 0 | 0 | 0 | 0
6384 | Synthetic pumped | pumped | 0 | 0 | 0 | 0 | 0 | 0
6384 | Synthetic battery | battery | 0 | 0 | 0 | 0 | 0 | 0
6385 | Synthetic pumped | pumped | 0 | 0 | 0 | 0 | 0 | 0
6385 | Synthetic battery | battery | 0 | 0 | 0 | 0 | 0 | 0
6386 | Synthetic pumped | pumped | 0 | 0 | 0 | 0 | 0 | 0
6386 | Synthetic battery | battery | 0 | 0 | 0 | 0 | 0 | 0
6387 | Synthetic pumped | pumped | 0 | 0 | 0 | 0 | 0 | 0
6387 | Synthetic battery | battery | 0 | 0 | 0 | 0 | 0 | 0
6388 | Synthetic pumped | pumped | 0 | 0 | 0 | 0 | 0 | 0
6388 | Synthetic battery | battery | 0 | 0 | 0 | 0 | 0 | 0
6389 | Synthetic pumped | pumped | 0 | 0 | 0 | 0 | 0 | 0
6389 | Synthetic battery | battery | 0 | 0 | 0 | 0 | 0 | 0
6390 | Synthetic pumped | pumped | 0 | 0 | 0 | 0 | 0 | 0
6390 | Synthetic battery | battery | 0 | 0 | 0 | 0 | 0 | 0
6391 | Synthetic pumped | pumped | 0 | 0 | 0 | 0 | 0 | 0
6391 | Synthetic battery | battery | 0 | 0 | 0 | 0 | 0 | 0
6392 | Synthetic pumped | pumped | 4.1819 | 0 | 0 | 3.7637 | 0.07841 | 0
6392 | Synthetic battery | battery | 0 | 0 | 0 | 0 | 0 | 0
6393 | Synthetic pumped | pumped | 12 | 0 | 3.7637 | 14.5637 | 0.30341 | 0
6393 | Synthetic battery | battery | 10 | 0 | 0 | 9.2195 | 0.46098 | 0
6394 | Synthetic pumped | pumped | 12 | 0 | 14.5637 | 25.3637 | 0.52841 | 1.7764e-15
6394 | Synthetic battery | battery | 10 | 0 | 9.2195 | 18.4391 | 0.92195 | 0
6395 | Synthetic pumped | pumped | 12 | 0 | 25.3637 | 36.1637 | 0.75341 | -3.5527e-15
6395 | Synthetic battery | battery | 1.693 | 0 | 18.4391 | 20 | 1 | 0
6396 | Synthetic pumped | pumped | 12 | 0 | 36.1637 | 46.9637 | 0.97841 | -3.5527e-15
6396 | Synthetic battery | battery | 0 | 0 | 20 | 20 | 1 | 0
6397 | Synthetic pumped | pumped | 1.1514 | 0 | 46.9637 | 48 | 1 | 0
6397 | Synthetic battery | battery | 0 | 0 | 20 | 20 | 1 | 0
6398 | Synthetic pumped | pumped | 0 | 0 | 48 | 48 | 1 | 0
6398 | Synthetic battery | battery | 0 | 0 | 20 | 20 | 1 | 0
6399 | Synthetic pumped | pumped | 0 | 0 | 48 | 48 | 1 | 0
6399 | Synthetic battery | battery | 0 | 0 | 20 | 20 | 1 | 0
6400 | Synthetic pumped | pumped | 0 | 0 | 48 | 48 | 1 | 0
6400 | Synthetic battery | battery | 0 | 0 | 20 | 20 | 1 | 0
6401 | Synthetic pumped | pumped | 0 | 0 | 48 | 48 | 1 | 0
6401 | Synthetic battery | battery | 0 | 0 | 20 | 20 | 1 | 0
6402 | Synthetic pumped | pumped | 0 | 12 | 48 | 34.6667 | 0.72222 | 3.5527e-15
6402 | Synthetic battery | battery | 0 | 0.31986 | 20 | 19.6531 | 0.98265 | 6.1062e-16
6403 | Synthetic pumped | pumped | 0 | 12 | 34.6667 | 21.3333 | 0.44444 | 0
6403 | Synthetic battery | battery | 0 | 2.0106 | 19.6531 | 17.4722 | 0.87361 | -1.3323e-15
6404 | Synthetic pumped | pumped | 0 | 12 | 21.3333 | 8 | 0.16667 | 0
6404 | Synthetic battery | battery | 0 | 10 | 17.4722 | 6.6257 | 0.33128 | 0
6405 | Synthetic pumped | pumped | 0 | 7.2 | 8 | 0 | 0 | 0
6405 | Synthetic battery | battery | 0 | 6.1086 | 6.6257 | 0 | 0 | 0
6406 | Synthetic pumped | pumped | 0 | 0 | 0 | 0 | 0 | 0
6406 | Synthetic battery | battery | 0 | 0 | 0 | 0 | 0 | 0
6407 | Synthetic pumped | pumped | 0 | 0 | 0 | 0 | 0 | 0
6407 | Synthetic battery | battery | 0 | 0 | 0 | 0 | 0 | 0
6408 | Synthetic pumped | pumped | 0 | 0 | 0 | 0 | 0 | 0
6408 | Synthetic battery | battery | 0 | 0 | 0 | 0 | 0 | 0
6409 | Synthetic pumped | pumped | 0 | 0 | 0 | 0 | 0 | 0
6409 | Synthetic battery | battery | 0 | 0 | 0 | 0 | 0 | 0
6410 | Synthetic pumped | pumped | 0 | 0 | 0 | 0 | 0 | 0
6410 | Synthetic battery | battery | 0 | 0 | 0 | 0 | 0 | 0
6411 | Synthetic pumped | pumped | 0 | 0 | 0 | 0 | 0 | 0
6411 | Synthetic battery | battery | 0 | 0 | 0 | 0 | 0 | 0
6412 | Synthetic pumped | pumped | 0 | 0 | 0 | 0 | 0 | 0
6412 | Synthetic battery | battery | 0 | 0 | 0 | 0 | 0 | 0
6413 | Synthetic pumped | pumped | 0 | 0 | 0 | 0 | 0 | 0
6413 | Synthetic battery | battery | 0 | 0 | 0 | 0 | 0 | 0
6414 | Synthetic pumped | pumped | 0 | 0 | 0 | 0 | 0 | 0
6414 | Synthetic battery | battery | 0 | 0 | 0 | 0 | 0 | 0
6415 | Synthetic pumped | pumped | 0 | 0 | 0 | 0 | 0 | 0
6415 | Synthetic battery | battery | 0 | 0 | 0 | 0 | 0 | 0
6416 | Synthetic pumped | pumped | 0 | 0 | 0 | 0 | 0 | 0
6416 | Synthetic battery | battery | 0 | 0 | 0 | 0 | 0 | 0
6417 | Synthetic pumped | pumped | 3.2202 | 0 | 0 | 2.8981 | 0.060378 | 0
6417 | Synthetic battery | battery | 0 | 0 | 0 | 0 | 0 | 0
6418 | Synthetic pumped | pumped | 7.1016 | 0 | 2.8981 | 9.2895 | 0.19353 | 0
6418 | Synthetic battery | battery | 0 | 0 | 0 | 0 | 0 | 0
6419 | Synthetic pumped | pumped | 12 | 0 | 9.2895 | 20.0895 | 0.41853 | 0
6419 | Synthetic battery | battery | 3.6136 | 0 | 0 | 3.3316 | 0.16658 | 0
6420 | Synthetic pumped | pumped | 12 | 0 | 20.0895 | 30.8895 | 0.64353 | 0
6420 | Synthetic battery | battery | 2.7817 | 0 | 3.3316 | 5.8961 | 0.29481 | 4.4409e-16
6421 | Synthetic pumped | pumped | 12 | 0 | 30.8895 | 41.6895 | 0.86853 | 0
6421 | Synthetic battery | battery | 9.6687 | 0 | 5.8961 | 14.8102 | 0.74051 | 0
6422 | Synthetic pumped | pumped | 7.0116 | 0 | 41.6895 | 48 | 1 | 0
6422 | Synthetic battery | battery | 5.6291 | 0 | 14.8102 | 20 | 1 | 0
6423 | Synthetic pumped | pumped | 0 | 0 | 48 | 48 | 1 | 0
6423 | Synthetic battery | battery | 0 | 0 | 20 | 20 | 1 | 0
6424 | Synthetic pumped | pumped | 0 | 0 | 48 | 48 | 1 | 0
6424 | Synthetic battery | battery | 0 | 0 | 20 | 20 | 1 | 0
6425 | Synthetic pumped | pumped | 0 | 5.0356 | 48 | 42.4049 | 0.88344 | -8.8818e-16
6425 | Synthetic battery | battery | 0 | 0 | 20 | 20 | 1 | 0
6426 | Synthetic pumped | pumped | 0 | 12 | 42.4049 | 29.0716 | 0.60566 | 0
6426 | Synthetic battery | battery | 0 | 9.1424 | 20 | 10.0837 | 0.50418 | 0
6427 | Synthetic pumped | pumped | 0 | 12 | 29.0716 | 15.7383 | 0.32788 | 0
6427 | Synthetic battery | battery | 0 | 9.2967 | 10.0837 | 0 | 0 | 0
6428 | Synthetic pumped | pumped | 0 | 12 | 15.7383 | 2.4049 | 0.050103 | 0
6428 | Synthetic battery | battery | 0 | 0 | 0 | 0 | 0 | 0
6429 | Synthetic pumped | pumped | 0 | 2.1644 | 2.4049 | 0 | 0 | 0
6429 | Synthetic battery | battery | 0 | 0 | 0 | 0 | 0 | 0
6430 | Synthetic pumped | pumped | 0 | 0 | 0 | 0 | 0 | 0
6430 | Synthetic battery | battery | 0 | 0 | 0 | 0 | 0 | 0
6431 | Synthetic pumped | pumped | 0 | 0 | 0 | 0 | 0 | 0
6431 | Synthetic battery | battery | 0 | 0 | 0 | 0 | 0 | 0
6432 | Synthetic pumped | pumped | 0 | 0 | 0 | 0 | 0 | 0
6432 | Synthetic battery | battery | 0 | 0 | 0 | 0 | 0 | 0
6433 | Synthetic pumped | pumped | 0 | 0 | 0 | 0 | 0 | 0
6433 | Synthetic battery | battery | 0 | 0 | 0 | 0 | 0 | 0
6434 | Synthetic pumped | pumped | 0 | 0 | 0 | 0 | 0 | 0
6434 | Synthetic battery | battery | 0 | 0 | 0 | 0 | 0 | 0
6435 | Synthetic pumped | pumped | 0 | 0 | 0 | 0 | 0 | 0
6435 | Synthetic battery | battery | 0 | 0 | 0 | 0 | 0 | 0
6436 | Synthetic pumped | pumped | 0 | 0 | 0 | 0 | 0 | 0
6436 | Synthetic battery | battery | 0 | 0 | 0 | 0 | 0 | 0
6437 | Synthetic pumped | pumped | 0 | 0 | 0 | 0 | 0 | 0
6437 | Synthetic battery | battery | 0 | 0 | 0 | 0 | 0 | 0
6438 | Synthetic pumped | pumped | 0 | 0 | 0 | 0 | 0 | 0
6438 | Synthetic battery | battery | 0 | 0 | 0 | 0 | 0 | 0
6439 | Synthetic pumped | pumped | 0 | 0 | 0 | 0 | 0 | 0
6439 | Synthetic battery | battery | 0 | 0 | 0 | 0 | 0 | 0
6440 | Synthetic pumped | pumped | 0 | 0 | 0 | 0 | 0 | 0
6440 | Synthetic battery | battery | 0 | 0 | 0 | 0 | 0 | 0
6441 | Synthetic pumped | pumped | 5.2021 | 0 | 0 | 4.6819 | 0.097539 | 0
6441 | Synthetic battery | battery | 0 | 0 | 0 | 0 | 0 | 0
6442 | Synthetic pumped | pumped | 12 | 0 | 4.6819 | 15.4819 | 0.32254 | 0
6442 | Synthetic battery | battery | 1.7337 | 0 | 0 | 1.5984 | 0.079919 | 0
6443 | Synthetic pumped | pumped | 12 | 0 | 15.4819 | 26.2819 | 0.54754 | 0
6443 | Synthetic battery | battery | 4.2344 | 0 | 1.5984 | 5.5023 | 0.27511 | 0
6444 | Synthetic pumped | pumped | 12 | 0 | 26.2819 | 37.0819 | 0.77254 | -3.5527e-15
6444 | Synthetic battery | battery | 4.1456 | 0 | 5.5023 | 9.3243 | 0.46622 | 4.4409e-16
6445 | Synthetic pumped | pumped | 12 | 0 | 37.0819 | 47.8819 | 0.99754 | -3.5527e-15
6445 | Synthetic battery | battery | 2.6002 | 0 | 9.3243 | 11.7216 | 0.58608 | -4.4409e-16
6446 | Synthetic pumped | pumped | 0.13123 | 0 | 47.8819 | 48 | 1 | 1.3878e-17
6446 | Synthetic battery | battery | 8.9792 | 0 | 11.7216 | 20 | 1 | 0
6447 | Synthetic pumped | pumped | 0 | 0 | 48 | 48 | 1 | 0
6447 | Synthetic battery | battery | 0 | 0 | 20 | 20 | 1 | 0
6448 | Synthetic pumped | pumped | 0 | 0 | 48 | 48 | 1 | 0
6448 | Synthetic battery | battery | 0 | 0 | 20 | 20 | 1 | 0
6449 | Synthetic pumped | pumped | 0 | 6.0474 | 48 | 41.2806 | 0.86001 | -3.5527e-15
6449 | Synthetic battery | battery | 0 | 0 | 20 | 20 | 1 | 0
6450 | Synthetic pumped | pumped | 0 | 12 | 41.2806 | 27.9473 | 0.58224 | 0
6450 | Synthetic battery | battery | 0 | 10 | 20 | 9.1535 | 0.45767 | 0
6451 | Synthetic pumped | pumped | 0 | 12 | 27.9473 | 14.6139 | 0.30446 | 0
6451 | Synthetic battery | battery | 0 | 8.4391 | 9.1535 | 0 | 0 | 0
6452 | Synthetic pumped | pumped | 0 | 12 | 14.6139 | 1.2806 | 0.026679 | 0
6452 | Synthetic battery | battery | 0 | 0 | 0 | 0 | 0 | 0
6453 | Synthetic pumped | pumped | 0 | 1.1526 | 1.2806 | 0 | 0 | 0
6453 | Synthetic battery | battery | 0 | 0 | 0 | 0 | 0 | 0
6454 | Synthetic pumped | pumped | 0 | 0 | 0 | 0 | 0 | 0
6454 | Synthetic battery | battery | 0 | 0 | 0 | 0 | 0 | 0
6455 | Synthetic pumped | pumped | 0 | 0 | 0 | 0 | 0 | 0
6455 | Synthetic battery | battery | 0 | 0 | 0 | 0 | 0 | 0
6456 | Synthetic pumped | pumped | 0 | 0 | 0 | 0 | 0 | 0
6456 | Synthetic battery | battery | 0 | 0 | 0 | 0 | 0 | 0
6457 | Synthetic pumped | pumped | 0 | 0 | 0 | 0 | 0 | 0
6457 | Synthetic battery | battery | 0 | 0 | 0 | 0 | 0 | 0
6458 | Synthetic pumped | pumped | 0 | 0 | 0 | 0 | 0 | 0
6458 | Synthetic battery | battery | 0 | 0 | 0 | 0 | 0 | 0
6459 | Synthetic pumped | pumped | 0 | 0 | 0 | 0 | 0 | 0
6459 | Synthetic battery | battery | 0 | 0 | 0 | 0 | 0 | 0
6460 | Synthetic pumped | pumped | 0 | 0 | 0 | 0 | 0 | 0
6460 | Synthetic battery | battery | 0 | 0 | 0 | 0 | 0 | 0
6461 | Synthetic pumped | pumped | 0 | 0 | 0 | 0 | 0 | 0
6461 | Synthetic battery | battery | 0 | 0 | 0 | 0 | 0 | 0
6462 | Synthetic pumped | pumped | 0 | 0 | 0 | 0 | 0 | 0
6462 | Synthetic battery | battery | 0 | 0 | 0 | 0 | 0 | 0
6463 | Synthetic pumped | pumped | 0 | 0 | 0 | 0 | 0 | 0
6463 | Synthetic battery | battery | 0 | 0 | 0 | 0 | 0 | 0
6464 | Synthetic pumped | pumped | 0 | 0 | 0 | 0 | 0 | 0
6464 | Synthetic battery | battery | 0 | 0 | 0 | 0 | 0 | 0
6465 | Synthetic pumped | pumped | 8.8707 | 0 | 0 | 7.9836 | 0.16633 | 0
6465 | Synthetic battery | battery | 0 | 0 | 0 | 0 | 0 | 0
6466 | Synthetic pumped | pumped | 12 | 0 | 7.9836 | 18.7836 | 0.39133 | 0
6466 | Synthetic battery | battery | 0.87108 | 0 | 0 | 0.8031 | 0.040155 | 0
6467 | Synthetic pumped | pumped | 12 | 0 | 18.7836 | 29.5836 | 0.61633 | 0
6467 | Synthetic battery | battery | 10 | 0 | 0.8031 | 10.0226 | 0.50113 | 0
6468 | Synthetic pumped | pumped | 12 | 0 | 29.5836 | 40.3836 | 0.84133 | -3.5527e-15
6468 | Synthetic battery | battery | 10 | 0 | 10.0226 | 19.2422 | 0.96211 | 0
6469 | Synthetic pumped | pumped | 8.4627 | 0 | 40.3836 | 48 | 1 | -8.8818e-16
6469 | Synthetic battery | battery | 0.82196 | 0 | 19.2422 | 20 | 1 | 0
6470 | Synthetic pumped | pumped | 0 | 0 | 48 | 48 | 1 | 0
6470 | Synthetic battery | battery | 0 | 0 | 20 | 20 | 1 | 0
6471 | Synthetic pumped | pumped | 0 | 0 | 48 | 48 | 1 | 0
6471 | Synthetic battery | battery | 0 | 0 | 20 | 20 | 1 | 0
6472 | Synthetic pumped | pumped | 0 | 0 | 48 | 48 | 1 | 0
6472 | Synthetic battery | battery | 0 | 0 | 20 | 20 | 1 | 0
6473 | Synthetic pumped | pumped | 0 | 5.3253 | 48 | 42.083 | 0.87673 | 2.6645e-15
6473 | Synthetic battery | battery | 0 | 0 | 20 | 20 | 1 | 0
6474 | Synthetic pumped | pumped | 0 | 12 | 42.083 | 28.7497 | 0.59895 | 0
6474 | Synthetic battery | battery | 0 | 10 | 20 | 9.1535 | 0.45767 | 0
6475 | Synthetic pumped | pumped | 0 | 12 | 28.7497 | 15.4164 | 0.32117 | 0
6475 | Synthetic battery | battery | 0 | 8.4391 | 9.1535 | 0 | 0 | 0
6476 | Synthetic pumped | pumped | 0 | 12 | 15.4164 | 2.083 | 0.043397 | 0
6476 | Synthetic battery | battery | 0 | 0 | 0 | 0 | 0 | 0
6477 | Synthetic pumped | pumped | 0 | 1.8747 | 2.083 | 0 | 0 | 0
6477 | Synthetic battery | battery | 0 | 0 | 0 | 0 | 0 | 0
6478 | Synthetic pumped | pumped | 0 | 0 | 0 | 0 | 0 | 0
6478 | Synthetic battery | battery | 0 | 0 | 0 | 0 | 0 | 0
6479 | Synthetic pumped | pumped | 0 | 0 | 0 | 0 | 0 | 0
6479 | Synthetic battery | battery | 0 | 0 | 0 | 0 | 0 | 0
6480 | Synthetic pumped | pumped | 0 | 0 | 0 | 0 | 0 | 0
6480 | Synthetic battery | battery | 0 | 0 | 0 | 0 | 0 | 0
6481 | Synthetic pumped | pumped | 0 | 0 | 0 | 0 | 0 | 0
6481 | Synthetic battery | battery | 0 | 0 | 0 | 0 | 0 | 0
6482 | Synthetic pumped | pumped | 0 | 0 | 0 | 0 | 0 | 0
6482 | Synthetic battery | battery | 0 | 0 | 0 | 0 | 0 | 0
6483 | Synthetic pumped | pumped | 0 | 0 | 0 | 0 | 0 | 0
6483 | Synthetic battery | battery | 0 | 0 | 0 | 0 | 0 | 0
6484 | Synthetic pumped | pumped | 0 | 0 | 0 | 0 | 0 | 0
6484 | Synthetic battery | battery | 0 | 0 | 0 | 0 | 0 | 0
6485 | Synthetic pumped | pumped | 0 | 0 | 0 | 0 | 0 | 0
6485 | Synthetic battery | battery | 0 | 0 | 0 | 0 | 0 | 0
6486 | Synthetic pumped | pumped | 0 | 0 | 0 | 0 | 0 | 0
6486 | Synthetic battery | battery | 0 | 0 | 0 | 0 | 0 | 0
6487 | Synthetic pumped | pumped | 0 | 0 | 0 | 0 | 0 | 0
6487 | Synthetic battery | battery | 0 | 0 | 0 | 0 | 0 | 0
6488 | Synthetic pumped | pumped | 0 | 0 | 0 | 0 | 0 | 0
6488 | Synthetic battery | battery | 0 | 0 | 0 | 0 | 0 | 0
6489 | Synthetic pumped | pumped | 12 | 0 | 0 | 10.8 | 0.225 | 0
6489 | Synthetic battery | battery | 0.4975 | 0 | 0 | 0.45867 | 0.022933 | 0
6490 | Synthetic pumped | pumped | 12 | 0 | 10.8 | 21.6 | 0.45 | 0
6490 | Synthetic battery | battery | 9.5681 | 0 | 0.45867 | 9.28 | 0.464 | 0
6491 | Synthetic pumped | pumped | 12 | 0 | 21.6 | 32.4 | 0.675 | 3.5527e-15
6491 | Synthetic battery | battery | 10 | 0 | 9.28 | 18.4996 | 0.92498 | -1.7764e-15
6492 | Synthetic pumped | pumped | 12 | 0 | 32.4 | 43.2 | 0.9 | -3.5527e-15
6492 | Synthetic battery | battery | 1.6274 | 0 | 18.4996 | 20 | 1 | 0
6493 | Synthetic pumped | pumped | 5.3333 | 0 | 43.2 | 48 | 1 | 0
6493 | Synthetic battery | battery | 0 | 0 | 20 | 20 | 1 | 0
6494 | Synthetic pumped | pumped | 0 | 0 | 48 | 48 | 1 | 0
6494 | Synthetic battery | battery | 0 | 0 | 20 | 20 | 1 | 0
6495 | Synthetic pumped | pumped | 0 | 0 | 48 | 48 | 1 | 0
6495 | Synthetic battery | battery | 0 | 0 | 20 | 20 | 1 | 0
6496 | Synthetic pumped | pumped | 0 | 0 | 48 | 48 | 1 | 0
6496 | Synthetic battery | battery | 0 | 0 | 20 | 20 | 1 | 0
6497 | Synthetic pumped | pumped | 0 | 2.7469 | 48 | 44.9479 | 0.93641 | 1.3323e-15
6497 | Synthetic battery | battery | 0 | 0 | 20 | 20 | 1 | 0
6498 | Synthetic pumped | pumped | 0 | 12 | 44.9479 | 31.6146 | 0.65864 | 0
6498 | Synthetic battery | battery | 0 | 9.8474 | 20 | 9.319 | 0.46595 | 0
6499 | Synthetic pumped | pumped | 0 | 12 | 31.6146 | 18.2812 | 0.38086 | 0
6499 | Synthetic battery | battery | 0 | 8.5917 | 9.319 | 0 | 0 | 0
6500 | Synthetic pumped | pumped | 0 | 12 | 18.2812 | 4.9479 | 0.10308 | 0
6500 | Synthetic battery | battery | 0 | 0 | 0 | 0 | 0 | 0
6501 | Synthetic pumped | pumped | 0 | 4.4531 | 4.9479 | 0 | 0 | 0
6501 | Synthetic battery | battery | 0 | 0 | 0 | 0 | 0 | 0
6502 | Synthetic pumped | pumped | 0 | 0 | 0 | 0 | 0 | 0
6502 | Synthetic battery | battery | 0 | 0 | 0 | 0 | 0 | 0
6503 | Synthetic pumped | pumped | 0 | 0 | 0 | 0 | 0 | 0
6503 | Synthetic battery | battery | 0 | 0 | 0 | 0 | 0 | 0
6504 | Synthetic pumped | pumped | 0 | 0 | 0 | 0 | 0 | 0
6504 | Synthetic battery | battery | 0 | 0 | 0 | 0 | 0 | 0
6505 | Synthetic pumped | pumped | 0 | 0 | 0 | 0 | 0 | 0
6505 | Synthetic battery | battery | 0 | 0 | 0 | 0 | 0 | 0
6506 | Synthetic pumped | pumped | 0 | 0 | 0 | 0 | 0 | 0
6506 | Synthetic battery | battery | 0 | 0 | 0 | 0 | 0 | 0
6507 | Synthetic pumped | pumped | 0 | 0 | 0 | 0 | 0 | 0
6507 | Synthetic battery | battery | 0 | 0 | 0 | 0 | 0 | 0
6508 | Synthetic pumped | pumped | 0 | 0 | 0 | 0 | 0 | 0
6508 | Synthetic battery | battery | 0 | 0 | 0 | 0 | 0 | 0
6509 | Synthetic pumped | pumped | 0 | 0 | 0 | 0 | 0 | 0
6509 | Synthetic battery | battery | 0 | 0 | 0 | 0 | 0 | 0
6510 | Synthetic pumped | pumped | 0 | 0 | 0 | 0 | 0 | 0
6510 | Synthetic battery | battery | 0 | 0 | 0 | 0 | 0 | 0
6511 | Synthetic pumped | pumped | 0 | 0 | 0 | 0 | 0 | 0
6511 | Synthetic battery | battery | 0 | 0 | 0 | 0 | 0 | 0
6512 | Synthetic pumped | pumped | 1.1351 | 0 | 0 | 1.0216 | 0.021284 | 0
6512 | Synthetic battery | battery | 0 | 0 | 0 | 0 | 0 | 0
6513 | Synthetic pumped | pumped | 8.1681 | 0 | 1.0216 | 8.3729 | 0.17444 | 0
6513 | Synthetic battery | battery | 0 | 0 | 0 | 0 | 0 | 0
6514 | Synthetic pumped | pumped | 12 | 0 | 8.3729 | 19.1729 | 0.39944 | 1.7764e-15
6514 | Synthetic battery | battery | 10 | 0 | 0 | 9.2195 | 0.46098 | 0
6515 | Synthetic pumped | pumped | 12 | 0 | 19.1729 | 29.9729 | 0.62444 | 0
6515 | Synthetic battery | battery | 10 | 0 | 9.2195 | 18.4391 | 0.92195 | 0
6516 | Synthetic pumped | pumped | 12 | 0 | 29.9729 | 40.7729 | 0.84944 | 0
6516 | Synthetic battery | battery | 1.693 | 0 | 18.4391 | 20 | 1 | 0
6517 | Synthetic pumped | pumped | 8.0301 | 0 | 40.7729 | 48 | 1 | 0
6517 | Synthetic battery | battery | 0 | 0 | 20 | 20 | 1 | 0
6518 | Synthetic pumped | pumped | 0 | 0 | 48 | 48 | 1 | 0
6518 | Synthetic battery | battery | 0 | 0 | 20 | 20 | 1 | 0
6519 | Synthetic pumped | pumped | 0 | 0 | 48 | 48 | 1 | 0
6519 | Synthetic battery | battery | 0 | 0 | 20 | 20 | 1 | 0
6520 | Synthetic pumped | pumped | 0 | 0 | 48 | 48 | 1 | 0
6520 | Synthetic battery | battery | 0 | 0 | 20 | 20 | 1 | 0
6521 | Synthetic pumped | pumped | 0 | 4.963 | 48 | 42.4855 | 0.88512 | 0
6521 | Synthetic battery | battery | 0 | 0 | 20 | 20 | 1 | 0
6522 | Synthetic pumped | pumped | 0 | 12 | 42.4855 | 29.1522 | 0.60734 | 0
6522 | Synthetic battery | battery | 0 | 4.0788 | 20 | 15.5759 | 0.7788 | 0
6523 | Synthetic pumped | pumped | 0 | 12 | 29.1522 | 15.8189 | 0.32956 | 0
6523 | Synthetic battery | battery | 0 | 9.1356 | 15.5759 | 5.667 | 0.28335 | 0
6524 | Synthetic pumped | pumped | 0 | 12 | 15.8189 | 2.4855 | 0.051782 | 0
6524 | Synthetic battery | battery | 0 | 5.2247 | 5.667 | 0 | 0 | 0
6525 | Synthetic pumped | pumped | 0 | 2.237 | 2.4855 | 0 | 0 | 0
6525 | Synthetic battery | battery | 0 | 0 | 0 | 0 | 0 | 0
6526 | Synthetic pumped | pumped | 0 | 0 | 0 | 0 | 0 | 0
6526 | Synthetic battery | battery | 0 | 0 | 0 | 0 | 0 | 0
6527 | Synthetic pumped | pumped | 0 | 0 | 0 | 0 | 0 | 0
6527 | Synthetic battery | battery | 0 | 0 | 0 | 0 | 0 | 0
6528 | Synthetic pumped | pumped | 0 | 0 | 0 | 0 | 0 | 0
6528 | Synthetic battery | battery | 0 | 0 | 0 | 0 | 0 | 0
6529 | Synthetic pumped | pumped | 0 | 0 | 0 | 0 | 0 | 0
6529 | Synthetic battery | battery | 0 | 0 | 0 | 0 | 0 | 0
6530 | Synthetic pumped | pumped | 0 | 0 | 0 | 0 | 0 | 0
6530 | Synthetic battery | battery | 0 | 0 | 0 | 0 | 0 | 0
6531 | Synthetic pumped | pumped | 0 | 0 | 0 | 0 | 0 | 0
6531 | Synthetic battery | battery | 0 | 0 | 0 | 0 | 0 | 0
6532 | Synthetic pumped | pumped | 0 | 0 | 0 | 0 | 0 | 0
6532 | Synthetic battery | battery | 0 | 0 | 0 | 0 | 0 | 0
6533 | Synthetic pumped | pumped | 0 | 0 | 0 | 0 | 0 | 0
6533 | Synthetic battery | battery | 0 | 0 | 0 | 0 | 0 | 0
6534 | Synthetic pumped | pumped | 0 | 0 | 0 | 0 | 0 | 0
6534 | Synthetic battery | battery | 0 | 0 | 0 | 0 | 0 | 0
6535 | Synthetic pumped | pumped | 0 | 0 | 0 | 0 | 0 | 0
6535 | Synthetic battery | battery | 0 | 0 | 0 | 0 | 0 | 0
6536 | Synthetic pumped | pumped | 0 | 0 | 0 | 0 | 0 | 0
6536 | Synthetic battery | battery | 0 | 0 | 0 | 0 | 0 | 0
6537 | Synthetic pumped | pumped | 6.3064 | 0 | 0 | 5.6757 | 0.11824 | 0
6537 | Synthetic battery | battery | 0 | 0 | 0 | 0 | 0 | 0
6538 | Synthetic pumped | pumped | 12 | 0 | 5.6757 | 16.4757 | 0.34324 | 0
6538 | Synthetic battery | battery | 2.5889 | 0 | 0 | 2.3869 | 0.11934 | 0
6539 | Synthetic pumped | pumped | 12 | 0 | 16.4757 | 27.2757 | 0.56824 | 0
6539 | Synthetic battery | battery | 10 | 0 | 2.3869 | 11.6064 | 0.58032 | 0
6540 | Synthetic pumped | pumped | 12 | 0 | 27.2757 | 38.0757 | 0.79324 | 0
6540 | Synthetic battery | battery | 9.1041 | 0 | 11.6064 | 20 | 1 | 0
6541 | Synthetic pumped | pumped | 11.027 | 0 | 38.0757 | 48 | 1 | 0
6541 | Synthetic battery | battery | 0 | 0 | 20 | 20 | 1 | 0
6542 | Synthetic pumped | pumped | 0 | 0 | 48 | 48 | 1 | 0
6542 | Synthetic battery | battery | 0 | 0 | 20 | 20 | 1 | 0
6543 | Synthetic pumped | pumped | 0 | 0 | 48 | 48 | 1 | 0
6543 | Synthetic battery | battery | 0 | 0 | 20 | 20 | 1 | 0
6544 | Synthetic pumped | pumped | 0 | 0 | 48 | 48 | 1 | 0
6544 | Synthetic battery | battery | 0 | 0 | 20 | 20 | 1 | 0
6545 | Synthetic pumped | pumped | 0 | 5.4227 | 48 | 41.9748 | 0.87447 | -8.8818e-16
6545 | Synthetic battery | battery | 0 | 0 | 20 | 20 | 1 | 0
6546 | Synthetic pumped | pumped | 0 | 12 | 41.9748 | 28.6414 | 0.5967 | 0
6546 | Synthetic battery | battery | 0 | 10 | 20 | 9.1535 | 0.45767 | 0
6547 | Synthetic pumped | pumped | 0 | 12 | 28.6414 | 15.3081 | 0.31892 | 0
6547 | Synthetic battery | battery | 0 | 8.4391 | 9.1535 | 0 | 0 | 0
6548 | Synthetic pumped | pumped | 0 | 12 | 15.3081 | 1.9748 | 0.041141 | 0
6548 | Synthetic battery | battery | 0 | 0 | 0 | 0 | 0 | 0
6549 | Synthetic pumped | pumped | 0 | 1.7773 | 1.9748 | 0 | 0 | 0
6549 | Synthetic battery | battery | 0 | 0 | 0 | 0 | 0 | 0
6550 | Synthetic pumped | pumped | 0 | 0 | 0 | 0 | 0 | 0
6550 | Synthetic battery | battery | 0 | 0 | 0 | 0 | 0 | 0
6551 | Synthetic pumped | pumped | 0 | 0 | 0 | 0 | 0 | 0
6551 | Synthetic battery | battery | 0 | 0 | 0 | 0 | 0 | 0
6552 | Synthetic pumped | pumped | 0 | 0 | 0 | 0 | 0 | 0
6552 | Synthetic battery | battery | 0 | 0 | 0 | 0 | 0 | 0
6553 | Synthetic pumped | pumped | 0 | 0 | 0 | 0 | 0 | 0
6553 | Synthetic battery | battery | 0 | 0 | 0 | 0 | 0 | 0
6554 | Synthetic pumped | pumped | 0 | 0 | 0 | 0 | 0 | 0
6554 | Synthetic battery | battery | 0 | 0 | 0 | 0 | 0 | 0
6555 | Synthetic pumped | pumped | 0 | 0 | 0 | 0 | 0 | 0
6555 | Synthetic battery | battery | 0 | 0 | 0 | 0 | 0 | 0
6556 | Synthetic pumped | pumped | 0 | 0 | 0 | 0 | 0 | 0
6556 | Synthetic battery | battery | 0 | 0 | 0 | 0 | 0 | 0
6557 | Synthetic pumped | pumped | 0 | 0 | 0 | 0 | 0 | 0
6557 | Synthetic battery | battery | 0 | 0 | 0 | 0 | 0 | 0
6558 | Synthetic pumped | pumped | 0 | 0 | 0 | 0 | 0 | 0
6558 | Synthetic battery | battery | 0 | 0 | 0 | 0 | 0 | 0
6559 | Synthetic pumped | pumped | 0 | 0 | 0 | 0 | 0 | 0
6559 | Synthetic battery | battery | 0 | 0 | 0 | 0 | 0 | 0
6560 | Synthetic pumped | pumped | 0 | 0 | 0 | 0 | 0 | 0
6560 | Synthetic battery | battery | 0 | 0 | 0 | 0 | 0 | 0
6561 | Synthetic pumped | pumped | 6.8141 | 0 | 0 | 6.1327 | 0.12776 | 0
6561 | Synthetic battery | battery | 0 | 0 | 0 | 0 | 0 | 0
6562 | Synthetic pumped | pumped | 12 | 0 | 6.1327 | 16.9327 | 0.35276 | 0
6562 | Synthetic battery | battery | 3.8602 | 0 | 0 | 3.5589 | 0.17794 | 0
6563 | Synthetic pumped | pumped | 12 | 0 | 16.9327 | 27.7327 | 0.57776 | 0
6563 | Synthetic battery | battery | 4.4155 | 0 | 3.5589 | 7.6298 | 0.38149 | -8.8818e-16
6564 | Synthetic pumped | pumped | 12 | 0 | 27.7327 | 38.5327 | 0.80276 | 0
6564 | Synthetic battery | battery | 10 | 0 | 7.6298 | 16.8493 | 0.84247 | 1.7764e-15
6565 | Synthetic pumped | pumped | 10.5192 | 0 | 38.5327 | 48 | 1 | 0
6565 | Synthetic battery | battery | 3.4174 | 0 | 16.8493 | 20 | 1 | 0
6566 | Synthetic pumped | pumped | 0 | 0 | 48 | 48 | 1 | 0
6566 | Synthetic battery | battery | 0 | 0 | 20 | 20 | 1 | 0
6567 | Synthetic pumped | pumped | 0 | 0 | 48 | 48 | 1 | 0
6567 | Synthetic battery | battery | 0 | 0 | 20 | 20 | 1 | 0
6568 | Synthetic pumped | pumped | 0 | 0 | 48 | 48 | 1 | 0
6568 | Synthetic battery | battery | 0 | 0 | 20 | 20 | 1 | 0
6569 | Synthetic pumped | pumped | 0 | 7.8619 | 48 | 39.2645 | 0.81801 | 1.7764e-15
6569 | Synthetic battery | battery | 0 | 0 | 20 | 20 | 1 | 0
6570 | Synthetic pumped | pumped | 0 | 12 | 39.2645 | 25.9312 | 0.54023 | 0
6570 | Synthetic battery | battery | 0 | 10 | 20 | 9.1535 | 0.45767 | 0
6571 | Synthetic pumped | pumped | 0 | 12 | 25.9312 | 12.5979 | 0.26246 | 0
6571 | Synthetic battery | battery | 0 | 8.4391 | 9.1535 | 0 | 0 | 0
6572 | Synthetic pumped | pumped | 0 | 11.3381 | 12.5979 | 0 | 0 | 0
6572 | Synthetic battery | battery | 0 | 0 | 0 | 0 | 0 | 0
6573 | Synthetic pumped | pumped | 0 | 0 | 0 | 0 | 0 | 0
6573 | Synthetic battery | battery | 0 | 0 | 0 | 0 | 0 | 0
6574 | Synthetic pumped | pumped | 0 | 0 | 0 | 0 | 0 | 0
6574 | Synthetic battery | battery | 0 | 0 | 0 | 0 | 0 | 0
6575 | Synthetic pumped | pumped | 0 | 0 | 0 | 0 | 0 | 0
6575 | Synthetic battery | battery | 0 | 0 | 0 | 0 | 0 | 0
6576 | Synthetic pumped | pumped | 0 | 0 | 0 | 0 | 0 | 0
6576 | Synthetic battery | battery | 0 | 0 | 0 | 0 | 0 | 0
6577 | Synthetic pumped | pumped | 0 | 0 | 0 | 0 | 0 | 0
6577 | Synthetic battery | battery | 0 | 0 | 0 | 0 | 0 | 0
6578 | Synthetic pumped | pumped | 0 | 0 | 0 | 0 | 0 | 0
6578 | Synthetic battery | battery | 0 | 0 | 0 | 0 | 0 | 0
6579 | Synthetic pumped | pumped | 0 | 0 | 0 | 0 | 0 | 0
6579 | Synthetic battery | battery | 0 | 0 | 0 | 0 | 0 | 0
6580 | Synthetic pumped | pumped | 0 | 0 | 0 | 0 | 0 | 0
6580 | Synthetic battery | battery | 0 | 0 | 0 | 0 | 0 | 0
6581 | Synthetic pumped | pumped | 0 | 0 | 0 | 0 | 0 | 0
6581 | Synthetic battery | battery | 0 | 0 | 0 | 0 | 0 | 0
6582 | Synthetic pumped | pumped | 0 | 0 | 0 | 0 | 0 | 0
6582 | Synthetic battery | battery | 0 | 0 | 0 | 0 | 0 | 0
6583 | Synthetic pumped | pumped | 0 | 0 | 0 | 0 | 0 | 0
6583 | Synthetic battery | battery | 0 | 0 | 0 | 0 | 0 | 0
6584 | Synthetic pumped | pumped | 0 | 0 | 0 | 0 | 0 | 0
6584 | Synthetic battery | battery | 0 | 0 | 0 | 0 | 0 | 0
6585 | Synthetic pumped | pumped | 5.6937 | 0 | 0 | 5.1243 | 0.10676 | 0
6585 | Synthetic battery | battery | 0 | 0 | 0 | 0 | 0 | 0
6586 | Synthetic pumped | pumped | 12 | 0 | 5.1243 | 15.9243 | 0.33176 | 0
6586 | Synthetic battery | battery | 3.4475 | 0 | 0 | 3.1784 | 0.15892 | 0
6587 | Synthetic pumped | pumped | 12 | 0 | 15.9243 | 26.7243 | 0.55676 | 0
6587 | Synthetic battery | battery | 10 | 0 | 3.1784 | 12.398 | 0.6199 | 0
6588 | Synthetic pumped | pumped | 12 | 0 | 26.7243 | 37.5243 | 0.78176 | 0
6588 | Synthetic battery | battery | 8.2456 | 0 | 12.398 | 20 | 1 | 0
6589 | Synthetic pumped | pumped | 11.6397 | 0 | 37.5243 | 48 | 1 | 0
6589 | Synthetic battery | battery | 0 | 0 | 20 | 20 | 1 | 0
6590 | Synthetic pumped | pumped | 0 | 0 | 48 | 48 | 1 | 0
6590 | Synthetic battery | battery | 0 | 0 | 20 | 20 | 1 | 0
6591 | Synthetic pumped | pumped | 0 | 0 | 48 | 48 | 1 | 0
6591 | Synthetic battery | battery | 0 | 0 | 20 | 20 | 1 | 0
6592 | Synthetic pumped | pumped | 0 | 0 | 48 | 48 | 1 | 0
6592 | Synthetic battery | battery | 0 | 0 | 20 | 20 | 1 | 0
6593 | Synthetic pumped | pumped | 0 | 11.0061 | 48 | 35.771 | 0.74523 | 3.5527e-15
6593 | Synthetic battery | battery | 0 | 0 | 20 | 20 | 1 | 0
6594 | Synthetic pumped | pumped | 0 | 12 | 35.771 | 22.4377 | 0.46745 | 0
6594 | Synthetic battery | battery | 0 | 10 | 20 | 9.1535 | 0.45767 | 0
6595 | Synthetic pumped | pumped | 0 | 12 | 22.4377 | 9.1043 | 0.18967 | 0
6595 | Synthetic battery | battery | 0 | 8.4391 | 9.1535 | 0 | 0 | 0
6596 | Synthetic pumped | pumped | 0 | 8.1939 | 9.1043 | 0 | 0 | 0
6596 | Synthetic battery | battery | 0 | 0 | 0 | 0 | 0 | 0
6597 | Synthetic pumped | pumped | 0 | 0 | 0 | 0 | 0 | 0
6597 | Synthetic battery | battery | 0 | 0 | 0 | 0 | 0 | 0
6598 | Synthetic pumped | pumped | 0 | 0 | 0 | 0 | 0 | 0
6598 | Synthetic battery | battery | 0 | 0 | 0 | 0 | 0 | 0
6599 | Synthetic pumped | pumped | 0 | 0 | 0 | 0 | 0 | 0
6599 | Synthetic battery | battery | 0 | 0 | 0 | 0 | 0 | 0
6600 | Synthetic pumped | pumped | 0 | 0 | 0 | 0 | 0 | 0
6600 | Synthetic battery | battery | 0 | 0 | 0 | 0 | 0 | 0
6601 | Synthetic pumped | pumped | 0 | 0 | 0 | 0 | 0 | 0
6601 | Synthetic battery | battery | 0 | 0 | 0 | 0 | 0 | 0
6602 | Synthetic pumped | pumped | 0 | 0 | 0 | 0 | 0 | 0
6602 | Synthetic battery | battery | 0 | 0 | 0 | 0 | 0 | 0
6603 | Synthetic pumped | pumped | 0 | 0 | 0 | 0 | 0 | 0
6603 | Synthetic battery | battery | 0 | 0 | 0 | 0 | 0 | 0
6604 | Synthetic pumped | pumped | 0 | 0 | 0 | 0 | 0 | 0
6604 | Synthetic battery | battery | 0 | 0 | 0 | 0 | 0 | 0
6605 | Synthetic pumped | pumped | 0 | 0 | 0 | 0 | 0 | 0
6605 | Synthetic battery | battery | 0 | 0 | 0 | 0 | 0 | 0
6606 | Synthetic pumped | pumped | 0 | 0 | 0 | 0 | 0 | 0
6606 | Synthetic battery | battery | 0 | 0 | 0 | 0 | 0 | 0
6607 | Synthetic pumped | pumped | 0 | 0 | 0 | 0 | 0 | 0
6607 | Synthetic battery | battery | 0 | 0 | 0 | 0 | 0 | 0
6608 | Synthetic pumped | pumped | 8.1532 | 0 | 0 | 7.3379 | 0.15287 | 0
6608 | Synthetic battery | battery | 0 | 0 | 0 | 0 | 0 | 0
6609 | Synthetic pumped | pumped | 12 | 0 | 7.3379 | 18.1379 | 0.37787 | 1.7764e-15
6609 | Synthetic battery | battery | 7.2516 | 0 | 0 | 6.6857 | 0.33428 | 0
6610 | Synthetic pumped | pumped | 12 | 0 | 18.1379 | 28.9379 | 0.60287 | 0
6610 | Synthetic battery | battery | 10 | 0 | 6.6857 | 15.9052 | 0.79526 | 0
6611 | Synthetic pumped | pumped | 12 | 0 | 28.9379 | 39.7379 | 0.82787 | 0
6611 | Synthetic battery | battery | 4.4414 | 0 | 15.9052 | 20 | 1 | 0
6612 | Synthetic pumped | pumped | 9.1801 | 0 | 39.7379 | 48 | 1 | 0
6612 | Synthetic battery | battery | 0 | 0 | 20 | 20 | 1 | 0
6613 | Synthetic pumped | pumped | 0 | 0 | 48 | 48 | 1 | 0
6613 | Synthetic battery | battery | 0 | 0 | 20 | 20 | 1 | 0
6614 | Synthetic pumped | pumped | 0 | 0 | 48 | 48 | 1 | 0
6614 | Synthetic battery | battery | 0 | 0 | 20 | 20 | 1 | 0
6615 | Synthetic pumped | pumped | 0 | 0 | 48 | 48 | 1 | 0
6615 | Synthetic battery | battery | 0 | 0 | 20 | 20 | 1 | 0
6616 | Synthetic pumped | pumped | 0 | 0 | 48 | 48 | 1 | 0
6616 | Synthetic battery | battery | 0 | 0 | 20 | 20 | 1 | 0
6617 | Synthetic pumped | pumped | 0 | 3.6227 | 48 | 43.9748 | 0.91614 | -8.8818e-16
6617 | Synthetic battery | battery | 0 | 0 | 20 | 20 | 1 | 0
6618 | Synthetic pumped | pumped | 0 | 12 | 43.9748 | 30.6415 | 0.63836 | 0
6618 | Synthetic battery | battery | 0 | 5.2213 | 20 | 14.3367 | 0.71683 | 0
6619 | Synthetic pumped | pumped | 0 | 12 | 30.6415 | 17.3082 | 0.36059 | 0
6619 | Synthetic battery | battery | 0 | 8.0328 | 14.3367 | 5.6239 | 0.28119 | 0
6620 | Synthetic pumped | pumped | 0 | 12 | 17.3082 | 3.9748 | 0.082809 | 0
6620 | Synthetic battery | battery | 0 | 5.185 | 5.6239 | 0 | 0 | 0
6621 | Synthetic pumped | pumped | 0 | 3.5773 | 3.9748 | 0 | 0 | 0
6621 | Synthetic battery | battery | 0 | 0 | 0 | 0 | 0 | 0
6622 | Synthetic pumped | pumped | 0 | 0 | 0 | 0 | 0 | 0
6622 | Synthetic battery | battery | 0 | 0 | 0 | 0 | 0 | 0
6623 | Synthetic pumped | pumped | 0 | 0 | 0 | 0 | 0 | 0
6623 | Synthetic battery | battery | 0 | 0 | 0 | 0 | 0 | 0
6624 | Synthetic pumped | pumped | 0 | 0 | 0 | 0 | 0 | 0
6624 | Synthetic battery | battery | 0 | 0 | 0 | 0 | 0 | 0
6625 | Synthetic pumped | pumped | 0 | 0 | 0 | 0 | 0 | 0
6625 | Synthetic battery | battery | 0 | 0 | 0 | 0 | 0 | 0
6626 | Synthetic pumped | pumped | 0 | 0 | 0 | 0 | 0 | 0
6626 | Synthetic battery | battery | 0 | 0 | 0 | 0 | 0 | 0
6627 | Synthetic pumped | pumped | 0 | 0 | 0 | 0 | 0 | 0
6627 | Synthetic battery | battery | 0 | 0 | 0 | 0 | 0 | 0
6628 | Synthetic pumped | pumped | 0 | 0 | 0 | 0 | 0 | 0
6628 | Synthetic battery | battery | 0 | 0 | 0 | 0 | 0 | 0
6629 | Synthetic pumped | pumped | 0 | 0 | 0 | 0 | 0 | 0
6629 | Synthetic battery | battery | 0 | 0 | 0 | 0 | 0 | 0
6630 | Synthetic pumped | pumped | 0 | 0 | 0 | 0 | 0 | 0
6630 | Synthetic battery | battery | 0 | 0 | 0 | 0 | 0 | 0
6631 | Synthetic pumped | pumped | 0 | 0 | 0 | 0 | 0 | 0
6631 | Synthetic battery | battery | 0 | 0 | 0 | 0 | 0 | 0
6632 | Synthetic pumped | pumped | 2.1098 | 0 | 0 | 1.8988 | 0.039559 | 0
6632 | Synthetic battery | battery | 0 | 0 | 0 | 0 | 0 | 0
6633 | Synthetic pumped | pumped | 12 | 0 | 1.8988 | 12.6988 | 0.26456 | 0
6633 | Synthetic battery | battery | 0.092144 | 0 | 0 | 0.084952 | 0.0042476 | 0
6634 | Synthetic pumped | pumped | 12 | 0 | 12.6988 | 23.4988 | 0.48956 | 0
6634 | Synthetic battery | battery | 6.0344 | 0 | 0.084952 | 5.6484 | 0.28242 | 0
6635 | Synthetic pumped | pumped | 12 | 0 | 23.4988 | 34.2988 | 0.71456 | 0
6635 | Synthetic battery | battery | 10 | 0 | 5.6484 | 14.8679 | 0.7434 | 0
6636 | Synthetic pumped | pumped | 12 | 0 | 34.2988 | 45.0988 | 0.93956 | 3.5527e-15
6636 | Synthetic battery | battery | 5.5665 | 0 | 14.8679 | 20 | 1 | 0
6637 | Synthetic pumped | pumped | 3.2235 | 0 | 45.0988 | 48 | 1 | 0
6637 | Synthetic battery | battery | 0 | 0 | 20 | 20 | 1 | 0
6638 | Synthetic pumped | pumped | 0 | 0 | 48 | 48 | 1 | 0
6638 | Synthetic battery | battery | 0 | 0 | 20 | 20 | 1 | 0
6639 | Synthetic pumped | pumped | 0 | 0 | 48 | 48 | 1 | 0
6639 | Synthetic battery | battery | 0 | 0 | 20 | 20 | 1 | 0
6640 | Synthetic pumped | pumped | 0 | 0 | 48 | 48 | 1 | 0
6640 | Synthetic battery | battery | 0 | 0 | 20 | 20 | 1 | 0
6641 | Synthetic pumped | pumped | 0 | 11.6436 | 48 | 35.0627 | 0.73047 | 1.7764e-15
6641 | Synthetic battery | battery | 0 | 0 | 20 | 20 | 1 | 0
6642 | Synthetic pumped | pumped | 0 | 12 | 35.0627 | 21.7293 | 0.45269 | 0
6642 | Synthetic battery | battery | 0 | 10 | 20 | 9.1535 | 0.45767 | 0
6643 | Synthetic pumped | pumped | 0 | 12 | 21.7293 | 8.396 | 0.17492 | 0
6643 | Synthetic battery | battery | 0 | 8.4391 | 9.1535 | 0 | 0 | 0
6644 | Synthetic pumped | pumped | 0 | 7.5564 | 8.396 | 0 | 0 | 0
6644 | Synthetic battery | battery | 0 | 0 | 0 | 0 | 0 | 0
6645 | Synthetic pumped | pumped | 0 | 0 | 0 | 0 | 0 | 0
6645 | Synthetic battery | battery | 0 | 0 | 0 | 0 | 0 | 0
6646 | Synthetic pumped | pumped | 0 | 0 | 0 | 0 | 0 | 0
6646 | Synthetic battery | battery | 0 | 0 | 0 | 0 | 0 | 0
6647 | Synthetic pumped | pumped | 0 | 0 | 0 | 0 | 0 | 0
6647 | Synthetic battery | battery | 0 | 0 | 0 | 0 | 0 | 0
6648 | Synthetic pumped | pumped | 0 | 0 | 0 | 0 | 0 | 0
6648 | Synthetic battery | battery | 0 | 0 | 0 | 0 | 0 | 0
6649 | Synthetic pumped | pumped | 0 | 0 | 0 | 0 | 0 | 0
6649 | Synthetic battery | battery | 0 | 0 | 0 | 0 | 0 | 0
6650 | Synthetic pumped | pumped | 0 | 0 | 0 | 0 | 0 | 0
6650 | Synthetic battery | battery | 0 | 0 | 0 | 0 | 0 | 0
6651 | Synthetic pumped | pumped | 0 | 0 | 0 | 0 | 0 | 0
6651 | Synthetic battery | battery | 0 | 0 | 0 | 0 | 0 | 0
6652 | Synthetic pumped | pumped | 0 | 0 | 0 | 0 | 0 | 0
6652 | Synthetic battery | battery | 0 | 0 | 0 | 0 | 0 | 0
6653 | Synthetic pumped | pumped | 0 | 0 | 0 | 0 | 0 | 0
6653 | Synthetic battery | battery | 0 | 0 | 0 | 0 | 0 | 0
6654 | Synthetic pumped | pumped | 0 | 0 | 0 | 0 | 0 | 0
6654 | Synthetic battery | battery | 0 | 0 | 0 | 0 | 0 | 0
6655 | Synthetic pumped | pumped | 0 | 0 | 0 | 0 | 0 | 0
6655 | Synthetic battery | battery | 0 | 0 | 0 | 0 | 0 | 0
6656 | Synthetic pumped | pumped | 5.7993 | 0 | 0 | 5.2193 | 0.10874 | 0
6656 | Synthetic battery | battery | 0 | 0 | 0 | 0 | 0 | 0
6657 | Synthetic pumped | pumped | 12 | 0 | 5.2193 | 16.0193 | 0.33374 | 0
6657 | Synthetic battery | battery | 6.2428 | 0 | 0 | 5.7556 | 0.28778 | 0
6658 | Synthetic pumped | pumped | 12 | 0 | 16.0193 | 26.8193 | 0.55874 | 0
6658 | Synthetic battery | battery | 10 | 0 | 5.7556 | 14.9751 | 0.74875 | 0
6659 | Synthetic pumped | pumped | 12 | 0 | 26.8193 | 37.6193 | 0.78374 | 0
6659 | Synthetic battery | battery | 5.4503 | 0 | 14.9751 | 20 | 1 | 0
6660 | Synthetic pumped | pumped | 11.5341 | 0 | 37.6193 | 48 | 1 | 0
6660 | Synthetic battery | battery | 0 | 0 | 20 | 20 | 1 | 0
6661 | Synthetic pumped | pumped | 0 | 0 | 48 | 48 | 1 | 0
6661 | Synthetic battery | battery | 0 | 0 | 20 | 20 | 1 | 0
6662 | Synthetic pumped | pumped | 0 | 0 | 48 | 48 | 1 | 0
6662 | Synthetic battery | battery | 0 | 0 | 20 | 20 | 1 | 0
6663 | Synthetic pumped | pumped | 0 | 0 | 48 | 48 | 1 | 0
6663 | Synthetic battery | battery | 0 | 0 | 20 | 20 | 1 | 0
6664 | Synthetic pumped | pumped | 0 | 0 | 48 | 48 | 1 | 0
6664 | Synthetic battery | battery | 0 | 0 | 20 | 20 | 1 | 0
6665 | Synthetic pumped | pumped | 0 | 4.5995 | 48 | 42.8894 | 0.89353 | -8.8818e-16
6665 | Synthetic battery | battery | 0 | 0 | 20 | 20 | 1 | 0
6666 | Synthetic pumped | pumped | 0 | 12 | 42.8894 | 29.5561 | 0.61575 | 0
6666 | Synthetic battery | battery | 0 | 9.3305 | 20 | 9.8796 | 0.49398 | 0
6667 | Synthetic pumped | pumped | 0 | 12 | 29.5561 | 16.2227 | 0.33797 | 0
6667 | Synthetic battery | battery | 0 | 9.1085 | 9.8796 | 0 | 0 | 0
6668 | Synthetic pumped | pumped | 0 | 12 | 16.2227 | 2.8894 | 0.060196 | 0
6668 | Synthetic battery | battery | 0 | 0 | 0 | 0 | 0 | 0
6669 | Synthetic pumped | pumped | 0 | 2.6005 | 2.8894 | 0 | 0 | 0
6669 | Synthetic battery | battery | 0 | 0 | 0 | 0 | 0 | 0
6670 | Synthetic pumped | pumped | 0 | 0 | 0 | 0 | 0 | 0
6670 | Synthetic battery | battery | 0 | 0 | 0 | 0 | 0 | 0
6671 | Synthetic pumped | pumped | 0 | 0 | 0 | 0 | 0 | 0
6671 | Synthetic battery | battery | 0 | 0 | 0 | 0 | 0 | 0
6672 | Synthetic pumped | pumped | 0 | 0 | 0 | 0 | 0 | 0
6672 | Synthetic battery | battery | 0 | 0 | 0 | 0 | 0 | 0
6673 | Synthetic pumped | pumped | 0 | 0 | 0 | 0 | 0 | 0
6673 | Synthetic battery | battery | 0 | 0 | 0 | 0 | 0 | 0
6674 | Synthetic pumped | pumped | 0 | 0 | 0 | 0 | 0 | 0
6674 | Synthetic battery | battery | 0 | 0 | 0 | 0 | 0 | 0
6675 | Synthetic pumped | pumped | 0 | 0 | 0 | 0 | 0 | 0
6675 | Synthetic battery | battery | 0 | 0 | 0 | 0 | 0 | 0
6676 | Synthetic pumped | pumped | 0 | 0 | 0 | 0 | 0 | 0
6676 | Synthetic battery | battery | 0 | 0 | 0 | 0 | 0 | 0
6677 | Synthetic pumped | pumped | 0 | 0 | 0 | 0 | 0 | 0
6677 | Synthetic battery | battery | 0 | 0 | 0 | 0 | 0 | 0
6678 | Synthetic pumped | pumped | 0 | 0 | 0 | 0 | 0 | 0
6678 | Synthetic battery | battery | 0 | 0 | 0 | 0 | 0 | 0
6679 | Synthetic pumped | pumped | 0 | 0 | 0 | 0 | 0 | 0
6679 | Synthetic battery | battery | 0 | 0 | 0 | 0 | 0 | 0
6680 | Synthetic pumped | pumped | 2.0722 | 0 | 0 | 1.865 | 0.038853 | 0
6680 | Synthetic battery | battery | 0 | 0 | 0 | 0 | 0 | 0
6681 | Synthetic pumped | pumped | 7.0739 | 0 | 1.865 | 8.2315 | 0.17149 | 0
6681 | Synthetic battery | battery | 0 | 0 | 0 | 0 | 0 | 0
6682 | Synthetic pumped | pumped | 12 | 0 | 8.2315 | 19.0315 | 0.39649 | 0
6682 | Synthetic battery | battery | 2.2732 | 0 | 0 | 2.0958 | 0.10479 | 0
6683 | Synthetic pumped | pumped | 12 | 0 | 19.0315 | 29.8315 | 0.62149 | 0
6683 | Synthetic battery | battery | 10 | 0 | 2.0958 | 11.3153 | 0.56577 | 0
6684 | Synthetic pumped | pumped | 12 | 0 | 29.8315 | 40.6315 | 0.84649 | -3.5527e-15
6684 | Synthetic battery | battery | 9.4199 | 0 | 11.3153 | 20 | 1 | 0
6685 | Synthetic pumped | pumped | 8.1872 | 0 | 40.6315 | 48 | 1 | 8.8818e-16
6685 | Synthetic battery | battery | 0 | 0 | 20 | 20 | 1 | 0
6686 | Synthetic pumped | pumped | 0 | 0 | 48 | 48 | 1 | 0
6686 | Synthetic battery | battery | 0 | 0 | 20 | 20 | 1 | 0
6687 | Synthetic pumped | pumped | 0 | 0 | 48 | 48 | 1 | 0
6687 | Synthetic battery | battery | 0 | 0 | 20 | 20 | 1 | 0
6688 | Synthetic pumped | pumped | 0 | 0 | 48 | 48 | 1 | 0
6688 | Synthetic battery | battery | 0 | 0 | 20 | 20 | 1 | 0
6689 | Synthetic pumped | pumped | 0 | 3.7156 | 48 | 43.8716 | 0.91399 | 2.6645e-15
6689 | Synthetic battery | battery | 0 | 0 | 20 | 20 | 1 | 0
6690 | Synthetic pumped | pumped | 0 | 12 | 43.8716 | 30.5382 | 0.63621 | 0
6690 | Synthetic battery | battery | 0 | 5.7915 | 20 | 13.7183 | 0.68591 | 8.8818e-16
6691 | Synthetic pumped | pumped | 0 | 12 | 30.5382 | 17.2049 | 0.35844 | 0
6691 | Synthetic battery | battery | 0 | 9.5774 | 13.7183 | 3.3301 | 0.16651 | 0
6692 | Synthetic pumped | pumped | 0 | 12 | 17.2049 | 3.8716 | 0.080658 | 0
6692 | Synthetic battery | battery | 0 | 3.0702 | 3.3301 | 0 | 0 | 0
6693 | Synthetic pumped | pumped | 0 | 3.4844 | 3.8716 | 0 | 0 | 0
6693 | Synthetic battery | battery | 0 | 0 | 0 | 0 | 0 | 0
6694 | Synthetic pumped | pumped | 0 | 0 | 0 | 0 | 0 | 0
6694 | Synthetic battery | battery | 0 | 0 | 0 | 0 | 0 | 0
6695 | Synthetic pumped | pumped | 0 | 0 | 0 | 0 | 0 | 0
6695 | Synthetic battery | battery | 0 | 0 | 0 | 0 | 0 | 0
6696 | Synthetic pumped | pumped | 0 | 0 | 0 | 0 | 0 | 0
6696 | Synthetic battery | battery | 0 | 0 | 0 | 0 | 0 | 0
6697 | Synthetic pumped | pumped | 0 | 0 | 0 | 0 | 0 | 0
6697 | Synthetic battery | battery | 0 | 0 | 0 | 0 | 0 | 0
6698 | Synthetic pumped | pumped | 0 | 0 | 0 | 0 | 0 | 0
6698 | Synthetic battery | battery | 0 | 0 | 0 | 0 | 0 | 0
6699 | Synthetic pumped | pumped | 0 | 0 | 0 | 0 | 0 | 0
6699 | Synthetic battery | battery | 0 | 0 | 0 | 0 | 0 | 0
6700 | Synthetic pumped | pumped | 0 | 0 | 0 | 0 | 0 | 0
6700 | Synthetic battery | battery | 0 | 0 | 0 | 0 | 0 | 0
6701 | Synthetic pumped | pumped | 0 | 0 | 0 | 0 | 0 | 0
6701 | Synthetic battery | battery | 0 | 0 | 0 | 0 | 0 | 0
6702 | Synthetic pumped | pumped | 0 | 0 | 0 | 0 | 0 | 0
6702 | Synthetic battery | battery | 0 | 0 | 0 | 0 | 0 | 0
6703 | Synthetic pumped | pumped | 0 | 0 | 0 | 0 | 0 | 0
6703 | Synthetic battery | battery | 0 | 0 | 0 | 0 | 0 | 0
6704 | Synthetic pumped | pumped | 1.2757 | 0 | 0 | 1.1481 | 0.023919 | 0
6704 | Synthetic battery | battery | 0 | 0 | 0 | 0 | 0 | 0
6705 | Synthetic pumped | pumped | 9.1742 | 0 | 1.1481 | 9.4049 | 0.19593 | 0
6705 | Synthetic battery | battery | 0 | 0 | 0 | 0 | 0 | 0
6706 | Synthetic pumped | pumped | 12 | 0 | 9.4049 | 20.2049 | 0.42093 | 0
6706 | Synthetic battery | battery | 3.0492 | 0 | 0 | 2.8112 | 0.14056 | 0
6707 | Synthetic pumped | pumped | 12 | 0 | 20.2049 | 31.0049 | 0.64593 | 0
6707 | Synthetic battery | battery | 7.7395 | 0 | 2.8112 | 9.9467 | 0.49733 | 0
6708 | Synthetic pumped | pumped | 12 | 0 | 31.0049 | 41.8049 | 0.87093 | 0
6708 | Synthetic battery | battery | 10 | 0 | 9.9467 | 19.1662 | 0.95831 | 0
6709 | Synthetic pumped | pumped | 6.8835 | 0 | 41.8049 | 48 | 1 | 0
6709 | Synthetic battery | battery | 0.90434 | 0 | 19.1662 | 20 | 1 | 0
6710 | Synthetic pumped | pumped | 0 | 0 | 48 | 48 | 1 | 0
6710 | Synthetic battery | battery | 0 | 0 | 20 | 20 | 1 | 0
6711 | Synthetic pumped | pumped | 0 | 0 | 48 | 48 | 1 | 0
6711 | Synthetic battery | battery | 0 | 0 | 20 | 20 | 1 | 0
6712 | Synthetic pumped | pumped | 0 | 0 | 48 | 48 | 1 | 0
6712 | Synthetic battery | battery | 0 | 0 | 20 | 20 | 1 | 0
6713 | Synthetic pumped | pumped | 0 | 1.1104 | 48 | 46.7663 | 0.9743 | 2.4425e-15
6713 | Synthetic battery | battery | 0 | 0 | 20 | 20 | 1 | 0
6714 | Synthetic pumped | pumped | 0 | 12 | 46.7663 | 33.4329 | 0.69652 | -3.5527e-15
6714 | Synthetic battery | battery | 0 | 3.8245 | 20 | 15.8518 | 0.79259 | 8.8818e-16
6715 | Synthetic pumped | pumped | 0 | 12 | 33.4329 | 20.0996 | 0.41874 | 0
6715 | Synthetic battery | battery | 0 | 9.3004 | 15.8518 | 5.764 | 0.2882 | 0
6716 | Synthetic pumped | pumped | 0 | 12 | 20.0996 | 6.7663 | 0.14096 | 0
6716 | Synthetic battery | battery | 0 | 5.3142 | 5.764 | 0 | 0 | 0
6717 | Synthetic pumped | pumped | 0 | 6.0896 | 6.7663 | 0 | 0 | 0
6717 | Synthetic battery | battery | 0 | 0 | 0 | 0 | 0 | 0
6718 | Synthetic pumped | pumped | 0 | 0 | 0 | 0 | 0 | 0
6718 | Synthetic battery | battery | 0 | 0 | 0 | 0 | 0 | 0
6719 | Synthetic pumped | pumped | 0 | 0 | 0 | 0 | 0 | 0
6719 | Synthetic battery | battery | 0 | 0 | 0 | 0 | 0 | 0
6720 | Synthetic pumped | pumped | 0 | 0 | 0 | 0 | 0 | 0
6720 | Synthetic battery | battery | 0 | 0 | 0 | 0 | 0 | 0
6721 | Synthetic pumped | pumped | 0 | 0 | 0 | 0 | 0 | 0
6721 | Synthetic battery | battery | 0 | 0 | 0 | 0 | 0 | 0
6722 | Synthetic pumped | pumped | 0 | 0 | 0 | 0 | 0 | 0
6722 | Synthetic battery | battery | 0 | 0 | 0 | 0 | 0 | 0
6723 | Synthetic pumped | pumped | 0 | 0 | 0 | 0 | 0 | 0
6723 | Synthetic battery | battery | 0 | 0 | 0 | 0 | 0 | 0
6724 | Synthetic pumped | pumped | 0 | 0 | 0 | 0 | 0 | 0
6724 | Synthetic battery | battery | 0 | 0 | 0 | 0 | 0 | 0
6725 | Synthetic pumped | pumped | 0 | 0 | 0 | 0 | 0 | 0
6725 | Synthetic battery | battery | 0 | 0 | 0 | 0 | 0 | 0
6726 | Synthetic pumped | pumped | 0 | 0 | 0 | 0 | 0 | 0
6726 | Synthetic battery | battery | 0 | 0 | 0 | 0 | 0 | 0
6727 | Synthetic pumped | pumped | 0 | 0 | 0 | 0 | 0 | 0
6727 | Synthetic battery | battery | 0 | 0 | 0 | 0 | 0 | 0
6728 | Synthetic pumped | pumped | 0 | 0 | 0 | 0 | 0 | 0
6728 | Synthetic battery | battery | 0 | 0 | 0 | 0 | 0 | 0
6729 | Synthetic pumped | pumped | 6.8729 | 0 | 0 | 6.1856 | 0.12887 | 0
6729 | Synthetic battery | battery | 0 | 0 | 0 | 0 | 0 | 0
6730 | Synthetic pumped | pumped | 12 | 0 | 6.1856 | 16.9856 | 0.35387 | 0
6730 | Synthetic battery | battery | 0.28175 | 0 | 0 | 0.25976 | 0.012988 | 0
6731 | Synthetic pumped | pumped | 12 | 0 | 16.9856 | 27.7856 | 0.57887 | 0
6731 | Synthetic battery | battery | 5.4534 | 0 | 0.25976 | 5.2875 | 0.26438 | 0
6732 | Synthetic pumped | pumped | 12 | 0 | 27.7856 | 38.5856 | 0.80387 | -3.5527e-15
6732 | Synthetic battery | battery | 8.8482 | 0 | 5.2875 | 13.4452 | 0.67226 | 0
6733 | Synthetic pumped | pumped | 10.4604 | 0 | 38.5856 | 48 | 1 | 0
6733 | Synthetic battery | battery | 3.8071 | 0 | 13.4452 | 16.9552 | 0.84776 | -4.4409e-16
6734 | Synthetic pumped | pumped | 0 | 0 | 48 | 48 | 1 | 0
6734 | Synthetic battery | battery | 3.3026 | 0 | 16.9552 | 20 | 1 | 0
6735 | Synthetic pumped | pumped | 0 | 0 | 48 | 48 | 1 | 0
6735 | Synthetic battery | battery | 0 | 0 | 20 | 20 | 1 | 0
6736 | Synthetic pumped | pumped | 0 | 0 | 48 | 48 | 1 | 0
6736 | Synthetic battery | battery | 0 | 0 | 20 | 20 | 1 | 0
6737 | Synthetic pumped | pumped | 0 | 5.4751 | 48 | 41.9165 | 0.87326 | 8.8818e-16
6737 | Synthetic battery | battery | 0 | 0 | 20 | 20 | 1 | 0
6738 | Synthetic pumped | pumped | 0 | 12 | 41.9165 | 28.5832 | 0.59548 | 0
6738 | Synthetic battery | battery | 0 | 9.8069 | 20 | 9.363 | 0.46815 | 0
6739 | Synthetic pumped | pumped | 0 | 12 | 28.5832 | 15.2499 | 0.31771 | 0
6739 | Synthetic battery | battery | 0 | 8.6322 | 9.363 | 0 | 0 | 0
6740 | Synthetic pumped | pumped | 0 | 12 | 15.2499 | 1.9165 | 0.039928 | 0
6740 | Synthetic battery | battery | 0 | 0 | 0 | 0 | 0 | 0
6741 | Synthetic pumped | pumped | 0 | 1.7249 | 1.9165 | 0 | 0 | 0
6741 | Synthetic battery | battery | 0 | 0 | 0 | 0 | 0 | 0
6742 | Synthetic pumped | pumped | 0 | 0 | 0 | 0 | 0 | 0
6742 | Synthetic battery | battery | 0 | 0 | 0 | 0 | 0 | 0
6743 | Synthetic pumped | pumped | 0 | 0 | 0 | 0 | 0 | 0
6743 | Synthetic battery | battery | 0 | 0 | 0 | 0 | 0 | 0
6744 | Synthetic pumped | pumped | 0 | 0 | 0 | 0 | 0 | 0
6744 | Synthetic battery | battery | 0 | 0 | 0 | 0 | 0 | 0
6745 | Synthetic pumped | pumped | 0 | 0 | 0 | 0 | 0 | 0
6745 | Synthetic battery | battery | 0 | 0 | 0 | 0 | 0 | 0
6746 | Synthetic pumped | pumped | 0 | 0 | 0 | 0 | 0 | 0
6746 | Synthetic battery | battery | 0 | 0 | 0 | 0 | 0 | 0
6747 | Synthetic pumped | pumped | 0 | 0 | 0 | 0 | 0 | 0
6747 | Synthetic battery | battery | 0 | 0 | 0 | 0 | 0 | 0
6748 | Synthetic pumped | pumped | 0 | 0 | 0 | 0 | 0 | 0
6748 | Synthetic battery | battery | 0 | 0 | 0 | 0 | 0 | 0
6749 | Synthetic pumped | pumped | 0 | 0 | 0 | 0 | 0 | 0
6749 | Synthetic battery | battery | 0 | 0 | 0 | 0 | 0 | 0
6750 | Synthetic pumped | pumped | 0 | 0 | 0 | 0 | 0 | 0
6750 | Synthetic battery | battery | 0 | 0 | 0 | 0 | 0 | 0
6751 | Synthetic pumped | pumped | 0 | 0 | 0 | 0 | 0 | 0
6751 | Synthetic battery | battery | 0 | 0 | 0 | 0 | 0 | 0
6752 | Synthetic pumped | pumped | 0 | 0 | 0 | 0 | 0 | 0
6752 | Synthetic battery | battery | 0 | 0 | 0 | 0 | 0 | 0
6753 | Synthetic pumped | pumped | 0 | 0 | 0 | 0 | 0 | 0
6753 | Synthetic battery | battery | 0 | 0 | 0 | 0 | 0 | 0
6754 | Synthetic pumped | pumped | 12 | 0 | 0 | 10.8 | 0.225 | 0
6754 | Synthetic battery | battery | 2.1229 | 0 | 0 | 1.9573 | 0.097863 | 0
6755 | Synthetic pumped | pumped | 12 | 0 | 10.8 | 21.6 | 0.45 | 0
6755 | Synthetic battery | battery | 0.84454 | 0 | 1.9573 | 2.7359 | 0.13679 | 2.2204e-16
6756 | Synthetic pumped | pumped | 12 | 0 | 21.6 | 32.4 | 0.675 | 3.5527e-15
6756 | Synthetic battery | battery | 8.237 | 0 | 2.7359 | 10.33 | 0.5165 | 0
6757 | Synthetic pumped | pumped | 12 | 0 | 32.4 | 43.2 | 0.9 | -3.5527e-15
6757 | Synthetic battery | battery | 4.982 | 0 | 10.33 | 14.9232 | 0.74616 | 8.8818e-16
6758 | Synthetic pumped | pumped | 5.3333 | 0 | 43.2 | 48 | 1 | 0
6758 | Synthetic battery | battery | 5.5065 | 0 | 14.9232 | 20 | 1 | 0
6759 | Synthetic pumped | pumped | 0 | 0 | 48 | 48 | 1 | 0
6759 | Synthetic battery | battery | 0 | 0 | 20 | 20 | 1 | 0
6760 | Synthetic pumped | pumped | 0 | 0 | 48 | 48 | 1 | 0
6760 | Synthetic battery | battery | 0 | 0 | 20 | 20 | 1 | 0
6761 | Synthetic pumped | pumped | 0 | 7.3909 | 48 | 39.7879 | 0.82891 | -1.7764e-15
6761 | Synthetic battery | battery | 0 | 0 | 20 | 20 | 1 | 0
6762 | Synthetic pumped | pumped | 0 | 12 | 39.7879 | 26.4546 | 0.55114 | 0
6762 | Synthetic battery | battery | 0 | 9.5093 | 20 | 9.6857 | 0.48428 | 0
6763 | Synthetic pumped | pumped | 0 | 12 | 26.4546 | 13.1212 | 0.27336 | 0
6763 | Synthetic battery | battery | 0 | 8.9297 | 9.6857 | 0 | 0 | 0
6764 | Synthetic pumped | pumped | 0 | 11.8091 | 13.1212 | 0 | 0 | 0
6764 | Synthetic battery | battery | 0 | 0 | 0 | 0 | 0 | 0
6765 | Synthetic pumped | pumped | 0 | 0 | 0 | 0 | 0 | 0
6765 | Synthetic battery | battery | 0 | 0 | 0 | 0 | 0 | 0
6766 | Synthetic pumped | pumped | 0 | 0 | 0 | 0 | 0 | 0
6766 | Synthetic battery | battery | 0 | 0 | 0 | 0 | 0 | 0
6767 | Synthetic pumped | pumped | 0 | 0 | 0 | 0 | 0 | 0
6767 | Synthetic battery | battery | 0 | 0 | 0 | 0 | 0 | 0
6768 | Synthetic pumped | pumped | 0 | 0 | 0 | 0 | 0 | 0
6768 | Synthetic battery | battery | 0 | 0 | 0 | 0 | 0 | 0
6769 | Synthetic pumped | pumped | 0 | 0 | 0 | 0 | 0 | 0
6769 | Synthetic battery | battery | 0 | 0 | 0 | 0 | 0 | 0
6770 | Synthetic pumped | pumped | 0 | 0 | 0 | 0 | 0 | 0
6770 | Synthetic battery | battery | 0 | 0 | 0 | 0 | 0 | 0
6771 | Synthetic pumped | pumped | 0 | 0 | 0 | 0 | 0 | 0
6771 | Synthetic battery | battery | 0 | 0 | 0 | 0 | 0 | 0
6772 | Synthetic pumped | pumped | 0 | 0 | 0 | 0 | 0 | 0
6772 | Synthetic battery | battery | 0 | 0 | 0 | 0 | 0 | 0
6773 | Synthetic pumped | pumped | 0 | 0 | 0 | 0 | 0 | 0
6773 | Synthetic battery | battery | 0 | 0 | 0 | 0 | 0 | 0
6774 | Synthetic pumped | pumped | 0 | 0 | 0 | 0 | 0 | 0
6774 | Synthetic battery | battery | 0 | 0 | 0 | 0 | 0 | 0
6775 | Synthetic pumped | pumped | 0 | 0 | 0 | 0 | 0 | 0
6775 | Synthetic battery | battery | 0 | 0 | 0 | 0 | 0 | 0
6776 | Synthetic pumped | pumped | 0 | 0 | 0 | 0 | 0 | 0
6776 | Synthetic battery | battery | 0 | 0 | 0 | 0 | 0 | 0
6777 | Synthetic pumped | pumped | 7.8386 | 0 | 0 | 7.0547 | 0.14697 | 0
6777 | Synthetic battery | battery | 0 | 0 | 0 | 0 | 0 | 0
6778 | Synthetic pumped | pumped | 12 | 0 | 7.0547 | 17.8547 | 0.37197 | 0
6778 | Synthetic battery | battery | 0.095582 | 0 | 0 | 0.088122 | 0.0044061 | 0
6779 | Synthetic pumped | pumped | 12 | 0 | 17.8547 | 28.6547 | 0.59697 | 0
6779 | Synthetic battery | battery | 7.3781 | 0 | 0.088122 | 6.8904 | 0.34452 | 0
6780 | Synthetic pumped | pumped | 12 | 0 | 28.6547 | 39.4547 | 0.82197 | -3.5527e-15
6780 | Synthetic battery | battery | 8.6019 | 0 | 6.8904 | 14.821 | 0.74105 | 0
6781 | Synthetic pumped | pumped | 9.4948 | 0 | 39.4547 | 48 | 1 | 0
6781 | Synthetic battery | battery | 5.6175 | 0 | 14.821 | 20 | 1 | 0
6782 | Synthetic pumped | pumped | 0 | 0 | 48 | 48 | 1 | 0
6782 | Synthetic battery | battery | 0 | 0 | 20 | 20 | 1 | 0
6783 | Synthetic pumped | pumped | 0 | 0 | 48 | 48 | 1 | 0
6783 | Synthetic battery | battery | 0 | 0 | 20 | 20 | 1 | 0
6784 | Synthetic pumped | pumped | 0 | 0 | 48 | 48 | 1 | 0
6784 | Synthetic battery | battery | 0 | 0 | 20 | 20 | 1 | 0
6785 | Synthetic pumped | pumped | 0 | 6.1037 | 48 | 41.2182 | 0.85871 | -8.8818e-16
6785 | Synthetic battery | battery | 0 | 0 | 20 | 20 | 1 | 0
6786 | Synthetic pumped | pumped | 0 | 12 | 41.2182 | 27.8848 | 0.58093 | 0
6786 | Synthetic battery | battery | 0 | 5.0938 | 20 | 14.475 | 0.72375 | 0
6787 | Synthetic pumped | pumped | 0 | 12 | 27.8848 | 14.5515 | 0.30316 | 0
6787 | Synthetic battery | battery | 0 | 10 | 14.475 | 3.6285 | 0.18143 | 0
6788 | Synthetic pumped | pumped | 0 | 12 | 14.5515 | 1.2182 | 0.025378 | 0
6788 | Synthetic battery | battery | 0 | 3.3453 | 3.6285 | 0 | 0 | 0
6789 | Synthetic pumped | pumped | 0 | 1.0963 | 1.2182 | -2.2204e-16 | -4.6259e-18 | 0
6789 | Synthetic battery | battery | 0 | 0 | 0 | 0 | 0 | 0
6790 | Synthetic pumped | pumped | 0 | -1.9984e-16 | -2.2204e-16 | 0 | 0 | 0
6790 | Synthetic battery | battery | 0 | 0 | 0 | 0 | 0 | 0
6791 | Synthetic pumped | pumped | 0 | 0 | 0 | 0 | 0 | 0
6791 | Synthetic battery | battery | 0 | 0 | 0 | 0 | 0 | 0
6792 | Synthetic pumped | pumped | 0 | 0 | 0 | 0 | 0 | 0
6792 | Synthetic battery | battery | 0 | 0 | 0 | 0 | 0 | 0
6793 | Synthetic pumped | pumped | 0 | 0 | 0 | 0 | 0 | 0
6793 | Synthetic battery | battery | 0 | 0 | 0 | 0 | 0 | 0
6794 | Synthetic pumped | pumped | 0 | 0 | 0 | 0 | 0 | 0
6794 | Synthetic battery | battery | 0 | 0 | 0 | 0 | 0 | 0
6795 | Synthetic pumped | pumped | 0 | 0 | 0 | 0 | 0 | 0
6795 | Synthetic battery | battery | 0 | 0 | 0 | 0 | 0 | 0
6796 | Synthetic pumped | pumped | 0 | 0 | 0 | 0 | 0 | 0
6796 | Synthetic battery | battery | 0 | 0 | 0 | 0 | 0 | 0
6797 | Synthetic pumped | pumped | 0 | 0 | 0 | 0 | 0 | 0
6797 | Synthetic battery | battery | 0 | 0 | 0 | 0 | 0 | 0
6798 | Synthetic pumped | pumped | 0 | 0 | 0 | 0 | 0 | 0
6798 | Synthetic battery | battery | 0 | 0 | 0 | 0 | 0 | 0
6799 | Synthetic pumped | pumped | 0 | 0 | 0 | 0 | 0 | 0
6799 | Synthetic battery | battery | 0 | 0 | 0 | 0 | 0 | 0
6800 | Synthetic pumped | pumped | 0 | 0 | 0 | 0 | 0 | 0
6800 | Synthetic battery | battery | 0 | 0 | 0 | 0 | 0 | 0
6801 | Synthetic pumped | pumped | 6.1904 | 0 | 0 | 5.5713 | 0.11607 | 0
6801 | Synthetic battery | battery | 0 | 0 | 0 | 0 | 0 | 0
6802 | Synthetic pumped | pumped | 6.0504 | 0 | 5.5713 | 11.0167 | 0.22951 | 8.8818e-16
6802 | Synthetic battery | battery | 0 | 0 | 0 | 0 | 0 | 0
6803 | Synthetic pumped | pumped | 12 | 0 | 11.0167 | 21.8167 | 0.45451 | 0
6803 | Synthetic battery | battery | 3.2835 | 0 | 0 | 3.0273 | 0.15136 | 0
6804 | Synthetic pumped | pumped | 12 | 0 | 21.8167 | 32.6167 | 0.67951 | 0
6804 | Synthetic battery | battery | 4.1939 | 0 | 3.0273 | 6.8938 | 0.34469 | 0
6805 | Synthetic pumped | pumped | 12 | 0 | 32.6167 | 43.4167 | 0.90451 | -3.5527e-15
6805 | Synthetic battery | battery | 1.6335 | 0 | 6.8938 | 8.3999 | 0.41999 | -2.2204e-16
6806 | Synthetic pumped | pumped | 5.0926 | 0 | 43.4167 | 48 | 1 | 0
6806 | Synthetic battery | battery | 9.2813 | 0 | 8.3999 | 16.9567 | 0.84784 | 1.7764e-15
6807 | Synthetic pumped | pumped | 0 | 0 | 48 | 48 | 1 | 0
6807 | Synthetic battery | battery | 3.3009 | 0 | 16.9567 | 20 | 1 | 0
6808 | Synthetic pumped | pumped | 0 | 0 | 48 | 48 | 1 | 0
6808 | Synthetic battery | battery | 0 | 0 | 20 | 20 | 1 | 0
6809 | Synthetic pumped | pumped | 0 | 1.7018 | 48 | 46.1091 | 0.96061 | 1.5543e-15
6809 | Synthetic battery | battery | 0 | 0 | 20 | 20 | 1 | 0
6810 | Synthetic pumped | pumped | 0 | 12 | 46.1091 | 32.7758 | 0.68283 | 3.5527e-15
6810 | Synthetic battery | battery | 0 | 4.4233 | 20 | 15.2022 | 0.76011 | 0
6811 | Synthetic pumped | pumped | 0 | 12 | 32.7758 | 19.4424 | 0.40505 | 0
6811 | Synthetic battery | battery | 0 | 10 | 15.2022 | 4.3557 | 0.21779 | 0
6812 | Synthetic pumped | pumped | 0 | 12 | 19.4424 | 6.1091 | 0.12727 | 0
6812 | Synthetic battery | battery | 0 | 4.0158 | 4.3557 | 0 | 0 | 0
6813 | Synthetic pumped | pumped | 0 | 5.4982 | 6.1091 | 0 | 0 | 0
6813 | Synthetic battery | battery | 0 | 0 | 0 | 0 | 0 | 0
6814 | Synthetic pumped | pumped | 0 | 0 | 0 | 0 | 0 | 0
6814 | Synthetic battery | battery | 0 | 0 | 0 | 0 | 0 | 0
6815 | Synthetic pumped | pumped | 0 | 0 | 0 | 0 | 0 | 0
6815 | Synthetic battery | battery | 0 | 0 | 0 | 0 | 0 | 0
6816 | Synthetic pumped | pumped | 0 | 0 | 0 | 0 | 0 | 0
6816 | Synthetic battery | battery | 0 | 0 | 0 | 0 | 0 | 0
6817 | Synthetic pumped | pumped | 0 | 0 | 0 | 0 | 0 | 0
6817 | Synthetic battery | battery | 0 | 0 | 0 | 0 | 0 | 0
6818 | Synthetic pumped | pumped | 0 | 0 | 0 | 0 | 0 | 0
6818 | Synthetic battery | battery | 0 | 0 | 0 | 0 | 0 | 0
6819 | Synthetic pumped | pumped | 0 | 0 | 0 | 0 | 0 | 0
6819 | Synthetic battery | battery | 0 | 0 | 0 | 0 | 0 | 0
6820 | Synthetic pumped | pumped | 0 | 0 | 0 | 0 | 0 | 0
6820 | Synthetic battery | battery | 0 | 0 | 0 | 0 | 0 | 0
6821 | Synthetic pumped | pumped | 0 | 0 | 0 | 0 | 0 | 0
6821 | Synthetic battery | battery | 0 | 0 | 0 | 0 | 0 | 0
6822 | Synthetic pumped | pumped | 0 | 0 | 0 | 0 | 0 | 0
6822 | Synthetic battery | battery | 0 | 0 | 0 | 0 | 0 | 0
6823 | Synthetic pumped | pumped | 0 | 0 | 0 | 0 | 0 | 0
6823 | Synthetic battery | battery | 0 | 0 | 0 | 0 | 0 | 0
6824 | Synthetic pumped | pumped | 0 | 0 | 0 | 0 | 0 | 0
6824 | Synthetic battery | battery | 0 | 0 | 0 | 0 | 0 | 0
6825 | Synthetic pumped | pumped | 1.3656 | 0 | 0 | 1.229 | 0.025604 | 0
6825 | Synthetic battery | battery | 0 | 0 | 0 | 0 | 0 | 0
6826 | Synthetic pumped | pumped | 4.8789 | 0 | 1.229 | 5.62 | 0.11708 | 0
6826 | Synthetic battery | battery | 0 | 0 | 0 | 0 | 0 | 0
6827 | Synthetic pumped | pumped | 12 | 0 | 5.62 | 16.42 | 0.34208 | 0
6827 | Synthetic battery | battery | 2.3703 | 0 | 0 | 2.1853 | 0.10927 | 0
6828 | Synthetic pumped | pumped | 12 | 0 | 16.42 | 27.22 | 0.56708 | 0
6828 | Synthetic battery | battery | 5.5426 | 0 | 2.1853 | 7.2954 | 0.36477 | 0
6829 | Synthetic pumped | pumped | 12 | 0 | 27.22 | 38.02 | 0.79208 | 0
6829 | Synthetic battery | battery | 2.6733 | 0 | 7.2954 | 9.7601 | 0.488 | -4.4409e-16
6830 | Synthetic pumped | pumped | 11.0889 | 0 | 38.02 | 48 | 1 | 0
6830 | Synthetic battery | battery | 0.25792 | 0 | 9.7601 | 9.9979 | 0.49989 | 7.2164e-16
6831 | Synthetic pumped | pumped | 0 | 0 | 48 | 48 | 1 | 0
6831 | Synthetic battery | battery | 9.1745 | 0 | 9.9979 | 18.4563 | 0.92282 | -1.7764e-15
6832 | Synthetic pumped | pumped | 0 | 0 | 48 | 48 | 1 | 0
6832 | Synthetic battery | battery | 0 | 0 | 18.4563 | 18.4563 | 0.92282 | 0
6833 | Synthetic pumped | pumped | 0 | 9.3662 | 48 | 37.5931 | 0.78319 | -1.7764e-15
6833 | Synthetic battery | battery | 0 | 0 | 18.4563 | 18.4563 | 0.92282 | 0
6834 | Synthetic pumped | pumped | 0 | 12 | 37.5931 | 24.2598 | 0.50541 | 0
6834 | Synthetic battery | battery | 0 | 10 | 18.4563 | 7.6098 | 0.38049 | 0
6835 | Synthetic pumped | pumped | 0 | 12 | 24.2598 | 10.9265 | 0.22763 | 0
6835 | Synthetic battery | battery | 0 | 7.0159 | 7.6098 | 0 | 0 | 0
6836 | Synthetic pumped | pumped | 0 | 9.8338 | 10.9265 | 0 | 0 | 0
6836 | Synthetic battery | battery | 0 | 0 | 0 | 0 | 0 | 0
6837 | Synthetic pumped | pumped | 0 | 0 | 0 | 0 | 0 | 0
6837 | Synthetic battery | battery | 0 | 0 | 0 | 0 | 0 | 0
6838 | Synthetic pumped | pumped | 0 | 0 | 0 | 0 | 0 | 0
6838 | Synthetic battery | battery | 0 | 0 | 0 | 0 | 0 | 0
6839 | Synthetic pumped | pumped | 0 | 0 | 0 | 0 | 0 | 0
6839 | Synthetic battery | battery | 0 | 0 | 0 | 0 | 0 | 0
6840 | Synthetic pumped | pumped | 0 | 0 | 0 | 0 | 0 | 0
6840 | Synthetic battery | battery | 0 | 0 | 0 | 0 | 0 | 0
6841 | Synthetic pumped | pumped | 0 | 0 | 0 | 0 | 0 | 0
6841 | Synthetic battery | battery | 0 | 0 | 0 | 0 | 0 | 0
6842 | Synthetic pumped | pumped | 0 | 0 | 0 | 0 | 0 | 0
6842 | Synthetic battery | battery | 0 | 0 | 0 | 0 | 0 | 0
6843 | Synthetic pumped | pumped | 0 | 0 | 0 | 0 | 0 | 0
6843 | Synthetic battery | battery | 0 | 0 | 0 | 0 | 0 | 0
6844 | Synthetic pumped | pumped | 0 | 0 | 0 | 0 | 0 | 0
6844 | Synthetic battery | battery | 0 | 0 | 0 | 0 | 0 | 0
6845 | Synthetic pumped | pumped | 0 | 0 | 0 | 0 | 0 | 0
6845 | Synthetic battery | battery | 0 | 0 | 0 | 0 | 0 | 0
6846 | Synthetic pumped | pumped | 0 | 0 | 0 | 0 | 0 | 0
6846 | Synthetic battery | battery | 0 | 0 | 0 | 0 | 0 | 0
6847 | Synthetic pumped | pumped | 0 | 0 | 0 | 0 | 0 | 0
6847 | Synthetic battery | battery | 0 | 0 | 0 | 0 | 0 | 0
6848 | Synthetic pumped | pumped | 1.5125 | 0 | 0 | 1.3613 | 0.028359 | 0
6848 | Synthetic battery | battery | 0 | 0 | 0 | 0 | 0 | 0
6849 | Synthetic pumped | pumped | 10.3233 | 0 | 1.3613 | 10.6522 | 0.22192 | 0
6849 | Synthetic battery | battery | 0 | 0 | 0 | 0 | 0 | 0
6850 | Synthetic pumped | pumped | 12 | 0 | 10.6522 | 21.4522 | 0.44692 | 0
6850 | Synthetic battery | battery | 9.1615 | 0 | 0 | 8.4465 | 0.42232 | 0
6851 | Synthetic pumped | pumped | 12 | 0 | 21.4522 | 32.2522 | 0.67192 | 3.5527e-15
6851 | Synthetic battery | battery | 10 | 0 | 8.4465 | 17.666 | 0.8833 | 0
6852 | Synthetic pumped | pumped | 12 | 0 | 32.2522 | 43.0522 | 0.89692 | -3.5527e-15
6852 | Synthetic battery | battery | 2.5315 | 0 | 17.666 | 20 | 1 | 0
6853 | Synthetic pumped | pumped | 5.4976 | 0 | 43.0522 | 48 | 1 | 0
6853 | Synthetic battery | battery | 0 | 0 | 20 | 20 | 1 | 0
6854 | Synthetic pumped | pumped | 0 | 0 | 48 | 48 | 1 | 0
6854 | Synthetic battery | battery | 0 | 0 | 20 | 20 | 1 | 0
6855 | Synthetic pumped | pumped | 0 | 0 | 48 | 48 | 1 | 0
6855 | Synthetic battery | battery | 0 | 0 | 20 | 20 | 1 | 0
6856 | Synthetic pumped | pumped | 0 | 0 | 48 | 48 | 1 | 0
6856 | Synthetic battery | battery | 0 | 0 | 20 | 20 | 1 | 0
6857 | Synthetic pumped | pumped | 0 | 10.1988 | 48 | 36.668 | 0.76392 | 0
6857 | Synthetic battery | battery | 0 | 0 | 20 | 20 | 1 | 0
6858 | Synthetic pumped | pumped | 0 | 12 | 36.668 | 23.3346 | 0.48614 | 0
6858 | Synthetic battery | battery | 0 | 8.7342 | 20 | 10.5265 | 0.52632 | 0
6859 | Synthetic pumped | pumped | 0 | 12 | 23.3346 | 10.0013 | 0.20836 | 0
6859 | Synthetic battery | battery | 0 | 9.7049 | 10.5265 | 0 | 0 | 0
6860 | Synthetic pumped | pumped | 0 | 9.0012 | 10.0013 | 0 | 0 | 0
6860 | Synthetic battery | battery | 0 | 0 | 0 | 0 | 0 | 0
6861 | Synthetic pumped | pumped | 0 | 0 | 0 | 0 | 0 | 0
6861 | Synthetic battery | battery | 0 | 0 | 0 | 0 | 0 | 0
6862 | Synthetic pumped | pumped | 0 | 0 | 0 | 0 | 0 | 0
6862 | Synthetic battery | battery | 0 | 0 | 0 | 0 | 0 | 0
6863 | Synthetic pumped | pumped | 0 | 0 | 0 | 0 | 0 | 0
6863 | Synthetic battery | battery | 0 | 0 | 0 | 0 | 0 | 0
6864 | Synthetic pumped | pumped | 0 | 0 | 0 | 0 | 0 | 0
6864 | Synthetic battery | battery | 0 | 0 | 0 | 0 | 0 | 0
6865 | Synthetic pumped | pumped | 0 | 0 | 0 | 0 | 0 | 0
6865 | Synthetic battery | battery | 0 | 0 | 0 | 0 | 0 | 0
6866 | Synthetic pumped | pumped | 0 | 0 | 0 | 0 | 0 | 0
6866 | Synthetic battery | battery | 0 | 0 | 0 | 0 | 0 | 0
6867 | Synthetic pumped | pumped | 0 | 0 | 0 | 0 | 0 | 0
6867 | Synthetic battery | battery | 0 | 0 | 0 | 0 | 0 | 0
6868 | Synthetic pumped | pumped | 0 | 0 | 0 | 0 | 0 | 0
6868 | Synthetic battery | battery | 0 | 0 | 0 | 0 | 0 | 0
6869 | Synthetic pumped | pumped | 0 | 0 | 0 | 0 | 0 | 0
6869 | Synthetic battery | battery | 0 | 0 | 0 | 0 | 0 | 0
6870 | Synthetic pumped | pumped | 0 | 0 | 0 | 0 | 0 | 0
6870 | Synthetic battery | battery | 0 | 0 | 0 | 0 | 0 | 0
6871 | Synthetic pumped | pumped | 0 | 0 | 0 | 0 | 0 | 0
6871 | Synthetic battery | battery | 0 | 0 | 0 | 0 | 0 | 0
6872 | Synthetic pumped | pumped | 4.2867 | 0 | 0 | 3.8581 | 0.080376 | 0
6872 | Synthetic battery | battery | 0 | 0 | 0 | 0 | 0 | 0
6873 | Synthetic pumped | pumped | 12 | 0 | 3.8581 | 14.6581 | 0.30538 | 0
6873 | Synthetic battery | battery | 6.0815 | 0 | 0 | 5.6069 | 0.28034 | 0
6874 | Synthetic pumped | pumped | 12 | 0 | 14.6581 | 25.4581 | 0.53038 | -1.7764e-15
6874 | Synthetic battery | battery | 10 | 0 | 5.6069 | 14.8264 | 0.74132 | 0
6875 | Synthetic pumped | pumped | 12 | 0 | 25.4581 | 36.2581 | 0.75538 | 3.5527e-15
6875 | Synthetic battery | battery | 5.6116 | 0 | 14.8264 | 20 | 1 | 0
6876 | Synthetic pumped | pumped | 12 | 0 | 36.2581 | 47.0581 | 0.98038 | -3.5527e-15
6876 | Synthetic battery | battery | 0 | 0 | 20 | 20 | 1 | 0
6877 | Synthetic pumped | pumped | 1.0466 | 0 | 47.0581 | 48 | 1 | 0
6877 | Synthetic battery | battery | 0 | 0 | 20 | 20 | 1 | 0
6878 | Synthetic pumped | pumped | 0 | 0 | 48 | 48 | 1 | 0
6878 | Synthetic battery | battery | 0 | 0 | 20 | 20 | 1 | 0
6879 | Synthetic pumped | pumped | 0 | 0 | 48 | 48 | 1 | 0
6879 | Synthetic battery | battery | 0 | 0 | 20 | 20 | 1 | 0
6880 | Synthetic pumped | pumped | 0 | 0 | 48 | 48 | 1 | 0
6880 | Synthetic battery | battery | 0 | 0 | 20 | 20 | 1 | 0
6881 | Synthetic pumped | pumped | 0 | 0 | 48 | 48 | 1 | 0
6881 | Synthetic battery | battery | 0 | 0 | 20 | 20 | 1 | 0
6882 | Synthetic pumped | pumped | 0 | 12 | 48 | 34.6667 | 0.72222 | 3.5527e-15
6882 | Synthetic battery | battery | 0 | 4.9015 | 20 | 14.6836 | 0.73418 | 0
6883 | Synthetic pumped | pumped | 0 | 12 | 34.6667 | 21.3333 | 0.44444 | 0
6883 | Synthetic battery | battery | 0 | 10 | 14.6836 | 3.837 | 0.19185 | 0
6884 | Synthetic pumped | pumped | 0 | 12 | 21.3333 | 8 | 0.16667 | 0
6884 | Synthetic battery | battery | 0 | 3.5376 | 3.837 | 0 | 0 | 0
6885 | Synthetic pumped | pumped | 0 | 7.2 | 8 | 0 | 0 | 0
6885 | Synthetic battery | battery | 0 | 0 | 0 | 0 | 0 | 0
6886 | Synthetic pumped | pumped | 0 | 0 | 0 | 0 | 0 | 0
6886 | Synthetic battery | battery | 0 | 0 | 0 | 0 | 0 | 0
6887 | Synthetic pumped | pumped | 0 | 0 | 0 | 0 | 0 | 0
6887 | Synthetic battery | battery | 0 | 0 | 0 | 0 | 0 | 0
6888 | Synthetic pumped | pumped | 0 | 0 | 0 | 0 | 0 | 0
6888 | Synthetic battery | battery | 0 | 0 | 0 | 0 | 0 | 0
6889 | Synthetic pumped | pumped | 0 | 0 | 0 | 0 | 0 | 0
6889 | Synthetic battery | battery | 0 | 0 | 0 | 0 | 0 | 0
6890 | Synthetic pumped | pumped | 0 | 0 | 0 | 0 | 0 | 0
6890 | Synthetic battery | battery | 0 | 0 | 0 | 0 | 0 | 0
6891 | Synthetic pumped | pumped | 0 | 0 | 0 | 0 | 0 | 0
6891 | Synthetic battery | battery | 0 | 0 | 0 | 0 | 0 | 0
6892 | Synthetic pumped | pumped | 0 | 0 | 0 | 0 | 0 | 0
6892 | Synthetic battery | battery | 0 | 0 | 0 | 0 | 0 | 0
6893 | Synthetic pumped | pumped | 0 | 0 | 0 | 0 | 0 | 0
6893 | Synthetic battery | battery | 0 | 0 | 0 | 0 | 0 | 0
6894 | Synthetic pumped | pumped | 0 | 0 | 0 | 0 | 0 | 0
6894 | Synthetic battery | battery | 0 | 0 | 0 | 0 | 0 | 0
6895 | Synthetic pumped | pumped | 0 | 0 | 0 | 0 | 0 | 0
6895 | Synthetic battery | battery | 0 | 0 | 0 | 0 | 0 | 0
6896 | Synthetic pumped | pumped | 0 | 0 | 0 | 0 | 0 | 0
6896 | Synthetic battery | battery | 0 | 0 | 0 | 0 | 0 | 0
6897 | Synthetic pumped | pumped | 6.5237 | 0 | 0 | 5.8714 | 0.12232 | 0
6897 | Synthetic battery | battery | 0 | 0 | 0 | 0 | 0 | 0
6898 | Synthetic pumped | pumped | 11.7272 | 0 | 5.8714 | 16.4258 | 0.34221 | 0
6898 | Synthetic battery | battery | 0 | 0 | 0 | 0 | 0 | 0
6899 | Synthetic pumped | pumped | 12 | 0 | 16.4258 | 27.2258 | 0.56721 | 0
6899 | Synthetic battery | battery | 8.7729 | 0 | 0 | 8.0882 | 0.40441 | 0
6900 | Synthetic pumped | pumped | 12 | 0 | 27.2258 | 38.0258 | 0.79221 | 3.5527e-15
6900 | Synthetic battery | battery | 8.8751 | 0 | 8.0882 | 16.2707 | 0.81353 | 0
6901 | Synthetic pumped | pumped | 11.0824 | 0 | 38.0258 | 48 | 1 | 0
6901 | Synthetic battery | battery | 4.045 | 0 | 16.2707 | 20 | 1 | 0
6902 | Synthetic pumped | pumped | 0 | 0 | 48 | 48 | 1 | 0
6902 | Synthetic battery | battery | 0 | 0 | 20 | 20 | 1 | 0
6903 | Synthetic pumped | pumped | 0 | 0 | 48 | 48 | 1 | 0
6903 | Synthetic battery | battery | 0 | 0 | 20 | 20 | 1 | 0
6904 | Synthetic pumped | pumped | 0 | 0 | 48 | 48 | 1 | 0
6904 | Synthetic battery | battery | 0 | 0 | 20 | 20 | 1 | 0
6905 | Synthetic pumped | pumped | 0 | 4.3962 | 48 | 43.1154 | 0.89824 | -8.8818e-16
6905 | Synthetic battery | battery | 0 | 0 | 20 | 20 | 1 | 0
6906 | Synthetic pumped | pumped | 0 | 12 | 43.1154 | 29.782 | 0.62046 | 0
6906 | Synthetic battery | battery | 0 | 7.8542 | 20 | 11.4809 | 0.57405 | 0
6907 | Synthetic pumped | pumped | 0 | 12 | 29.782 | 16.4487 | 0.34268 | 0
6907 | Synthetic battery | battery | 0 | 10 | 11.4809 | 0.63439 | 0.03172 | 0
6908 | Synthetic pumped | pumped | 0 | 12 | 16.4487 | 3.1154 | 0.064903 | 0
6908 | Synthetic battery | battery | 0 | 0.58488 | 0.63439 | 0 | 0 | 0
6909 | Synthetic pumped | pumped | 0 | 2.8038 | 3.1154 | 0 | 0 | 0
6909 | Synthetic battery | battery | 0 | 0 | 0 | 0 | 0 | 0
6910 | Synthetic pumped | pumped | 0 | 0 | 0 | 0 | 0 | 0
6910 | Synthetic battery | battery | 0 | 0 | 0 | 0 | 0 | 0
6911 | Synthetic pumped | pumped | 0 | 0 | 0 | 0 | 0 | 0
6911 | Synthetic battery | battery | 0 | 0 | 0 | 0 | 0 | 0
6912 | Synthetic pumped | pumped | 0 | 0 | 0 | 0 | 0 | 0
6912 | Synthetic battery | battery | 0 | 0 | 0 | 0 | 0 | 0
6913 | Synthetic pumped | pumped | 0 | 0 | 0 | 0 | 0 | 0
6913 | Synthetic battery | battery | 0 | 0 | 0 | 0 | 0 | 0
6914 | Synthetic pumped | pumped | 0 | 0 | 0 | 0 | 0 | 0
6914 | Synthetic battery | battery | 0 | 0 | 0 | 0 | 0 | 0
6915 | Synthetic pumped | pumped | 0 | 0 | 0 | 0 | 0 | 0
6915 | Synthetic battery | battery | 0 | 0 | 0 | 0 | 0 | 0
6916 | Synthetic pumped | pumped | 0 | 0 | 0 | 0 | 0 | 0
6916 | Synthetic battery | battery | 0 | 0 | 0 | 0 | 0 | 0
6917 | Synthetic pumped | pumped | 0 | 0 | 0 | 0 | 0 | 0
6917 | Synthetic battery | battery | 0 | 0 | 0 | 0 | 0 | 0
6918 | Synthetic pumped | pumped | 0 | 0 | 0 | 0 | 0 | 0
6918 | Synthetic battery | battery | 0 | 0 | 0 | 0 | 0 | 0
6919 | Synthetic pumped | pumped | 0 | 0 | 0 | 0 | 0 | 0
6919 | Synthetic battery | battery | 0 | 0 | 0 | 0 | 0 | 0
6920 | Synthetic pumped | pumped | 0 | 0 | 0 | 0 | 0 | 0
6920 | Synthetic battery | battery | 0 | 0 | 0 | 0 | 0 | 0
6921 | Synthetic pumped | pumped | 10.5567 | 0 | 0 | 9.501 | 0.19794 | 0
6921 | Synthetic battery | battery | 0 | 0 | 0 | 0 | 0 | 0
6922 | Synthetic pumped | pumped | 12 | 0 | 9.501 | 20.301 | 0.42294 | 0
6922 | Synthetic battery | battery | 3.904 | 0 | 0 | 3.5993 | 0.17997 | 0
6923 | Synthetic pumped | pumped | 12 | 0 | 20.301 | 31.101 | 0.64794 | 0
6923 | Synthetic battery | battery | 6.9777 | 0 | 3.5993 | 10.0324 | 0.50162 | 8.8818e-16
6924 | Synthetic pumped | pumped | 12 | 0 | 31.101 | 41.901 | 0.87294 | 3.5527e-15
6924 | Synthetic battery | battery | 10 | 0 | 10.0324 | 19.252 | 0.9626 | 0
6925 | Synthetic pumped | pumped | 6.7767 | 0 | 41.901 | 48 | 1 | 0
6925 | Synthetic battery | battery | 0.81137 | 0 | 19.252 | 20 | 1 | 0
6926 | Synthetic pumped | pumped | 0 | 0 | 48 | 48 | 1 | 0
6926 | Synthetic battery | battery | 0 | 0 | 20 | 20 | 1 | 0
6927 | Synthetic pumped | pumped | 0 | 0 | 48 | 48 | 1 | 0
6927 | Synthetic battery | battery | 0 | 0 | 20 | 20 | 1 | 0
6928 | Synthetic pumped | pumped | 0 | 0 | 48 | 48 | 1 | 0
6928 | Synthetic battery | battery | 0 | 0 | 20 | 20 | 1 | 0
6929 | Synthetic pumped | pumped | 0 | 9.6348 | 48 | 37.2947 | 0.77697 | 3.5527e-15
6929 | Synthetic battery | battery | 0 | 0 | 20 | 20 | 1 | 0
6930 | Synthetic pumped | pumped | 0 | 12 | 37.2947 | 23.9614 | 0.4992 | 0
6930 | Synthetic battery | battery | 0 | 10 | 20 | 9.1535 | 0.45767 | 0
6931 | Synthetic pumped | pumped | 0 | 12 | 23.9614 | 10.628 | 0.22142 | 0
6931 | Synthetic battery | battery | 0 | 8.4391 | 9.1535 | 0 | 0 | 0
6932 | Synthetic pumped | pumped | 0 | 9.5652 | 10.628 | 0 | 0 | 0
6932 | Synthetic battery | battery | 0 | 0 | 0 | 0 | 0 | 0
6933 | Synthetic pumped | pumped | 0 | 0 | 0 | 0 | 0 | 0
6933 | Synthetic battery | battery | 0 | 0 | 0 | 0 | 0 | 0
6934 | Synthetic pumped | pumped | 0 | 0 | 0 | 0 | 0 | 0
6934 | Synthetic battery | battery | 0 | 0 | 0 | 0 | 0 | 0
6935 | Synthetic pumped | pumped | 0 | 0 | 0 | 0 | 0 | 0
6935 | Synthetic battery | battery | 0 | 0 | 0 | 0 | 0 | 0
6936 | Synthetic pumped | pumped | 0 | 0 | 0 | 0 | 0 | 0
6936 | Synthetic battery | battery | 0 | 0 | 0 | 0 | 0 | 0
6937 | Synthetic pumped | pumped | 0 | 0 | 0 | 0 | 0 | 0
6937 | Synthetic battery | battery | 0 | 0 | 0 | 0 | 0 | 0
6938 | Synthetic pumped | pumped | 0 | 0 | 0 | 0 | 0 | 0
6938 | Synthetic battery | battery | 0 | 0 | 0 | 0 | 0 | 0
6939 | Synthetic pumped | pumped | 0 | 0 | 0 | 0 | 0 | 0
6939 | Synthetic battery | battery | 0 | 0 | 0 | 0 | 0 | 0
6940 | Synthetic pumped | pumped | 0 | 0 | 0 | 0 | 0 | 0
6940 | Synthetic battery | battery | 0 | 0 | 0 | 0 | 0 | 0
6941 | Synthetic pumped | pumped | 0 | 0 | 0 | 0 | 0 | 0
6941 | Synthetic battery | battery | 0 | 0 | 0 | 0 | 0 | 0
6942 | Synthetic pumped | pumped | 0 | 0 | 0 | 0 | 0 | 0
6942 | Synthetic battery | battery | 0 | 0 | 0 | 0 | 0 | 0
6943 | Synthetic pumped | pumped | 0 | 0 | 0 | 0 | 0 | 0
6943 | Synthetic battery | battery | 0 | 0 | 0 | 0 | 0 | 0
6944 | Synthetic pumped | pumped | 2.4866 | 0 | 0 | 2.2379 | 0.046624 | 0
6944 | Synthetic battery | battery | 0 | 0 | 0 | 0 | 0 | 0
6945 | Synthetic pumped | pumped | 12 | 0 | 2.2379 | 13.0379 | 0.27162 | 0
6945 | Synthetic battery | battery | 2.8154 | 0 | 0 | 2.5957 | 0.12978 | 0
6946 | Synthetic pumped | pumped | 12 | 0 | 13.0379 | 23.8379 | 0.49662 | -1.7764e-15
6946 | Synthetic battery | battery | 7.9245 | 0 | 2.5957 | 9.9017 | 0.49509 | -8.8818e-16
6947 | Synthetic pumped | pumped | 12 | 0 | 23.8379 | 34.6379 | 0.72162 | 3.5527e-15
6947 | Synthetic battery | battery | 10 | 0 | 9.9017 | 19.1213 | 0.95606 | 1.7764e-15
6948 | Synthetic pumped | pumped | 12 | 0 | 34.6379 | 45.4379 | 0.94662 | -3.5527e-15
6948 | Synthetic battery | battery | 0.9531 | 0 | 19.1213 | 20 | 1 | 0
6949 | Synthetic pumped | pumped | 2.8467 | 0 | 45.4379 | 48 | 1 | 0
6949 | Synthetic battery | battery | 0 | 0 | 20 | 20 | 1 | 0
6950 | Synthetic pumped | pumped | 0 | 0 | 48 | 48 | 1 | 0
6950 | Synthetic battery | battery | 0 | 0 | 20 | 20 | 1 | 0
6951 | Synthetic pumped | pumped | 0 | 0 | 48 | 48 | 1 | 0
6951 | Synthetic battery | battery | 0 | 0 | 20 | 20 | 1 | 0
6952 | Synthetic pumped | pumped | 0 | 0 | 48 | 48 | 1 | 0
6952 | Synthetic battery | battery | 0 | 0 | 20 | 20 | 1 | 0
6953 | Synthetic pumped | pumped | 0 | 1.759 | 48 | 46.0455 | 0.95928 | 3.1086e-15
6953 | Synthetic battery | battery | 0 | 0 | 20 | 20 | 1 | 0
6954 | Synthetic pumped | pumped | 0 | 12 | 46.0455 | 32.7122 | 0.6815 | 3.5527e-15
6954 | Synthetic battery | battery | 0 | 8.9746 | 20 | 10.2657 | 0.51329 | 0
6955 | Synthetic pumped | pumped | 0 | 12 | 32.7122 | 19.3788 | 0.40373 | 0
6955 | Synthetic battery | battery | 0 | 9.4645 | 10.2657 | 1.7764e-15 | 8.8818e-17 | 0
6956 | Synthetic pumped | pumped | 0 | 12 | 19.3788 | 6.0455 | 0.12595 | 0
6956 | Synthetic battery | battery | 0 | 1.6377e-15 | 1.7764e-15 | 0 | 0 | 0
6957 | Synthetic pumped | pumped | 0 | 5.441 | 6.0455 | 0 | 0 | 0
6957 | Synthetic battery | battery | 0 | 0 | 0 | 0 | 0 | 0
6958 | Synthetic pumped | pumped | 0 | 0 | 0 | 0 | 0 | 0
6958 | Synthetic battery | battery | 0 | 0 | 0 | 0 | 0 | 0
6959 | Synthetic pumped | pumped | 0 | 0 | 0 | 0 | 0 | 0
6959 | Synthetic battery | battery | 0 | 0 | 0 | 0 | 0 | 0
6960 | Synthetic pumped | pumped | 0 | 0 | 0 | 0 | 0 | 0
6960 | Synthetic battery | battery | 0 | 0 | 0 | 0 | 0 | 0
6961 | Synthetic pumped | pumped | 0 | 0 | 0 | 0 | 0 | 0
6961 | Synthetic battery | battery | 0 | 0 | 0 | 0 | 0 | 0
6962 | Synthetic pumped | pumped | 0 | 0 | 0 | 0 | 0 | 0
6962 | Synthetic battery | battery | 0 | 0 | 0 | 0 | 0 | 0
6963 | Synthetic pumped | pumped | 0 | 0 | 0 | 0 | 0 | 0
6963 | Synthetic battery | battery | 0 | 0 | 0 | 0 | 0 | 0
6964 | Synthetic pumped | pumped | 0 | 0 | 0 | 0 | 0 | 0
6964 | Synthetic battery | battery | 0 | 0 | 0 | 0 | 0 | 0
6965 | Synthetic pumped | pumped | 0 | 0 | 0 | 0 | 0 | 0
6965 | Synthetic battery | battery | 0 | 0 | 0 | 0 | 0 | 0
6966 | Synthetic pumped | pumped | 0 | 0 | 0 | 0 | 0 | 0
6966 | Synthetic battery | battery | 0 | 0 | 0 | 0 | 0 | 0
6967 | Synthetic pumped | pumped | 0 | 0 | 0 | 0 | 0 | 0
6967 | Synthetic battery | battery | 0 | 0 | 0 | 0 | 0 | 0
6968 | Synthetic pumped | pumped | 0 | 0 | 0 | 0 | 0 | 0
6968 | Synthetic battery | battery | 0 | 0 | 0 | 0 | 0 | 0
6969 | Synthetic pumped | pumped | 0 | 0 | 0 | 0 | 0 | 0
6969 | Synthetic battery | battery | 0 | 0 | 0 | 0 | 0 | 0
6970 | Synthetic pumped | pumped | 12 | 0 | 0 | 10.8 | 0.225 | 0
6970 | Synthetic battery | battery | 0.72587 | 0 | 0 | 0.66922 | 0.033461 | 0
6971 | Synthetic pumped | pumped | 12 | 0 | 10.8 | 21.6 | 0.45 | 0
6971 | Synthetic battery | battery | 3.4187 | 0 | 0.66922 | 3.8211 | 0.19106 | 0
6972 | Synthetic pumped | pumped | 12 | 0 | 21.6 | 32.4 | 0.675 | 3.5527e-15
6972 | Synthetic battery | battery | 7.7365 | 0 | 3.8211 | 10.9539 | 0.54769 | 0
6973 | Synthetic pumped | pumped | 12 | 0 | 32.4 | 43.2 | 0.9 | -3.5527e-15
6973 | Synthetic battery | battery | 8.4731 | 0 | 10.9539 | 18.7657 | 0.93829 | -1.7764e-15
6974 | Synthetic pumped | pumped | 5.3333 | 0 | 43.2 | 48 | 1 | 0
6974 | Synthetic battery | battery | 1.3388 | 0 | 18.7657 | 20 | 1 | 0
6975 | Synthetic pumped | pumped | 0 | 0 | 48 | 48 | 1 | 0
6975 | Synthetic battery | battery | 0 | 0 | 20 | 20 | 1 | 0
6976 | Synthetic pumped | pumped | 0 | 0 | 48 | 48 | 1 | 0
6976 | Synthetic battery | battery | 0 | 0 | 20 | 20 | 1 | 0
6977 | Synthetic pumped | pumped | 0 | 4.3586 | 48 | 43.1571 | 0.89911 | -1.7764e-15
6977 | Synthetic battery | battery | 0 | 0 | 20 | 20 | 1 | 0
6978 | Synthetic pumped | pumped | 0 | 12 | 43.1571 | 29.8238 | 0.62133 | 0
6978 | Synthetic battery | battery | 0 | 8.5203 | 20 | 10.7584 | 0.53792 | 0
6979 | Synthetic pumped | pumped | 0 | 12 | 29.8238 | 16.4904 | 0.34355 | 0
6979 | Synthetic battery | battery | 0 | 9.9188 | 10.7584 | 0 | 0 | 0
6980 | Synthetic pumped | pumped | 0 | 12 | 16.4904 | 3.1571 | 0.065773 | 0
6980 | Synthetic battery | battery | 0 | 0 | 0 | 0 | 0 | 0
6981 | Synthetic pumped | pumped | 0 | 2.8414 | 3.1571 | 0 | 0 | 0
6981 | Synthetic battery | battery | 0 | 0 | 0 | 0 | 0 | 0
6982 | Synthetic pumped | pumped | 0 | 0 | 0 | 0 | 0 | 0
6982 | Synthetic battery | battery | 0 | 0 | 0 | 0 | 0 | 0
6983 | Synthetic pumped | pumped | 0 | 0 | 0 | 0 | 0 | 0
6983 | Synthetic battery | battery | 0 | 0 | 0 | 0 | 0 | 0
6984 | Synthetic pumped | pumped | 0 | 0 | 0 | 0 | 0 | 0
6984 | Synthetic battery | battery | 0 | 0 | 0 | 0 | 0 | 0
6985 | Synthetic pumped | pumped | 0 | 0 | 0 | 0 | 0 | 0
6985 | Synthetic battery | battery | 0 | 0 | 0 | 0 | 0 | 0
6986 | Synthetic pumped | pumped | 0 | 0 | 0 | 0 | 0 | 0
6986 | Synthetic battery | battery | 0 | 0 | 0 | 0 | 0 | 0
6987 | Synthetic pumped | pumped | 0 | 0 | 0 | 0 | 0 | 0
6987 | Synthetic battery | battery | 0 | 0 | 0 | 0 | 0 | 0
6988 | Synthetic pumped | pumped | 0 | 0 | 0 | 0 | 0 | 0
6988 | Synthetic battery | battery | 0 | 0 | 0 | 0 | 0 | 0
6989 | Synthetic pumped | pumped | 0 | 0 | 0 | 0 | 0 | 0
6989 | Synthetic battery | battery | 0 | 0 | 0 | 0 | 0 | 0
6990 | Synthetic pumped | pumped | 0 | 0 | 0 | 0 | 0 | 0
6990 | Synthetic battery | battery | 0 | 0 | 0 | 0 | 0 | 0
6991 | Synthetic pumped | pumped | 0 | 0 | 0 | 0 | 0 | 0
6991 | Synthetic battery | battery | 0 | 0 | 0 | 0 | 0 | 0
6992 | Synthetic pumped | pumped | 2.2003 | 0 | 0 | 1.9803 | 0.041256 | 0
6992 | Synthetic battery | battery | 0 | 0 | 0 | 0 | 0 | 0
6993 | Synthetic pumped | pumped | 6.2758 | 0 | 1.9803 | 7.6285 | 0.15893 | 0
6993 | Synthetic battery | battery | 0 | 0 | 0 | 0 | 0 | 0
6994 | Synthetic pumped | pumped | 12 | 0 | 7.6285 | 18.4285 | 0.38393 | 0
6994 | Synthetic battery | battery | 2.8811 | 0 | 0 | 2.6563 | 0.13281 | 0
6995 | Synthetic pumped | pumped | 12 | 0 | 18.4285 | 29.2285 | 0.60893 | 0
6995 | Synthetic battery | battery | 10 | 0 | 2.6563 | 11.8758 | 0.59379 | 0
6996 | Synthetic pumped | pumped | 12 | 0 | 29.2285 | 40.0285 | 0.83393 | 3.5527e-15
6996 | Synthetic battery | battery | 8.8119 | 0 | 11.8758 | 20 | 1 | 0
6997 | Synthetic pumped | pumped | 8.8573 | 0 | 40.0285 | 48 | 1 | 0
6997 | Synthetic battery | battery | 0 | 0 | 20 | 20 | 1 | 0
6998 | Synthetic pumped | pumped | 0 | 0 | 48 | 48 | 1 | 0
6998 | Synthetic battery | battery | 0 | 0 | 20 | 20 | 1 | 0
6999 | Synthetic pumped | pumped | 0 | 0 | 48 | 48 | 1 | 0
6999 | Synthetic battery | battery | 0 | 0 | 20 | 20 | 1 | 0
7000 | Synthetic pumped | pumped | 0 | 0 | 48 | 48 | 1 | 0
7000 | Synthetic battery | battery | 0 | 0 | 20 | 20 | 1 | 0
7001 | Synthetic pumped | pumped | 0 | 5.636 | 48 | 41.7378 | 0.86954 | -1.7764e-15
7001 | Synthetic battery | battery | 0 | 0 | 20 | 20 | 1 | 0
7002 | Synthetic pumped | pumped | 0 | 12 | 41.7378 | 28.4044 | 0.59176 | 0
7002 | Synthetic battery | battery | 0 | 9.0583 | 20 | 10.1749 | 0.50875 | 0
7003 | Synthetic pumped | pumped | 0 | 12 | 28.4044 | 15.0711 | 0.31398 | 0
7003 | Synthetic battery | battery | 0 | 9.3808 | 10.1749 | 0 | 0 | 0
7004 | Synthetic pumped | pumped | 0 | 12 | 15.0711 | 1.7378 | 0.036203 | 0
7004 | Synthetic battery | battery | 0 | 0 | 0 | 0 | 0 | 0
7005 | Synthetic pumped | pumped | 0 | 1.564 | 1.7378 | 0 | 0 | 0
7005 | Synthetic battery | battery | 0 | 0 | 0 | 0 | 0 | 0
7006 | Synthetic pumped | pumped | 0 | 0 | 0 | 0 | 0 | 0
7006 | Synthetic battery | battery | 0 | 0 | 0 | 0 | 0 | 0
7007 | Synthetic pumped | pumped | 0 | 0 | 0 | 0 | 0 | 0
7007 | Synthetic battery | battery | 0 | 0 | 0 | 0 | 0 | 0
7008 | Synthetic pumped | pumped | 0 | 0 | 0 | 0 | 0 | 0
7008 | Synthetic battery | battery | 0 | 0 | 0 | 0 | 0 | 0
7009 | Synthetic pumped | pumped | 0 | 0 | 0 | 0 | 0 | 0
7009 | Synthetic battery | battery | 0 | 0 | 0 | 0 | 0 | 0
7010 | Synthetic pumped | pumped | 0 | 0 | 0 | 0 | 0 | 0
7010 | Synthetic battery | battery | 0 | 0 | 0 | 0 | 0 | 0
7011 | Synthetic pumped | pumped | 0 | 0 | 0 | 0 | 0 | 0
7011 | Synthetic battery | battery | 0 | 0 | 0 | 0 | 0 | 0
7012 | Synthetic pumped | pumped | 0 | 0 | 0 | 0 | 0 | 0
7012 | Synthetic battery | battery | 0 | 0 | 0 | 0 | 0 | 0
7013 | Synthetic pumped | pumped | 0 | 0 | 0 | 0 | 0 | 0
7013 | Synthetic battery | battery | 0 | 0 | 0 | 0 | 0 | 0
7014 | Synthetic pumped | pumped | 0 | 0 | 0 | 0 | 0 | 0
7014 | Synthetic battery | battery | 0 | 0 | 0 | 0 | 0 | 0
7015 | Synthetic pumped | pumped | 0 | 0 | 0 | 0 | 0 | 0
7015 | Synthetic battery | battery | 0 | 0 | 0 | 0 | 0 | 0
7016 | Synthetic pumped | pumped | 0 | 0 | 0 | 0 | 0 | 0
7016 | Synthetic battery | battery | 0 | 0 | 0 | 0 | 0 | 0
7017 | Synthetic pumped | pumped | 7.0807 | 0 | 0 | 6.3726 | 0.13276 | 0
7017 | Synthetic battery | battery | 0 | 0 | 0 | 0 | 0 | 0
7018 | Synthetic pumped | pumped | 12 | 0 | 6.3726 | 17.1726 | 0.35776 | 0
7018 | Synthetic battery | battery | 4.2459 | 0 | 0 | 3.9145 | 0.19573 | 0
7019 | Synthetic pumped | pumped | 12 | 0 | 17.1726 | 27.9726 | 0.58276 | 0
7019 | Synthetic battery | battery | 6.2453 | 0 | 3.9145 | 9.6724 | 0.48362 | 0
7020 | Synthetic pumped | pumped | 12 | 0 | 27.9726 | 38.7726 | 0.80776 | 0
7020 | Synthetic battery | battery | 8.0185 | 0 | 9.6724 | 17.0651 | 0.85326 | 8.8818e-16
7021 | Synthetic pumped | pumped | 10.2527 | 0 | 38.7726 | 48 | 1 | 0
7021 | Synthetic battery | battery | 3.1833 | 0 | 17.0651 | 20 | 1 | 0
7022 | Synthetic pumped | pumped | 0 | 0 | 48 | 48 | 1 | 0
7022 | Synthetic battery | battery | 0 | 0 | 20 | 20 | 1 | 0
7023 | Synthetic pumped | pumped | 0 | 0 | 48 | 48 | 1 | 0
7023 | Synthetic battery | battery | 0 | 0 | 20 | 20 | 1 | 0
7024 | Synthetic pumped | pumped | 0 | 0 | 48 | 48 | 1 | 0
7024 | Synthetic battery | battery | 0 | 0 | 20 | 20 | 1 | 0
7025 | Synthetic pumped | pumped | 0 | 5.5562 | 48 | 41.8265 | 0.87138 | 1.7764e-15
7025 | Synthetic battery | battery | 0 | 0 | 20 | 20 | 1 | 0
7026 | Synthetic pumped | pumped | 0 | 12 | 41.8265 | 28.4931 | 0.59361 | 0
7026 | Synthetic battery | battery | 0 | 9.535 | 20 | 9.6578 | 0.48289 | 0
7027 | Synthetic pumped | pumped | 0 | 12 | 28.4931 | 15.1598 | 0.31583 | 0
7027 | Synthetic battery | battery | 0 | 8.9041 | 9.6578 | 0 | 0 | 0
7028 | Synthetic pumped | pumped | 0 | 12 | 15.1598 | 1.8265 | 0.038051 | 0
7028 | Synthetic battery | battery | 0 | 0 | 0 | 0 | 0 | 0
7029 | Synthetic pumped | pumped | 0 | 1.6438 | 1.8265 | 0 | 0 | 0
7029 | Synthetic battery | battery | 0 | 0 | 0 | 0 | 0 | 0
7030 | Synthetic pumped | pumped | 0 | 0 | 0 | 0 | 0 | 0
7030 | Synthetic battery | battery | 0 | 0 | 0 | 0 | 0 | 0
7031 | Synthetic pumped | pumped | 0 | 0 | 0 | 0 | 0 | 0
7031 | Synthetic battery | battery | 0 | 0 | 0 | 0 | 0 | 0
7032 | Synthetic pumped | pumped | 0 | 0 | 0 | 0 | 0 | 0
7032 | Synthetic battery | battery | 0 | 0 | 0 | 0 | 0 | 0
7033 | Synthetic pumped | pumped | 0 | 0 | 0 | 0 | 0 | 0
7033 | Synthetic battery | battery | 0 | 0 | 0 | 0 | 0 | 0
7034 | Synthetic pumped | pumped | 0 | 0 | 0 | 0 | 0 | 0
7034 | Synthetic battery | battery | 0 | 0 | 0 | 0 | 0 | 0
7035 | Synthetic pumped | pumped | 0 | 0 | 0 | 0 | 0 | 0
7035 | Synthetic battery | battery | 0 | 0 | 0 | 0 | 0 | 0
7036 | Synthetic pumped | pumped | 0 | 0 | 0 | 0 | 0 | 0
7036 | Synthetic battery | battery | 0 | 0 | 0 | 0 | 0 | 0
7037 | Synthetic pumped | pumped | 0 | 0 | 0 | 0 | 0 | 0
7037 | Synthetic battery | battery | 0 | 0 | 0 | 0 | 0 | 0
7038 | Synthetic pumped | pumped | 0 | 0 | 0 | 0 | 0 | 0
7038 | Synthetic battery | battery | 0 | 0 | 0 | 0 | 0 | 0
7039 | Synthetic pumped | pumped | 0 | 0 | 0 | 0 | 0 | 0
7039 | Synthetic battery | battery | 0 | 0 | 0 | 0 | 0 | 0
7040 | Synthetic pumped | pumped | 3.3917 | 0 | 0 | 3.0525 | 0.063594 | 0
7040 | Synthetic battery | battery | 0 | 0 | 0 | 0 | 0 | 0
7041 | Synthetic pumped | pumped | 12 | 0 | 3.0525 | 13.8525 | 0.28859 | 0
7041 | Synthetic battery | battery | 1.7294 | 0 | 0 | 1.5944 | 0.07972 | 0
7042 | Synthetic pumped | pumped | 12 | 0 | 13.8525 | 24.6525 | 0.51359 | 1.7764e-15
7042 | Synthetic battery | battery | 1.9923 | 0 | 1.5944 | 3.4312 | 0.17156 | 0
7043 | Synthetic pumped | pumped | 12 | 0 | 24.6525 | 35.4525 | 0.73859 | -3.5527e-15
7043 | Synthetic battery | battery | 10 | 0 | 3.4312 | 12.6507 | 0.63254 | 0
7044 | Synthetic pumped | pumped | 12 | 0 | 35.4525 | 46.2525 | 0.96359 | -3.5527e-15
7044 | Synthetic battery | battery | 7.9714 | 0 | 12.6507 | 20 | 1 | 0
7045 | Synthetic pumped | pumped | 1.9417 | 0 | 46.2525 | 48 | 1 | 0
7045 | Synthetic battery | battery | 0 | 0 | 20 | 20 | 1 | 0
7046 | Synthetic pumped | pumped | 0 | 0 | 48 | 48 | 1 | 0
7046 | Synthetic battery | battery | 0 | 0 | 20 | 20 | 1 | 0
7047 | Synthetic pumped | pumped | 0 | 0 | 48 | 48 | 1 | 0
7047 | Synthetic battery | battery | 0 | 0 | 20 | 20 | 1 | 0
7048 | Synthetic pumped | pumped | 0 | 0 | 48 | 48 | 1 | 0
7048 | Synthetic battery | battery | 0 | 0 | 20 | 20 | 1 | 0
7049 | Synthetic pumped | pumped | 0 | 8.5178 | 48 | 38.5358 | 0.80283 | 3.5527e-15
7049 | Synthetic battery | battery | 0 | 0 | 20 | 20 | 1 | 0
7050 | Synthetic pumped | pumped | 0 | 12 | 38.5358 | 25.2024 | 0.52505 | 0
7050 | Synthetic battery | battery | 0 | 10 | 20 | 9.1535 | 0.45767 | 0
7051 | Synthetic pumped | pumped | 0 | 12 | 25.2024 | 11.8691 | 0.24727 | 0
7051 | Synthetic battery | battery | 0 | 8.4391 | 9.1535 | 0 | 0 | 0
7052 | Synthetic pumped | pumped | 0 | 10.6822 | 11.8691 | 0 | 0 | 0
7052 | Synthetic battery | battery | 0 | 0 | 0 | 0 | 0 | 0
7053 | Synthetic pumped | pumped | 0 | 0 | 0 | 0 | 0 | 0
7053 | Synthetic battery | battery | 0 | 0 | 0 | 0 | 0 | 0
7054 | Synthetic pumped | pumped | 0 | 0 | 0 | 0 | 0 | 0
7054 | Synthetic battery | battery | 0 | 0 | 0 | 0 | 0 | 0
7055 | Synthetic pumped | pumped | 0 | 0 | 0 | 0 | 0 | 0
7055 | Synthetic battery | battery | 0 | 0 | 0 | 0 | 0 | 0
7056 | Synthetic pumped | pumped | 0 | 0 | 0 | 0 | 0 | 0
7056 | Synthetic battery | battery | 0 | 0 | 0 | 0 | 0 | 0
7057 | Synthetic pumped | pumped | 0 | 0 | 0 | 0 | 0 | 0
7057 | Synthetic battery | battery | 0 | 0 | 0 | 0 | 0 | 0
7058 | Synthetic pumped | pumped | 0 | 0 | 0 | 0 | 0 | 0
7058 | Synthetic battery | battery | 0 | 0 | 0 | 0 | 0 | 0
7059 | Synthetic pumped | pumped | 0 | 0 | 0 | 0 | 0 | 0
7059 | Synthetic battery | battery | 0 | 0 | 0 | 0 | 0 | 0
7060 | Synthetic pumped | pumped | 0 | 0 | 0 | 0 | 0 | 0
7060 | Synthetic battery | battery | 0 | 0 | 0 | 0 | 0 | 0
7061 | Synthetic pumped | pumped | 0 | 0 | 0 | 0 | 0 | 0
7061 | Synthetic battery | battery | 0 | 0 | 0 | 0 | 0 | 0
7062 | Synthetic pumped | pumped | 0 | 0 | 0 | 0 | 0 | 0
7062 | Synthetic battery | battery | 0 | 0 | 0 | 0 | 0 | 0
7063 | Synthetic pumped | pumped | 0 | 0 | 0 | 0 | 0 | 0
7063 | Synthetic battery | battery | 0 | 0 | 0 | 0 | 0 | 0
7064 | Synthetic pumped | pumped | 1.5526 | 0 | 0 | 1.3974 | 0.029112 | 0
7064 | Synthetic battery | battery | 0 | 0 | 0 | 0 | 0 | 0
7065 | Synthetic pumped | pumped | 12 | 0 | 1.3974 | 12.1974 | 0.25411 | 0
7065 | Synthetic battery | battery | 4.5733 | 0 | 0 | 4.2164 | 0.21082 | 0
7066 | Synthetic pumped | pumped | 12 | 0 | 12.1974 | 22.9974 | 0.47911 | -1.7764e-15
7066 | Synthetic battery | battery | 10 | 0 | 4.2164 | 13.4359 | 0.67179 | 0
7067 | Synthetic pumped | pumped | 12 | 0 | 22.9974 | 33.7974 | 0.70411 | -3.5527e-15
7067 | Synthetic battery | battery | 7.1198 | 0 | 13.4359 | 20 | 1 | 0
7068 | Synthetic pumped | pumped | 12 | 0 | 33.7974 | 44.5974 | 0.92911 | -3.5527e-15
7068 | Synthetic battery | battery | 0 | 0 | 20 | 20 | 1 | 0
7069 | Synthetic pumped | pumped | 3.7807 | 0 | 44.5974 | 48 | 1 | 0
7069 | Synthetic battery | battery | 0 | 0 | 20 | 20 | 1 | 0
7070 | Synthetic pumped | pumped | 0 | 0 | 48 | 48 | 1 | 0
7070 | Synthetic battery | battery | 0 | 0 | 20 | 20 | 1 | 0
7071 | Synthetic pumped | pumped | 0 | 0 | 48 | 48 | 1 | 0
7071 | Synthetic battery | battery | 0 | 0 | 20 | 20 | 1 | 0
7072 | Synthetic pumped | pumped | 0 | 0 | 48 | 48 | 1 | 0
7072 | Synthetic battery | battery | 0 | 0 | 20 | 20 | 1 | 0
7073 | Synthetic pumped | pumped | 0 | 2.3426 | 48 | 45.3971 | 0.94577 | 2.2204e-15
7073 | Synthetic battery | battery | 0 | 0 | 20 | 20 | 1 | 0
7074 | Synthetic pumped | pumped | 0 | 12 | 45.3971 | 32.0638 | 0.668 | -3.5527e-15
7074 | Synthetic battery | battery | 0 | 10 | 20 | 9.1535 | 0.45767 | 0
7075 | Synthetic pumped | pumped | 0 | 12 | 32.0638 | 18.7305 | 0.39022 | 0
7075 | Synthetic battery | battery | 0 | 8.4391 | 9.1535 | 0 | 0 | 0
7076 | Synthetic pumped | pumped | 0 | 12 | 18.7305 | 5.3971 | 0.11244 | 0
7076 | Synthetic battery | battery | 0 | 0 | 0 | 0 | 0 | 0
7077 | Synthetic pumped | pumped | 0 | 4.8574 | 5.3971 | 0 | 0 | 0
7077 | Synthetic battery | battery | 0 | 0 | 0 | 0 | 0 | 0
7078 | Synthetic pumped | pumped | 0 | 0 | 0 | 0 | 0 | 0
7078 | Synthetic battery | battery | 0 | 0 | 0 | 0 | 0 | 0
7079 | Synthetic pumped | pumped | 0 | 0 | 0 | 0 | 0 | 0
7079 | Synthetic battery | battery | 0 | 0 | 0 | 0 | 0 | 0
7080 | Synthetic pumped | pumped | 0 | 0 | 0 | 0 | 0 | 0
7080 | Synthetic battery | battery | 0 | 0 | 0 | 0 | 0 | 0
7081 | Synthetic pumped | pumped | 0 | 0 | 0 | 0 | 0 | 0
7081 | Synthetic battery | battery | 0 | 0 | 0 | 0 | 0 | 0
7082 | Synthetic pumped | pumped | 0 | 0 | 0 | 0 | 0 | 0
7082 | Synthetic battery | battery | 0 | 0 | 0 | 0 | 0 | 0
7083 | Synthetic pumped | pumped | 0 | 0 | 0 | 0 | 0 | 0
7083 | Synthetic battery | battery | 0 | 0 | 0 | 0 | 0 | 0
7084 | Synthetic pumped | pumped | 0 | 0 | 0 | 0 | 0 | 0
7084 | Synthetic battery | battery | 0 | 0 | 0 | 0 | 0 | 0
7085 | Synthetic pumped | pumped | 0 | 0 | 0 | 0 | 0 | 0
7085 | Synthetic battery | battery | 0 | 0 | 0 | 0 | 0 | 0
7086 | Synthetic pumped | pumped | 0 | 0 | 0 | 0 | 0 | 0
7086 | Synthetic battery | battery | 0 | 0 | 0 | 0 | 0 | 0
7087 | Synthetic pumped | pumped | 0 | 0 | 0 | 0 | 0 | 0
7087 | Synthetic battery | battery | 0 | 0 | 0 | 0 | 0 | 0
7088 | Synthetic pumped | pumped | 2.1917 | 0 | 0 | 1.9725 | 0.041094 | 0
7088 | Synthetic battery | battery | 0 | 0 | 0 | 0 | 0 | 0
7089 | Synthetic pumped | pumped | 9.7189 | 0 | 1.9725 | 10.7196 | 0.22332 | 0
7089 | Synthetic battery | battery | 0 | 0 | 0 | 0 | 0 | 0
7090 | Synthetic pumped | pumped | 11.9877 | 0 | 10.7196 | 21.5085 | 0.44809 | 1.7764e-15
7090 | Synthetic battery | battery | 0 | 0 | 0 | 0 | 0 | 0
7091 | Synthetic pumped | pumped | 12 | 0 | 21.5085 | 32.3085 | 0.67309 | -3.5527e-15
7091 | Synthetic battery | battery | 10 | 0 | 0 | 9.2195 | 0.46098 | 0
7092 | Synthetic pumped | pumped | 12 | 0 | 32.3085 | 43.1085 | 0.89809 | -3.5527e-15
7092 | Synthetic battery | battery | 10 | 0 | 9.2195 | 18.4391 | 0.92195 | 0
7093 | Synthetic pumped | pumped | 5.435 | 0 | 43.1085 | 48 | 1 | 0
7093 | Synthetic battery | battery | 1.693 | 0 | 18.4391 | 20 | 1 | 0
7094 | Synthetic pumped | pumped | 0 | 0 | 48 | 48 | 1 | 0
7094 | Synthetic battery | battery | 0 | 0 | 20 | 20 | 1 | 0
7095 | Synthetic pumped | pumped | 0 | 0 | 48 | 48 | 1 | 0
7095 | Synthetic battery | battery | 0 | 0 | 20 | 20 | 1 | 0
7096 | Synthetic pumped | pumped | 0 | 0 | 48 | 48 | 1 | 0
7096 | Synthetic battery | battery | 0 | 0 | 20 | 20 | 1 | 0
7097 | Synthetic pumped | pumped | 0 | 2.1023 | 48 | 45.6641 | 0.95134 | 8.8818e-16
7097 | Synthetic battery | battery | 0 | 0 | 20 | 20 | 1 | 0
7098 | Synthetic pumped | pumped | 0 | 12 | 45.6641 | 32.3308 | 0.67356 | -3.5527e-15
7098 | Synthetic battery | battery | 0 | 2.5259 | 20 | 17.2603 | 0.86301 | 1.7764e-15
7099 | Synthetic pumped | pumped | 0 | 12 | 32.3308 | 18.9975 | 0.39578 | 0
7099 | Synthetic battery | battery | 0 | 6.9215 | 17.2603 | 9.7529 | 0.48764 | 0
7100 | Synthetic pumped | pumped | 0 | 12 | 18.9975 | 5.6641 | 0.118 | 0
7100 | Synthetic battery | battery | 0 | 8.9917 | 9.7529 | 1.7764e-15 | 8.8818e-17 | 0
7101 | Synthetic pumped | pumped | 0 | 5.0977 | 5.6641 | 0 | 0 | 0
7101 | Synthetic battery | battery | 0 | 1.6377e-15 | 1.7764e-15 | 0 | 0 | 0
7102 | Synthetic pumped | pumped | 0 | 0 | 0 | 0 | 0 | 0
7102 | Synthetic battery | battery | 0 | 0 | 0 | 0 | 0 | 0
7103 | Synthetic pumped | pumped | 0 | 0 | 0 | 0 | 0 | 0
7103 | Synthetic battery | battery | 0 | 0 | 0 | 0 | 0 | 0
7104 | Synthetic pumped | pumped | 0 | 0 | 0 | 0 | 0 | 0
7104 | Synthetic battery | battery | 0 | 0 | 0 | 0 | 0 | 0
7105 | Synthetic pumped | pumped | 0 | 0 | 0 | 0 | 0 | 0
7105 | Synthetic battery | battery | 0 | 0 | 0 | 0 | 0 | 0
7106 | Synthetic pumped | pumped | 0 | 0 | 0 | 0 | 0 | 0
7106 | Synthetic battery | battery | 0 | 0 | 0 | 0 | 0 | 0
7107 | Synthetic pumped | pumped | 0 | 0 | 0 | 0 | 0 | 0
7107 | Synthetic battery | battery | 0 | 0 | 0 | 0 | 0 | 0
7108 | Synthetic pumped | pumped | 0 | 0 | 0 | 0 | 0 | 0
7108 | Synthetic battery | battery | 0 | 0 | 0 | 0 | 0 | 0
7109 | Synthetic pumped | pumped | 0 | 0 | 0 | 0 | 0 | 0
7109 | Synthetic battery | battery | 0 | 0 | 0 | 0 | 0 | 0
7110 | Synthetic pumped | pumped | 0 | 0 | 0 | 0 | 0 | 0
7110 | Synthetic battery | battery | 0 | 0 | 0 | 0 | 0 | 0
7111 | Synthetic pumped | pumped | 0 | 0 | 0 | 0 | 0 | 0
7111 | Synthetic battery | battery | 0 | 0 | 0 | 0 | 0 | 0
7112 | Synthetic pumped | pumped | 0 | 0 | 0 | 0 | 0 | 0
7112 | Synthetic battery | battery | 0 | 0 | 0 | 0 | 0 | 0
7113 | Synthetic pumped | pumped | 8.3358 | 0 | 0 | 7.5022 | 0.1563 | 0
7113 | Synthetic battery | battery | 0 | 0 | 0 | 0 | 0 | 0
7114 | Synthetic pumped | pumped | 12 | 0 | 7.5022 | 18.3022 | 0.3813 | 0
7114 | Synthetic battery | battery | 0.024947 | 0 | 0 | 0.023 | 0.00115 | 0
7115 | Synthetic pumped | pumped | 12 | 0 | 18.3022 | 29.1022 | 0.6063 | 0
7115 | Synthetic battery | battery | 8.34 | 0 | 0.023 | 7.7121 | 0.3856 | 0
7116 | Synthetic pumped | pumped | 12 | 0 | 29.1022 | 39.9022 | 0.8313 | 0
7116 | Synthetic battery | battery | 10 | 0 | 7.7121 | 16.9316 | 0.84658 | 0
7117 | Synthetic pumped | pumped | 8.9975 | 0 | 39.9022 | 48 | 1 | 0
7117 | Synthetic battery | battery | 3.3281 | 0 | 16.9316 | 20 | 1 | 0
7118 | Synthetic pumped | pumped | 0 | 0 | 48 | 48 | 1 | 0
7118 | Synthetic battery | battery | 0 | 0 | 20 | 20 | 1 | 0
7119 | Synthetic pumped | pumped | 0 | 0 | 48 | 48 | 1 | 0
7119 | Synthetic battery | battery | 0 | 0 | 20 | 20 | 1 | 0
7120 | Synthetic pumped | pumped | 0 | 0 | 48 | 48 | 1 | 0
7120 | Synthetic battery | battery | 0 | 0 | 20 | 20 | 1 | 0
7121 | Synthetic pumped | pumped | 0 | 9.4755 | 48 | 37.4717 | 0.78066 | -1.7764e-15
7121 | Synthetic battery | battery | 0 | 0 | 20 | 20 | 1 | 0
7122 | Synthetic pumped | pumped | 0 | 12 | 37.4717 | 24.1384 | 0.50288 | 0
7122 | Synthetic battery | battery | 0 | 10 | 20 | 9.1535 | 0.45767 | 0
7123 | Synthetic pumped | pumped | 0 | 12 | 24.1384 | 10.805 | 0.22511 | 0
7123 | Synthetic battery | battery | 0 | 8.4391 | 9.1535 | 0 | 0 | 0
7124 | Synthetic pumped | pumped | 0 | 9.7245 | 10.805 | 0 | 0 | 0
7124 | Synthetic battery | battery | 0 | 0 | 0 | 0 | 0 | 0
7125 | Synthetic pumped | pumped | 0 | 0 | 0 | 0 | 0 | 0
7125 | Synthetic battery | battery | 0 | 0 | 0 | 0 | 0 | 0
7126 | Synthetic pumped | pumped | 0 | 0 | 0 | 0 | 0 | 0
7126 | Synthetic battery | battery | 0 | 0 | 0 | 0 | 0 | 0
7127 | Synthetic pumped | pumped | 0 | 0 | 0 | 0 | 0 | 0
7127 | Synthetic battery | battery | 0 | 0 | 0 | 0 | 0 | 0
7128 | Synthetic pumped | pumped | 0 | 0 | 0 | 0 | 0 | 0
7128 | Synthetic battery | battery | 0 | 0 | 0 | 0 | 0 | 0
7129 | Synthetic pumped | pumped | 0 | 0 | 0 | 0 | 0 | 0
7129 | Synthetic battery | battery | 0 | 0 | 0 | 0 | 0 | 0
7130 | Synthetic pumped | pumped | 0 | 0 | 0 | 0 | 0 | 0
7130 | Synthetic battery | battery | 0 | 0 | 0 | 0 | 0 | 0
7131 | Synthetic pumped | pumped | 0 | 0 | 0 | 0 | 0 | 0
7131 | Synthetic battery | battery | 0 | 0 | 0 | 0 | 0 | 0
7132 | Synthetic pumped | pumped | 0 | 0 | 0 | 0 | 0 | 0
7132 | Synthetic battery | battery | 0 | 0 | 0 | 0 | 0 | 0
7133 | Synthetic pumped | pumped | 0 | 0 | 0 | 0 | 0 | 0
7133 | Synthetic battery | battery | 0 | 0 | 0 | 0 | 0 | 0
7134 | Synthetic pumped | pumped | 0 | 0 | 0 | 0 | 0 | 0
7134 | Synthetic battery | battery | 0 | 0 | 0 | 0 | 0 | 0
7135 | Synthetic pumped | pumped | 0 | 0 | 0 | 0 | 0 | 0
7135 | Synthetic battery | battery | 0 | 0 | 0 | 0 | 0 | 0
7136 | Synthetic pumped | pumped | 6.2874 | 0 | 0 | 5.6586 | 0.11789 | 0
7136 | Synthetic battery | battery | 0 | 0 | 0 | 0 | 0 | 0
7137 | Synthetic pumped | pumped | 12 | 0 | 5.6586 | 16.4586 | 0.34289 | 0
7137 | Synthetic battery | battery | 1.9786 | 0 | 0 | 1.8242 | 0.091209 | 0
7138 | Synthetic pumped | pumped | 12 | 0 | 16.4586 | 27.2586 | 0.56789 | 0
7138 | Synthetic battery | battery | 10 | 0 | 1.8242 | 11.0437 | 0.55219 | 0
7139 | Synthetic pumped | pumped | 12 | 0 | 27.2586 | 38.0586 | 0.79289 | 0
7139 | Synthetic battery | battery | 9.7145 | 0 | 11.0437 | 20 | 1 | 0
7140 | Synthetic pumped | pumped | 11.046 | 0 | 38.0586 | 48 | 1 | 0
7140 | Synthetic battery | battery | 0 | 0 | 20 | 20 | 1 | 0
7141 | Synthetic pumped | pumped | 0 | 0 | 48 | 48 | 1 | 0
7141 | Synthetic battery | battery | 0 | 0 | 20 | 20 | 1 | 0
7142 | Synthetic pumped | pumped | 0 | 0 | 48 | 48 | 1 | 0
7142 | Synthetic battery | battery | 0 | 0 | 20 | 20 | 1 | 0
7143 | Synthetic pumped | pumped | 0 | 0 | 48 | 48 | 1 | 0
7143 | Synthetic battery | battery | 0 | 0 | 20 | 20 | 1 | 0
7144 | Synthetic pumped | pumped | 0 | 0 | 48 | 48 | 1 | 0
7144 | Synthetic battery | battery | 0 | 0 | 20 | 20 | 1 | 0
7145 | Synthetic pumped | pumped | 0 | 4.4634 | 48 | 43.0406 | 0.89668 | -8.8818e-16
7145 | Synthetic battery | battery | 0 | 0 | 20 | 20 | 1 | 0
7146 | Synthetic pumped | pumped | 0 | 12 | 43.0406 | 29.7073 | 0.6189 | 0
7146 | Synthetic battery | battery | 0 | 9.3354 | 20 | 9.8743 | 0.49372 | 0
7147 | Synthetic pumped | pumped | 0 | 12 | 29.7073 | 16.374 | 0.34112 | 0
7147 | Synthetic battery | battery | 0 | 9.1037 | 9.8743 | 0 | 0 | 0
7148 | Synthetic pumped | pumped | 0 | 12 | 16.374 | 3.0406 | 0.063347 | 0
7148 | Synthetic battery | battery | 0 | 0 | 0 | 0 | 0 | 0
7149 | Synthetic pumped | pumped | 0 | 2.7366 | 3.0406 | 0 | 0 | 0
7149 | Synthetic battery | battery | 0 | 0 | 0 | 0 | 0 | 0
7150 | Synthetic pumped | pumped | 0 | 0 | 0 | 0 | 0 | 0
7150 | Synthetic battery | battery | 0 | 0 | 0 | 0 | 0 | 0
7151 | Synthetic pumped | pumped | 0 | 0 | 0 | 0 | 0 | 0
7151 | Synthetic battery | battery | 0 | 0 | 0 | 0 | 0 | 0
7152 | Synthetic pumped | pumped | 0 | 0 | 0 | 0 | 0 | 0
7152 | Synthetic battery | battery | 0 | 0 | 0 | 0 | 0 | 0
7153 | Synthetic pumped | pumped | 0 | 0 | 0 | 0 | 0 | 0
7153 | Synthetic battery | battery | 0 | 0 | 0 | 0 | 0 | 0
7154 | Synthetic pumped | pumped | 0 | 0 | 0 | 0 | 0 | 0
7154 | Synthetic battery | battery | 0 | 0 | 0 | 0 | 0 | 0
7155 | Synthetic pumped | pumped | 0 | 0 | 0 | 0 | 0 | 0
7155 | Synthetic battery | battery | 0 | 0 | 0 | 0 | 0 | 0
7156 | Synthetic pumped | pumped | 0 | 0 | 0 | 0 | 0 | 0
7156 | Synthetic battery | battery | 0 | 0 | 0 | 0 | 0 | 0
7157 | Synthetic pumped | pumped | 0 | 0 | 0 | 0 | 0 | 0
7157 | Synthetic battery | battery | 0 | 0 | 0 | 0 | 0 | 0
7158 | Synthetic pumped | pumped | 0 | 0 | 0 | 0 | 0 | 0
7158 | Synthetic battery | battery | 0 | 0 | 0 | 0 | 0 | 0
7159 | Synthetic pumped | pumped | 0 | 0 | 0 | 0 | 0 | 0
7159 | Synthetic battery | battery | 0 | 0 | 0 | 0 | 0 | 0
7160 | Synthetic pumped | pumped | 1.7147 | 0 | 0 | 1.5432 | 0.032151 | 0
7160 | Synthetic battery | battery | 0 | 0 | 0 | 0 | 0 | 0
7161 | Synthetic pumped | pumped | 12 | 0 | 1.5432 | 12.3432 | 0.25715 | 0
7161 | Synthetic battery | battery | 0.86204 | 0 | 0 | 0.79476 | 0.039738 | 0
7162 | Synthetic pumped | pumped | 12 | 0 | 12.3432 | 23.1432 | 0.48215 | -1.7764e-15
7162 | Synthetic battery | battery | 3.8483 | 0 | 0.79476 | 4.3427 | 0.21713 | 4.4409e-16
7163 | Synthetic pumped | pumped | 12 | 0 | 23.1432 | 33.9432 | 0.70715 | 3.5527e-15
7163 | Synthetic battery | battery | 10 | 0 | 4.3427 | 13.5622 | 0.67811 | 0
7164 | Synthetic pumped | pumped | 12 | 0 | 33.9432 | 44.7432 | 0.93215 | -3.5527e-15
7164 | Synthetic battery | battery | 6.9827 | 0 | 13.5622 | 20 | 1 | 0
7165 | Synthetic pumped | pumped | 3.6186 | 0 | 44.7432 | 48 | 1 | 0
7165 | Synthetic battery | battery | 0 | 0 | 20 | 20 | 1 | 0
7166 | Synthetic pumped | pumped | 0 | 0 | 48 | 48 | 1 | 0
7166 | Synthetic battery | battery | 0 | 0 | 20 | 20 | 1 | 0
7167 | Synthetic pumped | pumped | 0 | 0 | 48 | 48 | 1 | 0
7167 | Synthetic battery | battery | 0 | 0 | 20 | 20 | 1 | 0
7168 | Synthetic pumped | pumped | 0 | 0 | 48 | 48 | 1 | 0
7168 | Synthetic battery | battery | 0 | 0 | 20 | 20 | 1 | 0
7169 | Synthetic pumped | pumped | 0 | 5.2295 | 48 | 42.1895 | 0.87895 | 2.6645e-15
7169 | Synthetic battery | battery | 0 | 0 | 20 | 20 | 1 | 0
7170 | Synthetic pumped | pumped | 0 | 12 | 42.1895 | 28.8561 | 0.60117 | 0
7170 | Synthetic battery | battery | 0 | 10 | 20 | 9.1535 | 0.45767 | 0
7171 | Synthetic pumped | pumped | 0 | 12 | 28.8561 | 15.5228 | 0.32339 | 0
7171 | Synthetic battery | battery | 0 | 8.4391 | 9.1535 | 0 | 0 | 0
7172 | Synthetic pumped | pumped | 0 | 12 | 15.5228 | 2.1895 | 0.045614 | 0
7172 | Synthetic battery | battery | 0 | 0 | 0 | 0 | 0 | 0
7173 | Synthetic pumped | pumped | 0 | 1.9705 | 2.1895 | 0 | 0 | 0
7173 | Synthetic battery | battery | 0 | 0 | 0 | 0 | 0 | 0
7174 | Synthetic pumped | pumped | 0 | 0 | 0 | 0 | 0 | 0
7174 | Synthetic battery | battery | 0 | 0 | 0 | 0 | 0 | 0
7175 | Synthetic pumped | pumped | 0 | 0 | 0 | 0 | 0 | 0
7175 | Synthetic battery | battery | 0 | 0 | 0 | 0 | 0 | 0
7176 | Synthetic pumped | pumped | 0 | 0 | 0 | 0 | 0 | 0
7176 | Synthetic battery | battery | 0 | 0 | 0 | 0 | 0 | 0
7177 | Synthetic pumped | pumped | 0 | 0 | 0 | 0 | 0 | 0
7177 | Synthetic battery | battery | 0 | 0 | 0 | 0 | 0 | 0
7178 | Synthetic pumped | pumped | 0 | 0 | 0 | 0 | 0 | 0
7178 | Synthetic battery | battery | 0 | 0 | 0 | 0 | 0 | 0
7179 | Synthetic pumped | pumped | 0 | 0 | 0 | 0 | 0 | 0
7179 | Synthetic battery | battery | 0 | 0 | 0 | 0 | 0 | 0
7180 | Synthetic pumped | pumped | 0 | 0 | 0 | 0 | 0 | 0
7180 | Synthetic battery | battery | 0 | 0 | 0 | 0 | 0 | 0
7181 | Synthetic pumped | pumped | 0 | 0 | 0 | 0 | 0 | 0
7181 | Synthetic battery | battery | 0 | 0 | 0 | 0 | 0 | 0
7182 | Synthetic pumped | pumped | 0 | 0 | 0 | 0 | 0 | 0
7182 | Synthetic battery | battery | 0 | 0 | 0 | 0 | 0 | 0
7183 | Synthetic pumped | pumped | 0 | 0 | 0 | 0 | 0 | 0
7183 | Synthetic battery | battery | 0 | 0 | 0 | 0 | 0 | 0
7184 | Synthetic pumped | pumped | 5.5208 | 0 | 0 | 4.9687 | 0.10351 | 0
7184 | Synthetic battery | battery | 0 | 0 | 0 | 0 | 0 | 0
7185 | Synthetic pumped | pumped | 12 | 0 | 4.9687 | 15.7687 | 0.32851 | 0
7185 | Synthetic battery | battery | 3.3957 | 0 | 0 | 3.1307 | 0.15653 | 0
7186 | Synthetic pumped | pumped | 12 | 0 | 15.7687 | 26.5687 | 0.55351 | 0
7186 | Synthetic battery | battery | 9.0155 | 0 | 3.1307 | 11.4426 | 0.57213 | 1.7764e-15
7187 | Synthetic pumped | pumped | 12 | 0 | 26.5687 | 37.3687 | 0.77851 | 0
7187 | Synthetic battery | battery | 9.2818 | 0 | 11.4426 | 20 | 1 | 0
7188 | Synthetic pumped | pumped | 11.8126 | 0 | 37.3687 | 48 | 1 | 0
7188 | Synthetic battery | battery | 0 | 0 | 20 | 20 | 1 | 0
7189 | Synthetic pumped | pumped | 0 | 0 | 48 | 48 | 1 | 0
7189 | Synthetic battery | battery | 0 | 0 | 20 | 20 | 1 | 0
7190 | Synthetic pumped | pumped | 0 | 0 | 48 | 48 | 1 | 0
7190 | Synthetic battery | battery | 0 | 0 | 20 | 20 | 1 | 0
7191 | Synthetic pumped | pumped | 0 | 0 | 48 | 48 | 1 | 0
7191 | Synthetic battery | battery | 0 | 0 | 20 | 20 | 1 | 0
7192 | Synthetic pumped | pumped | 0 | 0 | 48 | 48 | 1 | 0
7192 | Synthetic battery | battery | 0 | 0 | 20 | 20 | 1 | 0
7193 | Synthetic pumped | pumped | 0 | 3.2356 | 48 | 44.4049 | 0.9251 | 1.3323e-15
7193 | Synthetic battery | battery | 0 | 0 | 20 | 20 | 1 | 0
7194 | Synthetic pumped | pumped | 0 | 12 | 44.4049 | 31.0716 | 0.64732 | 0
7194 | Synthetic battery | battery | 0 | 6.0367 | 20 | 13.4523 | 0.67261 | 8.8818e-16
7195 | Synthetic pumped | pumped | 0 | 12 | 31.0716 | 17.7382 | 0.36955 | 0
7195 | Synthetic battery | battery | 0 | 10 | 13.4523 | 2.6057 | 0.13029 | 0
7196 | Synthetic pumped | pumped | 0 | 12 | 17.7382 | 4.4049 | 0.091768 | 0
7196 | Synthetic battery | battery | 0 | 2.4024 | 2.6057 | 0 | 0 | 0
7197 | Synthetic pumped | pumped | 0 | 3.9644 | 4.4049 | 0 | 0 | 0
7197 | Synthetic battery | battery | 0 | 0 | 0 | 0 | 0 | 0
7198 | Synthetic pumped | pumped | 0 | 0 | 0 | 0 | 0 | 0
7198 | Synthetic battery | battery | 0 | 0 | 0 | 0 | 0 | 0
7199 | Synthetic pumped | pumped | 0 | 0 | 0 | 0 | 0 | 0
7199 | Synthetic battery | battery | 0 | 0 | 0 | 0 | 0 | 0
7200 | Synthetic pumped | pumped | 0 | 0 | 0 | 0 | 0 | 0
7200 | Synthetic battery | battery | 0 | 0 | 0 | 0 | 0 | 0
7201 | Synthetic pumped | pumped | 0 | 0 | 0 | 0 | 0 | 0
7201 | Synthetic battery | battery | 0 | 0 | 0 | 0 | 0 | 0
7202 | Synthetic pumped | pumped | 0 | 0 | 0 | 0 | 0 | 0
7202 | Synthetic battery | battery | 0 | 0 | 0 | 0 | 0 | 0
7203 | Synthetic pumped | pumped | 0 | 0 | 0 | 0 | 0 | 0
7203 | Synthetic battery | battery | 0 | 0 | 0 | 0 | 0 | 0
7204 | Synthetic pumped | pumped | 0 | 0 | 0 | 0 | 0 | 0
7204 | Synthetic battery | battery | 0 | 0 | 0 | 0 | 0 | 0
7205 | Synthetic pumped | pumped | 0 | 0 | 0 | 0 | 0 | 0
7205 | Synthetic battery | battery | 0 | 0 | 0 | 0 | 0 | 0
7206 | Synthetic pumped | pumped | 0 | 0 | 0 | 0 | 0 | 0
7206 | Synthetic battery | battery | 0 | 0 | 0 | 0 | 0 | 0
7207 | Synthetic pumped | pumped | 0 | 0 | 0 | 0 | 0 | 0
7207 | Synthetic battery | battery | 0 | 0 | 0 | 0 | 0 | 0
7208 | Synthetic pumped | pumped | 6.7531 | 0 | 0 | 6.0778 | 0.12662 | 0
7208 | Synthetic battery | battery | 0 | 0 | 0 | 0 | 0 | 0
7209 | Synthetic pumped | pumped | 12 | 0 | 6.0778 | 16.8778 | 0.35162 | 0
7209 | Synthetic battery | battery | 0.22631 | 0 | 0 | 0.20865 | 0.010432 | 0
7210 | Synthetic pumped | pumped | 12 | 0 | 16.8778 | 27.6778 | 0.57662 | 0
7210 | Synthetic battery | battery | 7.2651 | 0 | 0.20865 | 6.9067 | 0.34534 | 0
7211 | Synthetic pumped | pumped | 12 | 0 | 27.6778 | 38.4778 | 0.80162 | 3.5527e-15
7211 | Synthetic battery | battery | 10 | 0 | 6.9067 | 16.1263 | 0.80631 | 0
7212 | Synthetic pumped | pumped | 10.5802 | 0 | 38.4778 | 48 | 1 | 0
7212 | Synthetic battery | battery | 4.2017 | 0 | 16.1263 | 20 | 1 | 0
7213 | Synthetic pumped | pumped | 0 | 0 | 48 | 48 | 1 | 0
7213 | Synthetic battery | battery | 0 | 0 | 20 | 20 | 1 | 0
7214 | Synthetic pumped | pumped | 0 | 0 | 48 | 48 | 1 | 0
7214 | Synthetic battery | battery | 0 | 0 | 20 | 20 | 1 | 0
7215 | Synthetic pumped | pumped | 0 | 0 | 48 | 48 | 1 | 0
7215 | Synthetic battery | battery | 0 | 0 | 20 | 20 | 1 | 0
7216 | Synthetic pumped | pumped | 0 | 0 | 48 | 48 | 1 | 0
7216 | Synthetic battery | battery | 0 | 0 | 20 | 20 | 1 | 0
7217 | Synthetic pumped | pumped | 0 | 0.88379 | 48 | 47.018 | 0.97954 | -1.5543e-15
7217 | Synthetic battery | battery | 0 | 0 | 20 | 20 | 1 | 0
7218 | Synthetic pumped | pumped | 0 | 12 | 47.018 | 33.6847 | 0.70176 | 3.5527e-15
7218 | Synthetic battery | battery | 0 | 4.6641 | 20 | 14.9411 | 0.74706 | 0
7219 | Synthetic pumped | pumped | 0 | 12 | 33.6847 | 20.3513 | 0.42399 | 0
7219 | Synthetic battery | battery | 0 | 6.4608 | 14.9411 | 7.9334 | 0.39667 | 0
7220 | Synthetic pumped | pumped | 0 | 12 | 20.3513 | 7.018 | 0.14621 | 0
7220 | Synthetic battery | battery | 0 | 7.3142 | 7.9334 | 0 | 0 | 0
7221 | Synthetic pumped | pumped | 0 | 6.3162 | 7.018 | 0 | 0 | 0
7221 | Synthetic battery | battery | 0 | 0 | 0 | 0 | 0 | 0
7222 | Synthetic pumped | pumped | 0 | 0 | 0 | 0 | 0 | 0
7222 | Synthetic battery | battery | 0 | 0 | 0 | 0 | 0 | 0
7223 | Synthetic pumped | pumped | 0 | 0 | 0 | 0 | 0 | 0
7223 | Synthetic battery | battery | 0 | 0 | 0 | 0 | 0 | 0
7224 | Synthetic pumped | pumped | 0 | 0 | 0 | 0 | 0 | 0
7224 | Synthetic battery | battery | 0 | 0 | 0 | 0 | 0 | 0
7225 | Synthetic pumped | pumped | 0 | 0 | 0 | 0 | 0 | 0
7225 | Synthetic battery | battery | 0 | 0 | 0 | 0 | 0 | 0
7226 | Synthetic pumped | pumped | 0 | 0 | 0 | 0 | 0 | 0
7226 | Synthetic battery | battery | 0 | 0 | 0 | 0 | 0 | 0
7227 | Synthetic pumped | pumped | 0 | 0 | 0 | 0 | 0 | 0
7227 | Synthetic battery | battery | 0 | 0 | 0 | 0 | 0 | 0
7228 | Synthetic pumped | pumped | 0 | 0 | 0 | 0 | 0 | 0
7228 | Synthetic battery | battery | 0 | 0 | 0 | 0 | 0 | 0
7229 | Synthetic pumped | pumped | 0 | 0 | 0 | 0 | 0 | 0
7229 | Synthetic battery | battery | 0 | 0 | 0 | 0 | 0 | 0
7230 | Synthetic pumped | pumped | 0 | 0 | 0 | 0 | 0 | 0
7230 | Synthetic battery | battery | 0 | 0 | 0 | 0 | 0 | 0
7231 | Synthetic pumped | pumped | 0 | 0 | 0 | 0 | 0 | 0
7231 | Synthetic battery | battery | 0 | 0 | 0 | 0 | 0 | 0
7232 | Synthetic pumped | pumped | 0 | 0 | 0 | 0 | 0 | 0
7232 | Synthetic battery | battery | 0 | 0 | 0 | 0 | 0 | 0
7233 | Synthetic pumped | pumped | 5.0413 | 0 | 0 | 4.5372 | 0.094524 | 0
7233 | Synthetic battery | battery | 0 | 0 | 0 | 0 | 0 | 0
7234 | Synthetic pumped | pumped | 12 | 0 | 4.5372 | 15.3372 | 0.31952 | 0
7234 | Synthetic battery | battery | 9.8713 | 0 | 0 | 9.1009 | 0.45504 | 0
7235 | Synthetic pumped | pumped | 12 | 0 | 15.3372 | 26.1372 | 0.54452 | 0
7235 | Synthetic battery | battery | 8.955 | 0 | 9.1009 | 17.3569 | 0.86785 | 1.7764e-15
7236 | Synthetic pumped | pumped | 12 | 0 | 26.1372 | 36.9372 | 0.76952 | 0
7236 | Synthetic battery | battery | 2.8668 | 0 | 17.3569 | 20 | 1 | 0
7237 | Synthetic pumped | pumped | 12 | 0 | 36.9372 | 47.7372 | 0.99452 | 3.5527e-15
7237 | Synthetic battery | battery | 0 | 0 | 20 | 20 | 1 | 0
7238 | Synthetic pumped | pumped | 0.29203 | 0 | 47.7372 | 48 | 1 | 0
7238 | Synthetic battery | battery | 0 | 0 | 20 | 20 | 1 | 0
7239 | Synthetic pumped | pumped | 0 | 0 | 48 | 48 | 1 | 0
7239 | Synthetic battery | battery | 0 | 0 | 20 | 20 | 1 | 0
7240 | Synthetic pumped | pumped | 0 | 0 | 48 | 48 | 1 | 0
7240 | Synthetic battery | battery | 0 | 0 | 20 | 20 | 1 | 0
7241 | Synthetic pumped | pumped | 0 | 6.1349 | 48 | 41.1835 | 0.85799 | -3.5527e-15
7241 | Synthetic battery | battery | 0 | 0 | 20 | 20 | 1 | 0
7242 | Synthetic pumped | pumped | 0 | 12 | 41.1835 | 27.8501 | 0.58021 | 0
7242 | Synthetic battery | battery | 0 | 10 | 20 | 9.1535 | 0.45767 | 0
7243 | Synthetic pumped | pumped | 0 | 12 | 27.8501 | 14.5168 | 0.30243 | 0
7243 | Synthetic battery | battery | 0 | 8.4391 | 9.1535 | 0 | 0 | 0
7244 | Synthetic pumped | pumped | 0 | 12 | 14.5168 | 1.1835 | 0.024656 | 0
7244 | Synthetic battery | battery | 0 | 0 | 0 | 0 | 0 | 0
7245 | Synthetic pumped | pumped | 0 | 1.0651 | 1.1835 | 0 | 0 | 0
7245 | Synthetic battery | battery | 0 | 0 | 0 | 0 | 0 | 0
7246 | Synthetic pumped | pumped | 0 | 0 | 0 | 0 | 0 | 0
7246 | Synthetic battery | battery | 0 | 0 | 0 | 0 | 0 | 0
7247 | Synthetic pumped | pumped | 0 | 0 | 0 | 0 | 0 | 0
7247 | Synthetic battery | battery | 0 | 0 | 0 | 0 | 0 | 0
7248 | Synthetic pumped | pumped | 0 | 0 | 0 | 0 | 0 | 0
7248 | Synthetic battery | battery | 0 | 0 | 0 | 0 | 0 | 0
7249 | Synthetic pumped | pumped | 0 | 0 | 0 | 0 | 0 | 0
7249 | Synthetic battery | battery | 0 | 0 | 0 | 0 | 0 | 0
7250 | Synthetic pumped | pumped | 0 | 0 | 0 | 0 | 0 | 0
7250 | Synthetic battery | battery | 0 | 0 | 0 | 0 | 0 | 0
7251 | Synthetic pumped | pumped | 0 | 0 | 0 | 0 | 0 | 0
7251 | Synthetic battery | battery | 0 | 0 | 0 | 0 | 0 | 0
7252 | Synthetic pumped | pumped | 0 | 0 | 0 | 0 | 0 | 0
7252 | Synthetic battery | battery | 0 | 0 | 0 | 0 | 0 | 0
7253 | Synthetic pumped | pumped | 0 | 0 | 0 | 0 | 0 | 0
7253 | Synthetic battery | battery | 0 | 0 | 0 | 0 | 0 | 0
7254 | Synthetic pumped | pumped | 0 | 0 | 0 | 0 | 0 | 0
7254 | Synthetic battery | battery | 0 | 0 | 0 | 0 | 0 | 0
7255 | Synthetic pumped | pumped | 0 | 0 | 0 | 0 | 0 | 0
7255 | Synthetic battery | battery | 0 | 0 | 0 | 0 | 0 | 0
7256 | Synthetic pumped | pumped | 0 | 0 | 0 | 0 | 0 | 0
7256 | Synthetic battery | battery | 0 | 0 | 0 | 0 | 0 | 0
7257 | Synthetic pumped | pumped | 9.3821 | 0 | 0 | 8.4439 | 0.17592 | 0
7257 | Synthetic battery | battery | 0 | 0 | 0 | 0 | 0 | 0
7258 | Synthetic pumped | pumped | 12 | 0 | 8.4439 | 19.2439 | 0.40092 | 0
7258 | Synthetic battery | battery | 0.76015 | 0 | 0 | 0.70083 | 0.035041 | 0
7259 | Synthetic pumped | pumped | 12 | 0 | 19.2439 | 30.0439 | 0.62592 | 0
7259 | Synthetic battery | battery | 9.3195 | 0 | 0.70083 | 9.2929 | 0.46465 | 0
7260 | Synthetic pumped | pumped | 12 | 0 | 30.0439 | 40.8439 | 0.85092 | 0
7260 | Synthetic battery | battery | 10 | 0 | 9.2929 | 18.5125 | 0.92562 | 1.7764e-15
7261 | Synthetic pumped | pumped | 7.9512 | 0 | 40.8439 | 48 | 1 | 0
7261 | Synthetic battery | battery | 1.6134 | 0 | 18.5125 | 20 | 1 | 0
7262 | Synthetic pumped | pumped | 0 | 0 | 48 | 48 | 1 | 0
7262 | Synthetic battery | battery | 0 | 0 | 20 | 20 | 1 | 0
7263 | Synthetic pumped | pumped | 0 | 0 | 48 | 48 | 1 | 0
7263 | Synthetic battery | battery | 0 | 0 | 20 | 20 | 1 | 0
7264 | Synthetic pumped | pumped | 0 | 0 | 48 | 48 | 1 | 0
7264 | Synthetic battery | battery | 0 | 0 | 20 | 20 | 1 | 0
7265 | Synthetic pumped | pumped | 0 | 9.0829 | 48 | 37.9079 | 0.78975 | 1.7764e-15
7265 | Synthetic battery | battery | 0 | 0 | 20 | 20 | 1 | 0
7266 | Synthetic pumped | pumped | 0 | 12 | 37.9079 | 24.5745 | 0.51197 | 0
7266 | Synthetic battery | battery | 0 | 10 | 20 | 9.1535 | 0.45767 | 0
7267 | Synthetic pumped | pumped | 0 | 12 | 24.5745 | 11.2412 | 0.23419 | 0
7267 | Synthetic battery | battery | 0 | 8.4391 | 9.1535 | 0 | 0 | 0
7268 | Synthetic pumped | pumped | 0 | 10.1171 | 11.2412 | 0 | 0 | 0
7268 | Synthetic battery | battery | 0 | 0 | 0 | 0 | 0 | 0
7269 | Synthetic pumped | pumped | 0 | 0 | 0 | 0 | 0 | 0
7269 | Synthetic battery | battery | 0 | 0 | 0 | 0 | 0 | 0
7270 | Synthetic pumped | pumped | 0 | 0 | 0 | 0 | 0 | 0
7270 | Synthetic battery | battery | 0 | 0 | 0 | 0 | 0 | 0
7271 | Synthetic pumped | pumped | 0 | 0 | 0 | 0 | 0 | 0
7271 | Synthetic battery | battery | 0 | 0 | 0 | 0 | 0 | 0
7272 | Synthetic pumped | pumped | 0 | 0 | 0 | 0 | 0 | 0
7272 | Synthetic battery | battery | 0 | 0 | 0 | 0 | 0 | 0
7273 | Synthetic pumped | pumped | 0 | 0 | 0 | 0 | 0 | 0
7273 | Synthetic battery | battery | 0 | 0 | 0 | 0 | 0 | 0
7274 | Synthetic pumped | pumped | 0 | 0 | 0 | 0 | 0 | 0
7274 | Synthetic battery | battery | 0 | 0 | 0 | 0 | 0 | 0
7275 | Synthetic pumped | pumped | 0 | 0 | 0 | 0 | 0 | 0
7275 | Synthetic battery | battery | 0 | 0 | 0 | 0 | 0 | 0
7276 | Synthetic pumped | pumped | 0 | 0 | 0 | 0 | 0 | 0
7276 | Synthetic battery | battery | 0 | 0 | 0 | 0 | 0 | 0
7277 | Synthetic pumped | pumped | 0 | 0 | 0 | 0 | 0 | 0
7277 | Synthetic battery | battery | 0 | 0 | 0 | 0 | 0 | 0
7278 | Synthetic pumped | pumped | 0 | 0 | 0 | 0 | 0 | 0
7278 | Synthetic battery | battery | 0 | 0 | 0 | 0 | 0 | 0
7279 | Synthetic pumped | pumped | 0 | 0 | 0 | 0 | 0 | 0
7279 | Synthetic battery | battery | 0 | 0 | 0 | 0 | 0 | 0
7280 | Synthetic pumped | pumped | 3.3449 | 0 | 0 | 3.0104 | 0.062717 | 0
7280 | Synthetic battery | battery | 0 | 0 | 0 | 0 | 0 | 0
7281 | Synthetic pumped | pumped | 12 | 0 | 3.0104 | 13.8104 | 0.28772 | 0
7281 | Synthetic battery | battery | 4.5279 | 0 | 0 | 4.1745 | 0.20873 | 0
7282 | Synthetic pumped | pumped | 12 | 0 | 13.8104 | 24.6104 | 0.51272 | 0
7282 | Synthetic battery | battery | 9.7501 | 0 | 4.1745 | 13.1637 | 0.65818 | 0
7283 | Synthetic pumped | pumped | 12 | 0 | 24.6104 | 35.4104 | 0.73772 | 0
7283 | Synthetic battery | battery | 7.4151 | 0 | 13.1637 | 20 | 1 | 0
7284 | Synthetic pumped | pumped | 12 | 0 | 35.4104 | 46.2104 | 0.96272 | -3.5527e-15
7284 | Synthetic battery | battery | 0 | 0 | 20 | 20 | 1 | 0
7285 | Synthetic pumped | pumped | 1.9884 | 0 | 46.2104 | 48 | 1 | 0
7285 | Synthetic battery | battery | 0 | 0 | 20 | 20 | 1 | 0
7286 | Synthetic pumped | pumped | 0 | 0 | 48 | 48 | 1 | 0
7286 | Synthetic battery | battery | 0 | 0 | 20 | 20 | 1 | 0
7287 | Synthetic pumped | pumped | 0 | 0 | 48 | 48 | 1 | 0
7287 | Synthetic battery | battery | 0 | 0 | 20 | 20 | 1 | 0
7288 | Synthetic pumped | pumped | 0 | 0 | 48 | 48 | 1 | 0
7288 | Synthetic battery | battery | 0 | 0 | 20 | 20 | 1 | 0
7289 | Synthetic pumped | pumped | 0 | 5.1709 | 48 | 42.2545 | 0.8803 | -1.7764e-15
7289 | Synthetic battery | battery | 0 | 0 | 20 | 20 | 1 | 0
7290 | Synthetic pumped | pumped | 0 | 12 | 42.2545 | 28.9212 | 0.60252 | 0
7290 | Synthetic battery | battery | 0 | 7.5214 | 20 | 11.8419 | 0.5921 | 0
7291 | Synthetic pumped | pumped | 0 | 12 | 28.9212 | 15.5879 | 0.32475 | 0
7291 | Synthetic battery | battery | 0 | 10 | 11.8419 | 0.99539 | 0.04977 | 0
7292 | Synthetic pumped | pumped | 0 | 12 | 15.5879 | 2.2545 | 0.046969 | 0
7292 | Synthetic battery | battery | 0 | 0.91771 | 0.99539 | 0 | 0 | 0
7293 | Synthetic pumped | pumped | 0 | 2.0291 | 2.2545 | 0 | 0 | 0
7293 | Synthetic battery | battery | 0 | 0 | 0 | 0 | 0 | 0
7294 | Synthetic pumped | pumped | 0 | 0 | 0 | 0 | 0 | 0
7294 | Synthetic battery | battery | 0 | 0 | 0 | 0 | 0 | 0
7295 | Synthetic pumped | pumped | 0 | 0 | 0 | 0 | 0 | 0
7295 | Synthetic battery | battery | 0 | 0 | 0 | 0 | 0 | 0
7296 | Synthetic pumped | pumped | 0 | 0 | 0 | 0 | 0 | 0
7296 | Synthetic battery | battery | 0 | 0 | 0 | 0 | 0 | 0
7297 | Synthetic pumped | pumped | 0 | 0 | 0 | 0 | 0 | 0
7297 | Synthetic battery | battery | 0 | 0 | 0 | 0 | 0 | 0
7298 | Synthetic pumped | pumped | 0 | 0 | 0 | 0 | 0 | 0
7298 | Synthetic battery | battery | 0 | 0 | 0 | 0 | 0 | 0
7299 | Synthetic pumped | pumped | 0 | 0 | 0 | 0 | 0 | 0
7299 | Synthetic battery | battery | 0 | 0 | 0 | 0 | 0 | 0
7300 | Synthetic pumped | pumped | 0 | 0 | 0 | 0 | 0 | 0
7300 | Synthetic battery | battery | 0 | 0 | 0 | 0 | 0 | 0
7301 | Synthetic pumped | pumped | 0 | 0 | 0 | 0 | 0 | 0
7301 | Synthetic battery | battery | 0 | 0 | 0 | 0 | 0 | 0
7302 | Synthetic pumped | pumped | 0 | 0 | 0 | 0 | 0 | 0
7302 | Synthetic battery | battery | 0 | 0 | 0 | 0 | 0 | 0
7303 | Synthetic pumped | pumped | 0 | 0 | 0 | 0 | 0 | 0
7303 | Synthetic battery | battery | 0 | 0 | 0 | 0 | 0 | 0
7304 | Synthetic pumped | pumped | 1.7535 | 0 | 0 | 1.5781 | 0.032877 | 0
7304 | Synthetic battery | battery | 0 | 0 | 0 | 0 | 0 | 0
7305 | Synthetic pumped | pumped | 8.6325 | 0 | 1.5781 | 9.3473 | 0.19474 | -8.8818e-16
7305 | Synthetic battery | battery | 0 | 0 | 0 | 0 | 0 | 0
7306 | Synthetic pumped | pumped | 12 | 0 | 9.3473 | 20.1473 | 0.41974 | 0
7306 | Synthetic battery | battery | 8.3471 | 0 | 0 | 7.6957 | 0.38478 | 0
7307 | Synthetic pumped | pumped | 12 | 0 | 20.1473 | 30.9473 | 0.64474 | 0
7307 | Synthetic battery | battery | 8.8024 | 0 | 7.6957 | 15.8111 | 0.79055 | 0
7308 | Synthetic pumped | pumped | 12 | 0 | 30.9473 | 41.7473 | 0.86974 | -3.5527e-15
7308 | Synthetic battery | battery | 4.5435 | 0 | 15.8111 | 20 | 1 | 0
7309 | Synthetic pumped | pumped | 6.9474 | 0 | 41.7473 | 48 | 1 | 0
7309 | Synthetic battery | battery | 0 | 0 | 20 | 20 | 1 | 0
7310 | Synthetic pumped | pumped | 0 | 0 | 48 | 48 | 1 | 0
7310 | Synthetic battery | battery | 0 | 0 | 20 | 20 | 1 | 0
7311 | Synthetic pumped | pumped | 0 | 0 | 48 | 48 | 1 | 0
7311 | Synthetic battery | battery | 0 | 0 | 20 | 20 | 1 | 0
7312 | Synthetic pumped | pumped | 0 | 0 | 48 | 48 | 1 | 0
7312 | Synthetic battery | battery | 0 | 0 | 20 | 20 | 1 | 0
7313 | Synthetic pumped | pumped | 0 | 7.108 | 48 | 40.1022 | 0.83546 | 2.6645e-15
7313 | Synthetic battery | battery | 0 | 0 | 20 | 20 | 1 | 0
7314 | Synthetic pumped | pumped | 0 | 12 | 40.1022 | 26.7689 | 0.55769 | 0
7314 | Synthetic battery | battery | 0 | 10 | 20 | 9.1535 | 0.45767 | 0
7315 | Synthetic pumped | pumped | 0 | 12 | 26.7689 | 13.4355 | 0.27991 | 0
7315 | Synthetic battery | battery | 0 | 8.4391 | 9.1535 | 0 | 0 | 0
7316 | Synthetic pumped | pumped | 0 | 12 | 13.4355 | 0.10222 | 0.0021295 | 0
7316 | Synthetic battery | battery | 0 | 0 | 0 | 0 | 0 | 0
7317 | Synthetic pumped | pumped | 0 | 0.091995 | 0.10222 | 0 | 0 | 0
7317 | Synthetic battery | battery | 0 | 0 | 0 | 0 | 0 | 0
7318 | Synthetic pumped | pumped | 0 | 0 | 0 | 0 | 0 | 0
7318 | Synthetic battery | battery | 0 | 0 | 0 | 0 | 0 | 0
7319 | Synthetic pumped | pumped | 0 | 0 | 0 | 0 | 0 | 0
7319 | Synthetic battery | battery | 0 | 0 | 0 | 0 | 0 | 0
7320 | Synthetic pumped | pumped | 0 | 0 | 0 | 0 | 0 | 0
7320 | Synthetic battery | battery | 0 | 0 | 0 | 0 | 0 | 0
7321 | Synthetic pumped | pumped | 0 | 0 | 0 | 0 | 0 | 0
7321 | Synthetic battery | battery | 0 | 0 | 0 | 0 | 0 | 0
7322 | Synthetic pumped | pumped | 0 | 0 | 0 | 0 | 0 | 0
7322 | Synthetic battery | battery | 0 | 0 | 0 | 0 | 0 | 0
7323 | Synthetic pumped | pumped | 0 | 0 | 0 | 0 | 0 | 0
7323 | Synthetic battery | battery | 0 | 0 | 0 | 0 | 0 | 0
7324 | Synthetic pumped | pumped | 0 | 0 | 0 | 0 | 0 | 0
7324 | Synthetic battery | battery | 0 | 0 | 0 | 0 | 0 | 0
7325 | Synthetic pumped | pumped | 0 | 0 | 0 | 0 | 0 | 0
7325 | Synthetic battery | battery | 0 | 0 | 0 | 0 | 0 | 0
7326 | Synthetic pumped | pumped | 0 | 0 | 0 | 0 | 0 | 0
7326 | Synthetic battery | battery | 0 | 0 | 0 | 0 | 0 | 0
7327 | Synthetic pumped | pumped | 0 | 0 | 0 | 0 | 0 | 0
7327 | Synthetic battery | battery | 0 | 0 | 0 | 0 | 0 | 0
7328 | Synthetic pumped | pumped | 8.0177 | 0 | 0 | 7.2159 | 0.15033 | 0
7328 | Synthetic battery | battery | 0 | 0 | 0 | 0 | 0 | 0
7329 | Synthetic pumped | pumped | 12 | 0 | 7.2159 | 18.0159 | 0.37533 | 0
7329 | Synthetic battery | battery | 6.5525 | 0 | 0 | 6.0411 | 0.30206 | 0
7330 | Synthetic pumped | pumped | 12 | 0 | 18.0159 | 28.8159 | 0.60033 | 0
7330 | Synthetic battery | battery | 10 | 0 | 6.0411 | 15.2607 | 0.76303 | 0
7331 | Synthetic pumped | pumped | 12 | 0 | 28.8159 | 39.6159 | 0.82533 | 3.5527e-15
7331 | Synthetic battery | battery | 5.1405 | 0 | 15.2607 | 20 | 1 | 0
7332 | Synthetic pumped | pumped | 9.3156 | 0 | 39.6159 | 48 | 1 | 0
7332 | Synthetic battery | battery | 0 | 0 | 20 | 20 | 1 | 0
7333 | Synthetic pumped | pumped | 0 | 0 | 48 | 48 | 1 | 0
7333 | Synthetic battery | battery | 0 | 0 | 20 | 20 | 1 | 0
7334 | Synthetic pumped | pumped | 0 | 0 | 48 | 48 | 1 | 0
7334 | Synthetic battery | battery | 0 | 0 | 20 | 20 | 1 | 0
7335 | Synthetic pumped | pumped | 0 | 0 | 48 | 48 | 1 | 0
7335 | Synthetic battery | battery | 0 | 0 | 20 | 20 | 1 | 0
7336 | Synthetic pumped | pumped | 0 | 0 | 48 | 48 | 1 | 0
7336 | Synthetic battery | battery | 0 | 0 | 20 | 20 | 1 | 0
7337 | Synthetic pumped | pumped | 0 | 1.0355 | 48 | 46.8495 | 0.97603 | 3.1086e-15
7337 | Synthetic battery | battery | 0 | 0 | 20 | 20 | 1 | 0
7338 | Synthetic pumped | pumped | 0 | 12 | 46.8495 | 33.5161 | 0.69825 | 3.5527e-15
7338 | Synthetic battery | battery | 0 | 7.2763 | 20 | 12.1077 | 0.60539 | 0
7339 | Synthetic pumped | pumped | 0 | 12 | 33.5161 | 20.1828 | 0.42047 | 0
7339 | Synthetic battery | battery | 0 | 10 | 12.1077 | 1.2612 | 0.06306 | 0
7340 | Synthetic pumped | pumped | 0 | 12 | 20.1828 | 6.8495 | 0.1427 | 0
7340 | Synthetic battery | battery | 0 | 1.1628 | 1.2612 | 0 | 0 | 0
7341 | Synthetic pumped | pumped | 0 | 6.1645 | 6.8495 | 0 | 0 | 0
7341 | Synthetic battery | battery | 0 | 0 | 0 | 0 | 0 | 0
7342 | Synthetic pumped | pumped | 0 | 0 | 0 | 0 | 0 | 0
7342 | Synthetic battery | battery | 0 | 0 | 0 | 0 | 0 | 0
7343 | Synthetic pumped | pumped | 0 | 0 | 0 | 0 | 0 | 0
7343 | Synthetic battery | battery | 0 | 0 | 0 | 0 | 0 | 0
7344 | Synthetic pumped | pumped | 0 | 0 | 0 | 0 | 0 | 0
7344 | Synthetic battery | battery | 0 | 0 | 0 | 0 | 0 | 0
7345 | Synthetic pumped | pumped | 0 | 0 | 0 | 0 | 0 | 0
7345 | Synthetic battery | battery | 0 | 0 | 0 | 0 | 0 | 0
7346 | Synthetic pumped | pumped | 0 | 0 | 0 | 0 | 0 | 0
7346 | Synthetic battery | battery | 0 | 0 | 0 | 0 | 0 | 0
7347 | Synthetic pumped | pumped | 0 | 0 | 0 | 0 | 0 | 0
7347 | Synthetic battery | battery | 0 | 0 | 0 | 0 | 0 | 0
7348 | Synthetic pumped | pumped | 0 | 0 | 0 | 0 | 0 | 0
7348 | Synthetic battery | battery | 0 | 0 | 0 | 0 | 0 | 0
7349 | Synthetic pumped | pumped | 0 | 0 | 0 | 0 | 0 | 0
7349 | Synthetic battery | battery | 0 | 0 | 0 | 0 | 0 | 0
7350 | Synthetic pumped | pumped | 0 | 0 | 0 | 0 | 0 | 0
7350 | Synthetic battery | battery | 0 | 0 | 0 | 0 | 0 | 0
7351 | Synthetic pumped | pumped | 0 | 0 | 0 | 0 | 0 | 0
7351 | Synthetic battery | battery | 0 | 0 | 0 | 0 | 0 | 0
7352 | Synthetic pumped | pumped | 2.4498 | 0 | 0 | 2.2048 | 0.045933 | 0
7352 | Synthetic battery | battery | 0 | 0 | 0 | 0 | 0 | 0
7353 | Synthetic pumped | pumped | 12 | 0 | 2.2048 | 13.0048 | 0.27093 | 0
7353 | Synthetic battery | battery | 2.8234 | 0 | 0 | 2.6031 | 0.13015 | 0
7354 | Synthetic pumped | pumped | 12 | 0 | 13.0048 | 23.8048 | 0.49593 | -1.7764e-15
7354 | Synthetic battery | battery | 5.6659 | 0 | 2.6031 | 7.8268 | 0.39134 | 0
7355 | Synthetic pumped | pumped | 12 | 0 | 23.8048 | 34.6048 | 0.72093 | -3.5527e-15
7355 | Synthetic battery | battery | 10 | 0 | 7.8268 | 17.0463 | 0.85232 | 0
7356 | Synthetic pumped | pumped | 12 | 0 | 34.6048 | 45.4048 | 0.94593 | -3.5527e-15
7356 | Synthetic battery | battery | 3.2037 | 0 | 17.0463 | 20 | 1 | 0
7357 | Synthetic pumped | pumped | 2.8835 | 0 | 45.4048 | 48 | 1 | 0
7357 | Synthetic battery | battery | 0 | 0 | 20 | 20 | 1 | 0
7358 | Synthetic pumped | pumped | 0 | 0 | 48 | 48 | 1 | 0
7358 | Synthetic battery | battery | 0 | 0 | 20 | 20 | 1 | 0
7359 | Synthetic pumped | pumped | 0 | 0 | 48 | 48 | 1 | 0
7359 | Synthetic battery | battery | 0 | 0 | 20 | 20 | 1 | 0
7360 | Synthetic pumped | pumped | 0 | 0 | 48 | 48 | 1 | 0
7360 | Synthetic battery | battery | 0 | 0 | 20 | 20 | 1 | 0
7361 | Synthetic pumped | pumped | 0 | 6.347 | 48 | 40.9477 | 0.85308 | -3.5527e-15
7361 | Synthetic battery | battery | 0 | 0 | 20 | 20 | 1 | 0
7362 | Synthetic pumped | pumped | 0 | 12 | 40.9477 | 27.6144 | 0.5753 | 0
7362 | Synthetic battery | battery | 0 | 10 | 20 | 9.1535 | 0.45767 | 0
7363 | Synthetic pumped | pumped | 0 | 12 | 27.6144 | 14.2811 | 0.29752 | 0
7363 | Synthetic battery | battery | 0 | 8.4391 | 9.1535 | 0 | 0 | 0
7364 | Synthetic pumped | pumped | 0 | 12 | 14.2811 | 0.94773 | 0.019744 | 0
7364 | Synthetic battery | battery | 0 | 0 | 0 | 0 | 0 | 0
7365 | Synthetic pumped | pumped | 0 | 0.85296 | 0.94773 | 0 | 0 | 0
7365 | Synthetic battery | battery | 0 | 0 | 0 | 0 | 0 | 0
7366 | Synthetic pumped | pumped | 0 | 0 | 0 | 0 | 0 | 0
7366 | Synthetic battery | battery | 0 | 0 | 0 | 0 | 0 | 0
7367 | Synthetic pumped | pumped | 0 | 0 | 0 | 0 | 0 | 0
7367 | Synthetic battery | battery | 0 | 0 | 0 | 0 | 0 | 0
7368 | Synthetic pumped | pumped | 0 | 0 | 0 | 0 | 0 | 0
7368 | Synthetic battery | battery | 0 | 0 | 0 | 0 | 0 | 0
7369 | Synthetic pumped | pumped | 0 | 0 | 0 | 0 | 0 | 0
7369 | Synthetic battery | battery | 0 | 0 | 0 | 0 | 0 | 0
7370 | Synthetic pumped | pumped | 0 | 0 | 0 | 0 | 0 | 0
7370 | Synthetic battery | battery | 0 | 0 | 0 | 0 | 0 | 0
7371 | Synthetic pumped | pumped | 0 | 0 | 0 | 0 | 0 | 0
7371 | Synthetic battery | battery | 0 | 0 | 0 | 0 | 0 | 0
7372 | Synthetic pumped | pumped | 0 | 0 | 0 | 0 | 0 | 0
7372 | Synthetic battery | battery | 0 | 0 | 0 | 0 | 0 | 0
7373 | Synthetic pumped | pumped | 0 | 0 | 0 | 0 | 0 | 0
7373 | Synthetic battery | battery | 0 | 0 | 0 | 0 | 0 | 0
7374 | Synthetic pumped | pumped | 0 | 0 | 0 | 0 | 0 | 0
7374 | Synthetic battery | battery | 0 | 0 | 0 | 0 | 0 | 0
7375 | Synthetic pumped | pumped | 0 | 0 | 0 | 0 | 0 | 0
7375 | Synthetic battery | battery | 0 | 0 | 0 | 0 | 0 | 0
7376 | Synthetic pumped | pumped | 5.9132 | 0 | 0 | 5.3218 | 0.11087 | 0
7376 | Synthetic battery | battery | 0 | 0 | 0 | 0 | 0 | 0
7377 | Synthetic pumped | pumped | 12 | 0 | 5.3218 | 16.1218 | 0.33587 | 0
7377 | Synthetic battery | battery | 3.6503 | 0 | 0 | 3.3654 | 0.16827 | 0
7378 | Synthetic pumped | pumped | 12 | 0 | 16.1218 | 26.9218 | 0.56087 | 0
7378 | Synthetic battery | battery | 10 | 0 | 3.3654 | 12.585 | 0.62925 | 0
7379 | Synthetic pumped | pumped | 12 | 0 | 26.9218 | 37.7218 | 0.78587 | 0
7379 | Synthetic battery | battery | 8.0427 | 0 | 12.585 | 20 | 1 | 0
7380 | Synthetic pumped | pumped | 11.4202 | 0 | 37.7218 | 48 | 1 | 0
7380 | Synthetic battery | battery | 0 | 0 | 20 | 20 | 1 | 0
7381 | Synthetic pumped | pumped | 0 | 0 | 48 | 48 | 1 | 0
7381 | Synthetic battery | battery | 0 | 0 | 20 | 20 | 1 | 0
7382 | Synthetic pumped | pumped | 0 | 0 | 48 | 48 | 1 | 0
7382 | Synthetic battery | battery | 0 | 0 | 20 | 20 | 1 | 0
7383 | Synthetic pumped | pumped | 0 | 0 | 48 | 48 | 1 | 0
7383 | Synthetic battery | battery | 0 | 0 | 20 | 20 | 1 | 0
7384 | Synthetic pumped | pumped | 0 | 0 | 48 | 48 | 1 | 0
7384 | Synthetic battery | battery | 0 | 0 | 20 | 20 | 1 | 0
7385 | Synthetic pumped | pumped | 0 | 2.7415 | 48 | 44.9538 | 0.93654 | 8.8818e-16
7385 | Synthetic battery | battery | 0 | 0 | 20 | 20 | 1 | 0
7386 | Synthetic pumped | pumped | 0 | 12 | 44.9538 | 31.6205 | 0.65876 | 0
7386 | Synthetic battery | battery | 0 | 3.6524 | 20 | 16.0384 | 0.80192 | 1.3323e-15
7387 | Synthetic pumped | pumped | 0 | 12 | 31.6205 | 18.2872 | 0.38098 | 0
7387 | Synthetic battery | battery | 0 | 8.0218 | 16.0384 | 7.3375 | 0.36688 | 0
7388 | Synthetic pumped | pumped | 0 | 12 | 18.2872 | 4.9538 | 0.10321 | 0
7388 | Synthetic battery | battery | 0 | 6.7649 | 7.3375 | 0 | 0 | 0
7389 | Synthetic pumped | pumped | 0 | 4.4585 | 4.9538 | 0 | 0 | 0
7389 | Synthetic battery | battery | 0 | 0 | 0 | 0 | 0 | 0
7390 | Synthetic pumped | pumped | 0 | 0 | 0 | 0 | 0 | 0
7390 | Synthetic battery | battery | 0 | 0 | 0 | 0 | 0 | 0
7391 | Synthetic pumped | pumped | 0 | 0 | 0 | 0 | 0 | 0
7391 | Synthetic battery | battery | 0 | 0 | 0 | 0 | 0 | 0
7392 | Synthetic pumped | pumped | 0 | 0 | 0 | 0 | 0 | 0
7392 | Synthetic battery | battery | 0 | 0 | 0 | 0 | 0 | 0
7393 | Synthetic pumped | pumped | 0 | 0 | 0 | 0 | 0 | 0
7393 | Synthetic battery | battery | 0 | 0 | 0 | 0 | 0 | 0
7394 | Synthetic pumped | pumped | 0 | 0 | 0 | 0 | 0 | 0
7394 | Synthetic battery | battery | 0 | 0 | 0 | 0 | 0 | 0
7395 | Synthetic pumped | pumped | 0 | 0 | 0 | 0 | 0 | 0
7395 | Synthetic battery | battery | 0 | 0 | 0 | 0 | 0 | 0
7396 | Synthetic pumped | pumped | 0 | 0 | 0 | 0 | 0 | 0
7396 | Synthetic battery | battery | 0 | 0 | 0 | 0 | 0 | 0
7397 | Synthetic pumped | pumped | 0 | 0 | 0 | 0 | 0 | 0
7397 | Synthetic battery | battery | 0 | 0 | 0 | 0 | 0 | 0
7398 | Synthetic pumped | pumped | 0 | 0 | 0 | 0 | 0 | 0
7398 | Synthetic battery | battery | 0 | 0 | 0 | 0 | 0 | 0
7399 | Synthetic pumped | pumped | 0 | 0 | 0 | 0 | 0 | 0
7399 | Synthetic battery | battery | 0 | 0 | 0 | 0 | 0 | 0
7400 | Synthetic pumped | pumped | 0 | 0 | 0 | 0 | 0 | 0
7400 | Synthetic battery | battery | 0 | 0 | 0 | 0 | 0 | 0
7401 | Synthetic pumped | pumped | 5.7027 | 0 | 0 | 5.1325 | 0.10693 | 0
7401 | Synthetic battery | battery | 0 | 0 | 0 | 0 | 0 | 0
7402 | Synthetic pumped | pumped | 12 | 0 | 5.1325 | 15.9325 | 0.33193 | 0
7402 | Synthetic battery | battery | 1.864 | 0 | 0 | 1.7185 | 0.085926 | 0
7403 | Synthetic pumped | pumped | 12 | 0 | 15.9325 | 26.7325 | 0.55693 | 0
7403 | Synthetic battery | battery | 9.8712 | 0 | 1.7185 | 10.8193 | 0.54096 | 0
7404 | Synthetic pumped | pumped | 12 | 0 | 26.7325 | 37.5325 | 0.78193 | 0
7404 | Synthetic battery | battery | 9.9579 | 0 | 10.8193 | 20 | 1 | 0
7405 | Synthetic pumped | pumped | 11.6306 | 0 | 37.5325 | 48 | 1 | 0
7405 | Synthetic battery | battery | 0 | 0 | 20 | 20 | 1 | 0
7406 | Synthetic pumped | pumped | 0 | 0 | 48 | 48 | 1 | 0
7406 | Synthetic battery | battery | 0 | 0 | 20 | 20 | 1 | 0
7407 | Synthetic pumped | pumped | 0 | 0 | 48 | 48 | 1 | 0
7407 | Synthetic battery | battery | 0 | 0 | 20 | 20 | 1 | 0
7408 | Synthetic pumped | pumped | 0 | 0 | 48 | 48 | 1 | 0
7408 | Synthetic battery | battery | 0 | 0 | 20 | 20 | 1 | 0
7409 | Synthetic pumped | pumped | 0 | 3.9127 | 48 | 43.6526 | 0.90943 | -3.5527e-15
7409 | Synthetic battery | battery | 0 | 0 | 20 | 20 | 1 | 0
7410 | Synthetic pumped | pumped | 0 | 12 | 43.6526 | 30.3193 | 0.63165 | 0
7410 | Synthetic battery | battery | 0 | 4.743 | 20 | 14.8555 | 0.74277 | -8.8818e-16
7411 | Synthetic pumped | pumped | 0 | 12 | 30.3193 | 16.9859 | 0.35387 | 0
7411 | Synthetic battery | battery | 0 | 9.1167 | 14.8555 | 4.9671 | 0.24835 | 0
7412 | Synthetic pumped | pumped | 0 | 12 | 16.9859 | 3.6526 | 0.076096 | 0
7412 | Synthetic battery | battery | 0 | 4.5794 | 4.9671 | 0 | 0 | 0
7413 | Synthetic pumped | pumped | 0 | 3.2873 | 3.6526 | 0 | 0 | 0
7413 | Synthetic battery | battery | 0 | 0 | 0 | 0 | 0 | 0
7414 | Synthetic pumped | pumped | 0 | 0 | 0 | 0 | 0 | 0
7414 | Synthetic battery | battery | 0 | 0 | 0 | 0 | 0 | 0
7415 | Synthetic pumped | pumped | 0 | 0 | 0 | 0 | 0 | 0
7415 | Synthetic battery | battery | 0 | 0 | 0 | 0 | 0 | 0
7416 | Synthetic pumped | pumped | 0 | 0 | 0 | 0 | 0 | 0
7416 | Synthetic battery | battery | 0 | 0 | 0 | 0 | 0 | 0
7417 | Synthetic pumped | pumped | 0 | 0 | 0 | 0 | 0 | 0
7417 | Synthetic battery | battery | 0 | 0 | 0 | 0 | 0 | 0
7418 | Synthetic pumped | pumped | 0 | 0 | 0 | 0 | 0 | 0
7418 | Synthetic battery | battery | 0 | 0 | 0 | 0 | 0 | 0
7419 | Synthetic pumped | pumped | 0 | 0 | 0 | 0 | 0 | 0
7419 | Synthetic battery | battery | 0 | 0 | 0 | 0 | 0 | 0
7420 | Synthetic pumped | pumped | 0 | 0 | 0 | 0 | 0 | 0
7420 | Synthetic battery | battery | 0 | 0 | 0 | 0 | 0 | 0
7421 | Synthetic pumped | pumped | 0 | 0 | 0 | 0 | 0 | 0
7421 | Synthetic battery | battery | 0 | 0 | 0 | 0 | 0 | 0
7422 | Synthetic pumped | pumped | 0 | 0 | 0 | 0 | 0 | 0
7422 | Synthetic battery | battery | 0 | 0 | 0 | 0 | 0 | 0
7423 | Synthetic pumped | pumped | 0 | 0 | 0 | 0 | 0 | 0
7423 | Synthetic battery | battery | 0 | 0 | 0 | 0 | 0 | 0
7424 | Synthetic pumped | pumped | 0.39929 | 0 | 0 | 0.35936 | 0.0074867 | 0
7424 | Synthetic battery | battery | 0 | 0 | 0 | 0 | 0 | 0
7425 | Synthetic pumped | pumped | 10.3491 | 0 | 0.35936 | 9.6735 | 0.20153 | 0
7425 | Synthetic battery | battery | 0 | 0 | 0 | 0 | 0 | 0
7426 | Synthetic pumped | pumped | 12 | 0 | 9.6735 | 20.4735 | 0.42653 | 0
7426 | Synthetic battery | battery | 4.9663 | 0 | 0 | 4.5787 | 0.22894 | 0
7427 | Synthetic pumped | pumped | 12 | 0 | 20.4735 | 31.2735 | 0.65153 | 0
7427 | Synthetic battery | battery | 6.4477 | 0 | 4.5787 | 10.5232 | 0.52616 | 0
7428 | Synthetic pumped | pumped | 12 | 0 | 31.2735 | 42.0735 | 0.87653 | 0
7428 | Synthetic battery | battery | 9.5076 | 0 | 10.5232 | 19.2887 | 0.96443 | 1.7764e-15
7429 | Synthetic pumped | pumped | 6.585 | 0 | 42.0735 | 48 | 1 | 0
7429 | Synthetic battery | battery | 0.77152 | 0 | 19.2887 | 20 | 1 | 0
7430 | Synthetic pumped | pumped | 0 | 0 | 48 | 48 | 1 | 0
7430 | Synthetic battery | battery | 0 | 0 | 20 | 20 | 1 | 0
7431 | Synthetic pumped | pumped | 0 | 0 | 48 | 48 | 1 | 0
7431 | Synthetic battery | battery | 0 | 0 | 20 | 20 | 1 | 0
7432 | Synthetic pumped | pumped | 0 | 0 | 48 | 48 | 1 | 0
7432 | Synthetic battery | battery | 0 | 0 | 20 | 20 | 1 | 0
7433 | Synthetic pumped | pumped | 0 | 5.9863 | 48 | 41.3486 | 0.86143 | -2.6645e-15
7433 | Synthetic battery | battery | 0 | 0 | 20 | 20 | 1 | 0
7434 | Synthetic pumped | pumped | 0 | 12 | 41.3486 | 28.0152 | 0.58365 | 0
7434 | Synthetic battery | battery | 0 | 8.3296 | 20 | 10.9652 | 0.54826 | 0
7435 | Synthetic pumped | pumped | 0 | 12 | 28.0152 | 14.6819 | 0.30587 | 0
7435 | Synthetic battery | battery | 0 | 10 | 10.9652 | 0.11872 | 0.0059358 | 0
7436 | Synthetic pumped | pumped | 0 | 12 | 14.6819 | 1.3486 | 0.028095 | 0
7436 | Synthetic battery | battery | 0 | 0.10945 | 0.11872 | 0 | 0 | 0
7437 | Synthetic pumped | pumped | 0 | 1.2137 | 1.3486 | 0 | 0 | 0
7437 | Synthetic battery | battery | 0 | 0 | 0 | 0 | 0 | 0
7438 | Synthetic pumped | pumped | 0 | 0 | 0 | 0 | 0 | 0
7438 | Synthetic battery | battery | 0 | 0 | 0 | 0 | 0 | 0
7439 | Synthetic pumped | pumped | 0 | 0 | 0 | 0 | 0 | 0
7439 | Synthetic battery | battery | 0 | 0 | 0 | 0 | 0 | 0
7440 | Synthetic pumped | pumped | 0 | 0 | 0 | 0 | 0 | 0
7440 | Synthetic battery | battery | 0 | 0 | 0 | 0 | 0 | 0
7441 | Synthetic pumped | pumped | 0 | 0 | 0 | 0 | 0 | 0
7441 | Synthetic battery | battery | 0 | 0 | 0 | 0 | 0 | 0
7442 | Synthetic pumped | pumped | 0 | 0 | 0 | 0 | 0 | 0
7442 | Synthetic battery | battery | 0 | 0 | 0 | 0 | 0 | 0
7443 | Synthetic pumped | pumped | 0 | 0 | 0 | 0 | 0 | 0
7443 | Synthetic battery | battery | 0 | 0 | 0 | 0 | 0 | 0
7444 | Synthetic pumped | pumped | 0 | 0 | 0 | 0 | 0 | 0
7444 | Synthetic battery | battery | 0 | 0 | 0 | 0 | 0 | 0
7445 | Synthetic pumped | pumped | 0 | 0 | 0 | 0 | 0 | 0
7445 | Synthetic battery | battery | 0 | 0 | 0 | 0 | 0 | 0
7446 | Synthetic pumped | pumped | 0 | 0 | 0 | 0 | 0 | 0
7446 | Synthetic battery | battery | 0 | 0 | 0 | 0 | 0 | 0
7447 | Synthetic pumped | pumped | 0 | 0 | 0 | 0 | 0 | 0
7447 | Synthetic battery | battery | 0 | 0 | 0 | 0 | 0 | 0
7448 | Synthetic pumped | pumped | 0 | 0 | 0 | 0 | 0 | 0
7448 | Synthetic battery | battery | 0 | 0 | 0 | 0 | 0 | 0
7449 | Synthetic pumped | pumped | 4.618 | 0 | 0 | 4.1562 | 0.086588 | 0
7449 | Synthetic battery | battery | 0 | 0 | 0 | 0 | 0 | 0
7450 | Synthetic pumped | pumped | 7.2441 | 0 | 4.1562 | 10.6759 | 0.22242 | 8.8818e-16
7450 | Synthetic battery | battery | 0 | 0 | 0 | 0 | 0 | 0
7451 | Synthetic pumped | pumped | 12 | 0 | 10.6759 | 21.4759 | 0.44742 | 0
7451 | Synthetic battery | battery | 3.0503 | 0 | 0 | 2.8123 | 0.14061 | 0
7452 | Synthetic pumped | pumped | 12 | 0 | 21.4759 | 32.2759 | 0.67242 | -3.5527e-15
7452 | Synthetic battery | battery | 7.0993 | 0 | 2.8123 | 9.3575 | 0.46787 | -8.8818e-16
7453 | Synthetic pumped | pumped | 12 | 0 | 32.2759 | 43.0759 | 0.89742 | -3.5527e-15
7453 | Synthetic battery | battery | 9.2832 | 0 | 9.3575 | 17.9162 | 0.89581 | -1.7764e-15
7454 | Synthetic pumped | pumped | 5.4712 | 0 | 43.0759 | 48 | 1 | 0
7454 | Synthetic battery | battery | 2.2602 | 0 | 17.9162 | 20 | 1 | 0
7455 | Synthetic pumped | pumped | 0 | 0 | 48 | 48 | 1 | 0
7455 | Synthetic battery | battery | 0 | 0 | 20 | 20 | 1 | 0
7456 | Synthetic pumped | pumped | 0 | 0 | 48 | 48 | 1 | 0
7456 | Synthetic battery | battery | 0 | 0 | 20 | 20 | 1 | 0
7457 | Synthetic pumped | pumped | 0 | 7.3351 | 48 | 39.8499 | 0.83021 | 0
7457 | Synthetic battery | battery | 0 | 0 | 20 | 20 | 1 | 0
7458 | Synthetic pumped | pumped | 0 | 12 | 39.8499 | 26.5166 | 0.55243 | 0
7458 | Synthetic battery | battery | 0 | 10 | 20 | 9.1535 | 0.45767 | 0
7459 | Synthetic pumped | pumped | 0 | 12 | 26.5166 | 13.1832 | 0.27465 | 0
7459 | Synthetic battery | battery | 0 | 8.4391 | 9.1535 | 0 | 0 | 0
7460 | Synthetic pumped | pumped | 0 | 11.8649 | 13.1832 | 0 | 0 | 0
7460 | Synthetic battery | battery | 0 | 0 | 0 | 0 | 0 | 0
7461 | Synthetic pumped | pumped | 0 | 0 | 0 | 0 | 0 | 0
7461 | Synthetic battery | battery | 0 | 0 | 0 | 0 | 0 | 0
7462 | Synthetic pumped | pumped | 0 | 0 | 0 | 0 | 0 | 0
7462 | Synthetic battery | battery | 0 | 0 | 0 | 0 | 0 | 0
7463 | Synthetic pumped | pumped | 0 | 0 | 0 | 0 | 0 | 0
7463 | Synthetic battery | battery | 0 | 0 | 0 | 0 | 0 | 0
7464 | Synthetic pumped | pumped | 0 | 0 | 0 | 0 | 0 | 0
7464 | Synthetic battery | battery | 0 | 0 | 0 | 0 | 0 | 0
7465 | Synthetic pumped | pumped | 0 | 0 | 0 | 0 | 0 | 0
7465 | Synthetic battery | battery | 0 | 0 | 0 | 0 | 0 | 0
7466 | Synthetic pumped | pumped | 0 | 0 | 0 | 0 | 0 | 0
7466 | Synthetic battery | battery | 0 | 0 | 0 | 0 | 0 | 0
7467 | Synthetic pumped | pumped | 0 | 0 | 0 | 0 | 0 | 0
7467 | Synthetic battery | battery | 0 | 0 | 0 | 0 | 0 | 0
7468 | Synthetic pumped | pumped | 0 | 0 | 0 | 0 | 0 | 0
7468 | Synthetic battery | battery | 0 | 0 | 0 | 0 | 0 | 0
7469 | Synthetic pumped | pumped | 0 | 0 | 0 | 0 | 0 | 0
7469 | Synthetic battery | battery | 0 | 0 | 0 | 0 | 0 | 0
7470 | Synthetic pumped | pumped | 0 | 0 | 0 | 0 | 0 | 0
7470 | Synthetic battery | battery | 0 | 0 | 0 | 0 | 0 | 0
7471 | Synthetic pumped | pumped | 0 | 0 | 0 | 0 | 0 | 0
7471 | Synthetic battery | battery | 0 | 0 | 0 | 0 | 0 | 0
7472 | Synthetic pumped | pumped | 2.5965 | 0 | 0 | 2.3369 | 0.048684 | 0
7472 | Synthetic battery | battery | 0 | 0 | 0 | 0 | 0 | 0
7473 | Synthetic pumped | pumped | 5.4224 | 0 | 2.3369 | 7.217 | 0.15036 | -8.8818e-16
7473 | Synthetic battery | battery | 0 | 0 | 0 | 0 | 0 | 0
7474 | Synthetic pumped | pumped | 12 | 0 | 7.217 | 18.017 | 0.37536 | 1.7764e-15
7474 | Synthetic battery | battery | 2.7341 | 0 | 0 | 2.5207 | 0.12604 | 0
7475 | Synthetic pumped | pumped | 12 | 0 | 18.017 | 28.817 | 0.60036 | 0
7475 | Synthetic battery | battery | 5.14 | 0 | 2.5207 | 7.2595 | 0.36298 | 0
7476 | Synthetic pumped | pumped | 12 | 0 | 28.817 | 39.617 | 0.82536 | 0
7476 | Synthetic battery | battery | 10 | 0 | 7.2595 | 16.4791 | 0.82395 | -1.7764e-15
7477 | Synthetic pumped | pumped | 9.3144 | 0 | 39.617 | 48 | 1 | 0
7477 | Synthetic battery | battery | 3.819 | 0 | 16.4791 | 20 | 1 | 0
7478 | Synthetic pumped | pumped | 0 | 0 | 48 | 48 | 1 | 0
7478 | Synthetic battery | battery | 0 | 0 | 20 | 20 | 1 | 0
7479 | Synthetic pumped | pumped | 0 | 0 | 48 | 48 | 1 | 0
7479 | Synthetic battery | battery | 0 | 0 | 20 | 20 | 1 | 0
7480 | Synthetic pumped | pumped | 0 | 0 | 48 | 48 | 1 | 0
7480 | Synthetic battery | battery | 0 | 0 | 20 | 20 | 1 | 0
7481 | Synthetic pumped | pumped | 0 | 11.1518 | 48 | 35.6091 | 0.74186 | 1.7764e-15
7481 | Synthetic battery | battery | 0 | 0 | 20 | 20 | 1 | 0
7482 | Synthetic pumped | pumped | 0 | 12 | 35.6091 | 22.2758 | 0.46408 | 0
7482 | Synthetic battery | battery | 0 | 10 | 20 | 9.1535 | 0.45767 | 0
7483 | Synthetic pumped | pumped | 0 | 12 | 22.2758 | 8.9425 | 0.1863 | 0
7483 | Synthetic battery | battery | 0 | 8.4391 | 9.1535 | 0 | 0 | 0
7484 | Synthetic pumped | pumped | 0 | 8.0482 | 8.9425 | -1.7764e-15 | -3.7007e-17 | 0
7484 | Synthetic battery | battery | 0 | 0 | 0 | 0 | 0 | 0
7485 | Synthetic pumped | pumped | 0 | -1.5987e-15 | -1.7764e-15 | 0 | 0 | 0
7485 | Synthetic battery | battery | 0 | 0 | 0 | 0 | 0 | 0
7486 | Synthetic pumped | pumped | 0 | 0 | 0 | 0 | 0 | 0
7486 | Synthetic battery | battery | 0 | 0 | 0 | 0 | 0 | 0
7487 | Synthetic pumped | pumped | 0 | 0 | 0 | 0 | 0 | 0
7487 | Synthetic battery | battery | 0 | 0 | 0 | 0 | 0 | 0
7488 | Synthetic pumped | pumped | 0 | 0 | 0 | 0 | 0 | 0
7488 | Synthetic battery | battery | 0 | 0 | 0 | 0 | 0 | 0
7489 | Synthetic pumped | pumped | 0 | 0 | 0 | 0 | 0 | 0
7489 | Synthetic battery | battery | 0 | 0 | 0 | 0 | 0 | 0
7490 | Synthetic pumped | pumped | 0 | 0 | 0 | 0 | 0 | 0
7490 | Synthetic battery | battery | 0 | 0 | 0 | 0 | 0 | 0
7491 | Synthetic pumped | pumped | 0 | 0 | 0 | 0 | 0 | 0
7491 | Synthetic battery | battery | 0 | 0 | 0 | 0 | 0 | 0
7492 | Synthetic pumped | pumped | 0 | 0 | 0 | 0 | 0 | 0
7492 | Synthetic battery | battery | 0 | 0 | 0 | 0 | 0 | 0
7493 | Synthetic pumped | pumped | 0 | 0 | 0 | 0 | 0 | 0
7493 | Synthetic battery | battery | 0 | 0 | 0 | 0 | 0 | 0
7494 | Synthetic pumped | pumped | 0 | 0 | 0 | 0 | 0 | 0
7494 | Synthetic battery | battery | 0 | 0 | 0 | 0 | 0 | 0
7495 | Synthetic pumped | pumped | 0 | 0 | 0 | 0 | 0 | 0
7495 | Synthetic battery | battery | 0 | 0 | 0 | 0 | 0 | 0
7496 | Synthetic pumped | pumped | 7.1014 | 0 | 0 | 6.3913 | 0.13315 | 0
7496 | Synthetic battery | battery | 0 | 0 | 0 | 0 | 0 | 0
7497 | Synthetic pumped | pumped | 12 | 0 | 6.3913 | 17.1913 | 0.35815 | 1.7764e-15
7497 | Synthetic battery | battery | 5.3808 | 0 | 0 | 4.9609 | 0.24804 | 0
7498 | Synthetic pumped | pumped | 12 | 0 | 17.1913 | 27.9913 | 0.58315 | 0
7498 | Synthetic battery | battery | 10 | 0 | 4.9609 | 14.1804 | 0.70902 | 0
7499 | Synthetic pumped | pumped | 12 | 0 | 27.9913 | 38.7913 | 0.80815 | 0
7499 | Synthetic battery | battery | 6.3122 | 0 | 14.1804 | 20 | 1 | 0
7500 | Synthetic pumped | pumped | 10.2319 | 0 | 38.7913 | 48 | 1 | 0
7500 | Synthetic battery | battery | 0 | 0 | 20 | 20 | 1 | 0
7501 | Synthetic pumped | pumped | 0 | 0 | 48 | 48 | 1 | 0
7501 | Synthetic battery | battery | 0 | 0 | 20 | 20 | 1 | 0
7502 | Synthetic pumped | pumped | 0 | 0 | 48 | 48 | 1 | 0
7502 | Synthetic battery | battery | 0 | 0 | 20 | 20 | 1 | 0
7503 | Synthetic pumped | pumped | 0 | 0 | 48 | 48 | 1 | 0
7503 | Synthetic battery | battery | 0 | 0 | 20 | 20 | 1 | 0
7504 | Synthetic pumped | pumped | 0 | 0 | 48 | 48 | 1 | 0
7504 | Synthetic battery | battery | 0 | 0 | 20 | 20 | 1 | 0
7505 | Synthetic pumped | pumped | 0 | 9.4996 | 48 | 37.4449 | 0.7801 | 0
7505 | Synthetic battery | battery | 0 | 0 | 20 | 20 | 1 | 0
7506 | Synthetic pumped | pumped | 0 | 12 | 37.4449 | 24.1116 | 0.50232 | 0
7506 | Synthetic battery | battery | 0 | 10 | 20 | 9.1535 | 0.45767 | 0
7507 | Synthetic pumped | pumped | 0 | 12 | 24.1116 | 10.7782 | 0.22455 | 0
7507 | Synthetic battery | battery | 0 | 8.4391 | 9.1535 | 0 | 0 | 0
7508 | Synthetic pumped | pumped | 0 | 9.7004 | 10.7782 | 0 | 0 | 0
7508 | Synthetic battery | battery | 0 | 0 | 0 | 0 | 0 | 0
7509 | Synthetic pumped | pumped | 0 | 0 | 0 | 0 | 0 | 0
7509 | Synthetic battery | battery | 0 | 0 | 0 | 0 | 0 | 0
7510 | Synthetic pumped | pumped | 0 | 0 | 0 | 0 | 0 | 0
7510 | Synthetic battery | battery | 0 | 0 | 0 | 0 | 0 | 0
7511 | Synthetic pumped | pumped | 0 | 0 | 0 | 0 | 0 | 0
7511 | Synthetic battery | battery | 0 | 0 | 0 | 0 | 0 | 0
7512 | Synthetic pumped | pumped | 0 | 0 | 0 | 0 | 0 | 0
7512 | Synthetic battery | battery | 0 | 0 | 0 | 0 | 0 | 0
7513 | Synthetic pumped | pumped | 0 | 0 | 0 | 0 | 0 | 0
7513 | Synthetic battery | battery | 0 | 0 | 0 | 0 | 0 | 0
7514 | Synthetic pumped | pumped | 0 | 0 | 0 | 0 | 0 | 0
7514 | Synthetic battery | battery | 0 | 0 | 0 | 0 | 0 | 0
7515 | Synthetic pumped | pumped | 0 | 0 | 0 | 0 | 0 | 0
7515 | Synthetic battery | battery | 0 | 0 | 0 | 0 | 0 | 0
7516 | Synthetic pumped | pumped | 0 | 0 | 0 | 0 | 0 | 0
7516 | Synthetic battery | battery | 0 | 0 | 0 | 0 | 0 | 0
7517 | Synthetic pumped | pumped | 0 | 0 | 0 | 0 | 0 | 0
7517 | Synthetic battery | battery | 0 | 0 | 0 | 0 | 0 | 0
7518 | Synthetic pumped | pumped | 0 | 0 | 0 | 0 | 0 | 0
7518 | Synthetic battery | battery | 0 | 0 | 0 | 0 | 0 | 0
7519 | Synthetic pumped | pumped | 0 | 0 | 0 | 0 | 0 | 0
7519 | Synthetic battery | battery | 0 | 0 | 0 | 0 | 0 | 0
7520 | Synthetic pumped | pumped | 9.02 | 0 | 0 | 8.118 | 0.16913 | 0
7520 | Synthetic battery | battery | 0 | 0 | 0 | 0 | 0 | 0
7521 | Synthetic pumped | pumped | 12 | 0 | 8.118 | 18.918 | 0.39413 | 1.7764e-15
7521 | Synthetic battery | battery | 9.5653 | 0 | 0 | 8.8188 | 0.44094 | 0
7522 | Synthetic pumped | pumped | 12 | 0 | 18.918 | 29.718 | 0.61913 | 0
7522 | Synthetic battery | battery | 10 | 0 | 8.8188 | 18.0383 | 0.90192 | 0
7523 | Synthetic pumped | pumped | 12 | 0 | 29.718 | 40.518 | 0.84413 | 0
7523 | Synthetic battery | battery | 2.1277 | 0 | 18.0383 | 20 | 1 | 0
7524 | Synthetic pumped | pumped | 8.3133 | 0 | 40.518 | 48 | 1 | 0
7524 | Synthetic battery | battery | 0 | 0 | 20 | 20 | 1 | 0
7525 | Synthetic pumped | pumped | 0 | 0 | 48 | 48 | 1 | 0
7525 | Synthetic battery | battery | 0 | 0 | 20 | 20 | 1 | 0
7526 | Synthetic pumped | pumped | 0 | 0 | 48 | 48 | 1 | 0
7526 | Synthetic battery | battery | 0 | 0 | 20 | 20 | 1 | 0
7527 | Synthetic pumped | pumped | 0 | 0 | 48 | 48 | 1 | 0
7527 | Synthetic battery | battery | 0 | 0 | 20 | 20 | 1 | 0
7528 | Synthetic pumped | pumped | 0 | 0 | 48 | 48 | 1 | 0
7528 | Synthetic battery | battery | 0 | 0 | 20 | 20 | 1 | 0
7529 | Synthetic pumped | pumped | 0 | 2.281 | 48 | 45.4655 | 0.9472 | -1.7764e-15
7529 | Synthetic battery | battery | 0 | 0 | 20 | 20 | 1 | 0
7530 | Synthetic pumped | pumped | 0 | 12 | 45.4655 | 32.1322 | 0.66942 | 3.5527e-15
7530 | Synthetic battery | battery | 0 | 7.3809 | 20 | 11.9943 | 0.59971 | 0
7531 | Synthetic pumped | pumped | 0 | 12 | 32.1322 | 18.7989 | 0.39164 | 0
7531 | Synthetic battery | battery | 0 | 10 | 11.9943 | 1.1478 | 0.057388 | 0
7532 | Synthetic pumped | pumped | 0 | 12 | 18.7989 | 5.4655 | 0.11387 | 0
7532 | Synthetic battery | battery | 0 | 1.0582 | 1.1478 | 0 | 0 | 0
7533 | Synthetic pumped | pumped | 0 | 4.919 | 5.4655 | -8.8818e-16 | -1.8504e-17 | 0
7533 | Synthetic battery | battery | 0 | 0 | 0 | 0 | 0 | 0
7534 | Synthetic pumped | pumped | 0 | -7.9936e-16 | -8.8818e-16 | 0 | 0 | 0
7534 | Synthetic battery | battery | 0 | 0 | 0 | 0 | 0 | 0
7535 | Synthetic pumped | pumped | 0 | 0 | 0 | 0 | 0 | 0
7535 | Synthetic battery | battery | 0 | 0 | 0 | 0 | 0 | 0
7536 | Synthetic pumped | pumped | 0 | 0 | 0 | 0 | 0 | 0
7536 | Synthetic battery | battery | 0 | 0 | 0 | 0 | 0 | 0
7537 | Synthetic pumped | pumped | 0 | 0 | 0 | 0 | 0 | 0
7537 | Synthetic battery | battery | 0 | 0 | 0 | 0 | 0 | 0
7538 | Synthetic pumped | pumped | 0 | 0 | 0 | 0 | 0 | 0
7538 | Synthetic battery | battery | 0 | 0 | 0 | 0 | 0 | 0
7539 | Synthetic pumped | pumped | 0 | 0 | 0 | 0 | 0 | 0
7539 | Synthetic battery | battery | 0 | 0 | 0 | 0 | 0 | 0
7540 | Synthetic pumped | pumped | 0 | 0 | 0 | 0 | 0 | 0
7540 | Synthetic battery | battery | 0 | 0 | 0 | 0 | 0 | 0
7541 | Synthetic pumped | pumped | 0 | 0 | 0 | 0 | 0 | 0
7541 | Synthetic battery | battery | 0 | 0 | 0 | 0 | 0 | 0
7542 | Synthetic pumped | pumped | 0 | 0 | 0 | 0 | 0 | 0
7542 | Synthetic battery | battery | 0 | 0 | 0 | 0 | 0 | 0
7543 | Synthetic pumped | pumped | 0 | 0 | 0 | 0 | 0 | 0
7543 | Synthetic battery | battery | 0 | 0 | 0 | 0 | 0 | 0
7544 | Synthetic pumped | pumped | 9.2321 | 0 | 0 | 8.3089 | 0.1731 | 0
7544 | Synthetic battery | battery | 0 | 0 | 0 | 0 | 0 | 0
7545 | Synthetic pumped | pumped | 12 | 0 | 8.3089 | 19.1089 | 0.3981 | -1.7764e-15
7545 | Synthetic battery | battery | 3.4914 | 0 | 0 | 3.2189 | 0.16094 | 0
7546 | Synthetic pumped | pumped | 12 | 0 | 19.1089 | 29.9089 | 0.6231 | 0
7546 | Synthetic battery | battery | 10 | 0 | 3.2189 | 12.4384 | 0.62192 | 0
7547 | Synthetic pumped | pumped | 12 | 0 | 29.9089 | 40.7089 | 0.8481 | 0
7547 | Synthetic battery | battery | 8.2017 | 0 | 12.4384 | 20 | 1 | -8.8818e-16
7548 | Synthetic pumped | pumped | 8.1012 | 0 | 40.7089 | 48 | 1 | -8.8818e-16
7548 | Synthetic battery | battery | 0 | 0 | 20 | 20 | 1 | 0
7549 | Synthetic pumped | pumped | 0 | 0 | 48 | 48 | 1 | 0
7549 | Synthetic battery | battery | 0 | 0 | 20 | 20 | 1 | 0
7550 | Synthetic pumped | pumped | 0 | 0 | 48 | 48 | 1 | 0
7550 | Synthetic battery | battery | 0 | 0 | 20 | 20 | 1 | 0
7551 | Synthetic pumped | pumped | 0 | 0 | 48 | 48 | 1 | 0
7551 | Synthetic battery | battery | 0 | 0 | 20 | 20 | 1 | 0
7552 | Synthetic pumped | pumped | 0 | 0 | 48 | 48 | 1 | 0
7552 | Synthetic battery | battery | 0 | 0 | 20 | 20 | 1 | 0
7553 | Synthetic pumped | pumped | 0 | 0 | 48 | 48 | 1 | 0
7553 | Synthetic battery | battery | 0 | 0 | 20 | 20 | 1 | 0
7554 | Synthetic pumped | pumped | 0 | 12 | 48 | 34.6667 | 0.72222 | 3.5527e-15
7554 | Synthetic battery | battery | 0 | 1.4024 | 20 | 18.4789 | 0.92394 | -1.5543e-15
7555 | Synthetic pumped | pumped | 0 | 12 | 34.6667 | 21.3333 | 0.44444 | 0
7555 | Synthetic battery | battery | 0 | 7.3148 | 18.4789 | 10.5449 | 0.52724 | 8.8818e-16
7556 | Synthetic pumped | pumped | 0 | 12 | 21.3333 | 8 | 0.16667 | 0
7556 | Synthetic battery | battery | 0 | 9.7219 | 10.5449 | 0 | 0 | 0
7557 | Synthetic pumped | pumped | 0 | 7.2 | 8 | 0 | 0 | 0
7557 | Synthetic battery | battery | 0 | 0 | 0 | 0 | 0 | 0
7558 | Synthetic pumped | pumped | 0 | 0 | 0 | 0 | 0 | 0
7558 | Synthetic battery | battery | 0 | 0 | 0 | 0 | 0 | 0
7559 | Synthetic pumped | pumped | 0 | 0 | 0 | 0 | 0 | 0
7559 | Synthetic battery | battery | 0 | 0 | 0 | 0 | 0 | 0
7560 | Synthetic pumped | pumped | 0 | 0 | 0 | 0 | 0 | 0
7560 | Synthetic battery | battery | 0 | 0 | 0 | 0 | 0 | 0
7561 | Synthetic pumped | pumped | 0 | 0 | 0 | 0 | 0 | 0
7561 | Synthetic battery | battery | 0 | 0 | 0 | 0 | 0 | 0
7562 | Synthetic pumped | pumped | 0 | 0 | 0 | 0 | 0 | 0
7562 | Synthetic battery | battery | 0 | 0 | 0 | 0 | 0 | 0
7563 | Synthetic pumped | pumped | 0 | 0 | 0 | 0 | 0 | 0
7563 | Synthetic battery | battery | 0 | 0 | 0 | 0 | 0 | 0
7564 | Synthetic pumped | pumped | 0 | 0 | 0 | 0 | 0 | 0
7564 | Synthetic battery | battery | 0 | 0 | 0 | 0 | 0 | 0
7565 | Synthetic pumped | pumped | 0 | 0 | 0 | 0 | 0 | 0
7565 | Synthetic battery | battery | 0 | 0 | 0 | 0 | 0 | 0
7566 | Synthetic pumped | pumped | 0 | 0 | 0 | 0 | 0 | 0
7566 | Synthetic battery | battery | 0 | 0 | 0 | 0 | 0 | 0
7567 | Synthetic pumped | pumped | 0 | 0 | 0 | 0 | 0 | 0
7567 | Synthetic battery | battery | 0 | 0 | 0 | 0 | 0 | 0
7568 | Synthetic pumped | pumped | 0 | 0 | 0 | 0 | 0 | 0
7568 | Synthetic battery | battery | 0 | 0 | 0 | 0 | 0 | 0
7569 | Synthetic pumped | pumped | 2.0645 | 0 | 0 | 1.858 | 0.038708 | 0
7569 | Synthetic battery | battery | 0 | 0 | 0 | 0 | 0 | 0
7570 | Synthetic pumped | pumped | 11.5204 | 0 | 1.858 | 12.2264 | 0.25472 | 0
7570 | Synthetic battery | battery | 0 | 0 | 0 | 0 | 0 | 0
7571 | Synthetic pumped | pumped | 12 | 0 | 12.2264 | 23.0264 | 0.47972 | -1.7764e-15
7571 | Synthetic battery | battery | 2.3325 | 0 | 0 | 2.1505 | 0.10752 | 0
7572 | Synthetic pumped | pumped | 12 | 0 | 23.0264 | 33.8264 | 0.70472 | -3.5527e-15
7572 | Synthetic battery | battery | 7.989 | 0 | 2.1505 | 9.5159 | 0.4758 | 8.8818e-16
7573 | Synthetic pumped | pumped | 12 | 0 | 33.8264 | 44.6264 | 0.92972 | -3.5527e-15
7573 | Synthetic battery | battery | 6.2763 | 0 | 9.5159 | 15.3024 | 0.76512 | 0
7574 | Synthetic pumped | pumped | 3.7485 | 0 | 44.6264 | 48 | 1 | 0
7574 | Synthetic battery | battery | 5.0953 | 0 | 15.3024 | 20 | 1 | 0
7575 | Synthetic pumped | pumped | 0 | 0 | 48 | 48 | 1 | 0
7575 | Synthetic battery | battery | 0 | 0 | 20 | 20 | 1 | 0
7576 | Synthetic pumped | pumped | 0 | 0 | 48 | 48 | 1 | 0
7576 | Synthetic battery | battery | 0 | 0 | 20 | 20 | 1 | 0
7577 | Synthetic pumped | pumped | 0 | 12 | 48 | 34.6667 | 0.72222 | 3.5527e-15
7577 | Synthetic battery | battery | 0 | 0.86943 | 20 | 19.057 | 0.95285 | 1.3323e-15
7578 | Synthetic pumped | pumped | 0 | 12 | 34.6667 | 21.3333 | 0.44444 | 0
7578 | Synthetic battery | battery | 0 | 10 | 19.057 | 8.2104 | 0.41052 | 0
7579 | Synthetic pumped | pumped | 0 | 12 | 21.3333 | 8 | 0.16667 | 0
7579 | Synthetic battery | battery | 0 | 7.5697 | 8.2104 | 0 | 0 | 0
7580 | Synthetic pumped | pumped | 0 | 7.2 | 8 | 0 | 0 | 0
7580 | Synthetic battery | battery | 0 | 0 | 0 | 0 | 0 | 0
7581 | Synthetic pumped | pumped | 0 | 0 | 0 | 0 | 0 | 0
7581 | Synthetic battery | battery | 0 | 0 | 0 | 0 | 0 | 0
7582 | Synthetic pumped | pumped | 0 | 0 | 0 | 0 | 0 | 0
7582 | Synthetic battery | battery | 0 | 0 | 0 | 0 | 0 | 0
7583 | Synthetic pumped | pumped | 0 | 0 | 0 | 0 | 0 | 0
7583 | Synthetic battery | battery | 0 | 0 | 0 | 0 | 0 | 0
7584 | Synthetic pumped | pumped | 0 | 0 | 0 | 0 | 0 | 0
7584 | Synthetic battery | battery | 0 | 0 | 0 | 0 | 0 | 0
7585 | Synthetic pumped | pumped | 0 | 0 | 0 | 0 | 0 | 0
7585 | Synthetic battery | battery | 0 | 0 | 0 | 0 | 0 | 0
7586 | Synthetic pumped | pumped | 0 | 0 | 0 | 0 | 0 | 0
7586 | Synthetic battery | battery | 0 | 0 | 0 | 0 | 0 | 0
7587 | Synthetic pumped | pumped | 0 | 0 | 0 | 0 | 0 | 0
7587 | Synthetic battery | battery | 0 | 0 | 0 | 0 | 0 | 0
7588 | Synthetic pumped | pumped | 0 | 0 | 0 | 0 | 0 | 0
7588 | Synthetic battery | battery | 0 | 0 | 0 | 0 | 0 | 0
7589 | Synthetic pumped | pumped | 0 | 0 | 0 | 0 | 0 | 0
7589 | Synthetic battery | battery | 0 | 0 | 0 | 0 | 0 | 0
7590 | Synthetic pumped | pumped | 0 | 0 | 0 | 0 | 0 | 0
7590 | Synthetic battery | battery | 0 | 0 | 0 | 0 | 0 | 0
7591 | Synthetic pumped | pumped | 0 | 0 | 0 | 0 | 0 | 0
7591 | Synthetic battery | battery | 0 | 0 | 0 | 0 | 0 | 0
7592 | Synthetic pumped | pumped | 7.1796 | 0 | 0 | 6.4617 | 0.13462 | 0
7592 | Synthetic battery | battery | 0 | 0 | 0 | 0 | 0 | 0
7593 | Synthetic pumped | pumped | 12 | 0 | 6.4617 | 17.2617 | 0.35962 | 0
7593 | Synthetic battery | battery | 4.7229 | 0 | 0 | 4.3543 | 0.21772 | 0
7594 | Synthetic pumped | pumped | 12 | 0 | 17.2617 | 28.0617 | 0.58462 | 0
7594 | Synthetic battery | battery | 10 | 0 | 4.3543 | 13.5739 | 0.67869 | 0
7595 | Synthetic pumped | pumped | 12 | 0 | 28.0617 | 38.8617 | 0.80962 | -3.5527e-15
7595 | Synthetic battery | battery | 6.9701 | 0 | 13.5739 | 20 | 1 | 0
7596 | Synthetic pumped | pumped | 10.1537 | 0 | 38.8617 | 48 | 1 | 0
7596 | Synthetic battery | battery | 0 | 0 | 20 | 20 | 1 | 0
7597 | Synthetic pumped | pumped | 0 | 0 | 48 | 48 | 1 | 0
7597 | Synthetic battery | battery | 0 | 0 | 20 | 20 | 1 | 0
7598 | Synthetic pumped | pumped | 0 | 0 | 48 | 48 | 1 | 0
7598 | Synthetic battery | battery | 0 | 0 | 20 | 20 | 1 | 0
7599 | Synthetic pumped | pumped | 0 | 0 | 48 | 48 | 1 | 0
7599 | Synthetic battery | battery | 0 | 0 | 20 | 20 | 1 | 0
7600 | Synthetic pumped | pumped | 0 | 0 | 48 | 48 | 1 | 0
7600 | Synthetic battery | battery | 0 | 0 | 20 | 20 | 1 | 0
7601 | Synthetic pumped | pumped | 0 | 0 | 48 | 48 | 1 | 0
7601 | Synthetic battery | battery | 0 | 0 | 20 | 20 | 1 | 0
7602 | Synthetic pumped | pumped | 0 | 12 | 48 | 34.6667 | 0.72222 | 3.5527e-15
7602 | Synthetic battery | battery | 0 | 0.25948 | 20 | 19.7186 | 0.98593 | 1.4433e-15
7603 | Synthetic pumped | pumped | 0 | 12 | 34.6667 | 21.3333 | 0.44444 | 0
7603 | Synthetic battery | battery | 0 | 4.9847 | 19.7186 | 14.3119 | 0.7156 | -8.8818e-16
7604 | Synthetic pumped | pumped | 0 | 12 | 21.3333 | 8 | 0.16667 | 0
7604 | Synthetic battery | battery | 0 | 9.5458 | 14.3119 | 3.958 | 0.1979 | 0
7605 | Synthetic pumped | pumped | 0 | 7.2 | 8 | 0 | 0 | 0
7605 | Synthetic battery | battery | 0 | 3.6491 | 3.958 | 4.4409e-16 | 2.2204e-17 | 0
7606 | Synthetic pumped | pumped | 0 | 0 | 0 | 0 | 0 | 0
7606 | Synthetic battery | battery | 0 | 4.0943e-16 | 4.4409e-16 | 0 | 0 | 0
7607 | Synthetic pumped | pumped | 0 | 0 | 0 | 0 | 0 | 0
7607 | Synthetic battery | battery | 0 | 0 | 0 | 0 | 0 | 0
7608 | Synthetic pumped | pumped | 0 | 0 | 0 | 0 | 0 | 0
7608 | Synthetic battery | battery | 0 | 0 | 0 | 0 | 0 | 0
7609 | Synthetic pumped | pumped | 0 | 0 | 0 | 0 | 0 | 0
7609 | Synthetic battery | battery | 0 | 0 | 0 | 0 | 0 | 0
7610 | Synthetic pumped | pumped | 0 | 0 | 0 | 0 | 0 | 0
7610 | Synthetic battery | battery | 0 | 0 | 0 | 0 | 0 | 0
7611 | Synthetic pumped | pumped | 0 | 0 | 0 | 0 | 0 | 0
7611 | Synthetic battery | battery | 0 | 0 | 0 | 0 | 0 | 0
7612 | Synthetic pumped | pumped | 0 | 0 | 0 | 0 | 0 | 0
7612 | Synthetic battery | battery | 0 | 0 | 0 | 0 | 0 | 0
7613 | Synthetic pumped | pumped | 0 | 0 | 0 | 0 | 0 | 0
7613 | Synthetic battery | battery | 0 | 0 | 0 | 0 | 0 | 0
7614 | Synthetic pumped | pumped | 0 | 0 | 0 | 0 | 0 | 0
7614 | Synthetic battery | battery | 0 | 0 | 0 | 0 | 0 | 0
7615 | Synthetic pumped | pumped | 0 | 0 | 0 | 0 | 0 | 0
7615 | Synthetic battery | battery | 0 | 0 | 0 | 0 | 0 | 0
7616 | Synthetic pumped | pumped | 0 | 0 | 0 | 0 | 0 | 0
7616 | Synthetic battery | battery | 0 | 0 | 0 | 0 | 0 | 0
7617 | Synthetic pumped | pumped | 4.5296 | 0 | 0 | 4.0767 | 0.08493 | 0
7617 | Synthetic battery | battery | 0 | 0 | 0 | 0 | 0 | 0
7618 | Synthetic pumped | pumped | 12 | 0 | 4.0767 | 14.8767 | 0.30993 | 0
7618 | Synthetic battery | battery | 4.025 | 0 | 0 | 3.7109 | 0.18554 | 0
7619 | Synthetic pumped | pumped | 12 | 0 | 14.8767 | 25.6767 | 0.53493 | 0
7619 | Synthetic battery | battery | 0.25135 | 0 | 3.7109 | 3.9426 | 0.19713 | -1.3878e-16
7620 | Synthetic pumped | pumped | 10.453 | 0 | 25.6767 | 35.0844 | 0.73092 | 0
7620 | Synthetic battery | battery | 0 | 0 | 3.9426 | 3.9426 | 0.19713 | 0
7621 | Synthetic pumped | pumped | 12 | 0 | 35.0844 | 45.8844 | 0.95592 | -3.5527e-15
7621 | Synthetic battery | battery | 9.0388 | 0 | 3.9426 | 12.276 | 0.6138 | 0
7622 | Synthetic pumped | pumped | 2.3507 | 0 | 45.8844 | 48 | 1 | 0
7622 | Synthetic battery | battery | 8.3779 | 0 | 12.276 | 20 | 1 | 0
7623 | Synthetic pumped | pumped | 0 | 0 | 48 | 48 | 1 | 0
7623 | Synthetic battery | battery | 0 | 0 | 20 | 20 | 1 | 0
7624 | Synthetic pumped | pumped | 0 | 0 | 48 | 48 | 1 | 0
7624 | Synthetic battery | battery | 0 | 0 | 20 | 20 | 1 | 0
7625 | Synthetic pumped | pumped | 0 | 10.2074 | 48 | 36.6584 | 0.76372 | 1.7764e-15
7625 | Synthetic battery | battery | 0 | 0 | 20 | 20 | 1 | 0
7626 | Synthetic pumped | pumped | 0 | 12 | 36.6584 | 23.3251 | 0.48594 | 0
7626 | Synthetic battery | battery | 0 | 10 | 20 | 9.1535 | 0.45767 | 0
7627 | Synthetic pumped | pumped | 0 | 12 | 23.3251 | 9.9918 | 0.20816 | 0
7627 | Synthetic battery | battery | 0 | 8.4391 | 9.1535 | 0 | 0 | 0
7628 | Synthetic pumped | pumped | 0 | 8.9926 | 9.9918 | 0 | 0 | 0
7628 | Synthetic battery | battery | 0 | 0 | 0 | 0 | 0 | 0
7629 | Synthetic pumped | pumped | 0 | 0 | 0 | 0 | 0 | 0
7629 | Synthetic battery | battery | 0 | 0 | 0 | 0 | 0 | 0
7630 | Synthetic pumped | pumped | 0 | 0 | 0 | 0 | 0 | 0
7630 | Synthetic battery | battery | 0 | 0 | 0 | 0 | 0 | 0
7631 | Synthetic pumped | pumped | 0 | 0 | 0 | 0 | 0 | 0
7631 | Synthetic battery | battery | 0 | 0 | 0 | 0 | 0 | 0
7632 | Synthetic pumped | pumped | 0 | 0 | 0 | 0 | 0 | 0
7632 | Synthetic battery | battery | 0 | 0 | 0 | 0 | 0 | 0
7633 | Synthetic pumped | pumped | 0 | 0 | 0 | 0 | 0 | 0
7633 | Synthetic battery | battery | 0 | 0 | 0 | 0 | 0 | 0
7634 | Synthetic pumped | pumped | 0 | 0 | 0 | 0 | 0 | 0
7634 | Synthetic battery | battery | 0 | 0 | 0 | 0 | 0 | 0
7635 | Synthetic pumped | pumped | 0 | 0 | 0 | 0 | 0 | 0
7635 | Synthetic battery | battery | 0 | 0 | 0 | 0 | 0 | 0
7636 | Synthetic pumped | pumped | 0 | 0 | 0 | 0 | 0 | 0
7636 | Synthetic battery | battery | 0 | 0 | 0 | 0 | 0 | 0
7637 | Synthetic pumped | pumped | 0 | 0 | 0 | 0 | 0 | 0
7637 | Synthetic battery | battery | 0 | 0 | 0 | 0 | 0 | 0
7638 | Synthetic pumped | pumped | 0 | 0 | 0 | 0 | 0 | 0
7638 | Synthetic battery | battery | 0 | 0 | 0 | 0 | 0 | 0
7639 | Synthetic pumped | pumped | 0 | 0 | 0 | 0 | 0 | 0
7639 | Synthetic battery | battery | 0 | 0 | 0 | 0 | 0 | 0
7640 | Synthetic pumped | pumped | 0.66877 | 0 | 0 | 0.60189 | 0.012539 | 0
7640 | Synthetic battery | battery | 0 | 0 | 0 | 0 | 0 | 0
7641 | Synthetic pumped | pumped | 10.4051 | 0 | 0.60189 | 9.9665 | 0.20763 | 0
7641 | Synthetic battery | battery | 0 | 0 | 0 | 0 | 0 | 0
7642 | Synthetic pumped | pumped | 12 | 0 | 9.9665 | 20.7665 | 0.43263 | 0
7642 | Synthetic battery | battery | 6.5002 | 0 | 0 | 5.9929 | 0.29964 | 0
7643 | Synthetic pumped | pumped | 12 | 0 | 20.7665 | 31.5665 | 0.65763 | 0
7643 | Synthetic battery | battery | 10 | 0 | 5.9929 | 15.2124 | 0.76062 | 0
7644 | Synthetic pumped | pumped | 12 | 0 | 31.5665 | 42.3665 | 0.88263 | 0
7644 | Synthetic battery | battery | 5.1929 | 0 | 15.2124 | 20 | 1 | 0
7645 | Synthetic pumped | pumped | 6.2595 | 0 | 42.3665 | 48 | 1 | 0
7645 | Synthetic battery | battery | 0 | 0 | 20 | 20 | 1 | 0
7646 | Synthetic pumped | pumped | 0 | 0 | 48 | 48 | 1 | 0
7646 | Synthetic battery | battery | 0 | 0 | 20 | 20 | 1 | 0
7647 | Synthetic pumped | pumped | 0 | 0 | 48 | 48 | 1 | 0
7647 | Synthetic battery | battery | 0 | 0 | 20 | 20 | 1 | 0
7648 | Synthetic pumped | pumped | 0 | 0 | 48 | 48 | 1 | 0
7648 | Synthetic battery | battery | 0 | 0 | 20 | 20 | 1 | 0
7649 | Synthetic pumped | pumped | 0 | 6.6226 | 48 | 40.6416 | 0.8467 | -3.5527e-15
7649 | Synthetic battery | battery | 0 | 0 | 20 | 20 | 1 | 0
7650 | Synthetic pumped | pumped | 0 | 12 | 40.6416 | 27.3083 | 0.56892 | 0
7650 | Synthetic battery | battery | 0 | 10 | 20 | 9.1535 | 0.45767 | 0
7651 | Synthetic pumped | pumped | 0 | 12 | 27.3083 | 13.9749 | 0.29114 | 0
7651 | Synthetic battery | battery | 0 | 8.4391 | 9.1535 | 0 | 0 | 0
7652 | Synthetic pumped | pumped | 0 | 12 | 13.9749 | 0.64158 | 0.013366 | 0
7652 | Synthetic battery | battery | 0 | 0 | 0 | 0 | 0 | 0
7653 | Synthetic pumped | pumped | 0 | 0.57743 | 0.64158 | 0 | 0 | 0
7653 | Synthetic battery | battery | 0 | 0 | 0 | 0 | 0 | 0
7654 | Synthetic pumped | pumped | 0 | 0 | 0 | 0 | 0 | 0
7654 | Synthetic battery | battery | 0 | 0 | 0 | 0 | 0 | 0
7655 | Synthetic pumped | pumped | 0 | 0 | 0 | 0 | 0 | 0
7655 | Synthetic battery | battery | 0 | 0 | 0 | 0 | 0 | 0
7656 | Synthetic pumped | pumped | 0 | 0 | 0 | 0 | 0 | 0
7656 | Synthetic battery | battery | 0 | 0 | 0 | 0 | 0 | 0
7657 | Synthetic pumped | pumped | 0 | 0 | 0 | 0 | 0 | 0
7657 | Synthetic battery | battery | 0 | 0 | 0 | 0 | 0 | 0
7658 | Synthetic pumped | pumped | 0 | 0 | 0 | 0 | 0 | 0
7658 | Synthetic battery | battery | 0 | 0 | 0 | 0 | 0 | 0
7659 | Synthetic pumped | pumped | 0 | 0 | 0 | 0 | 0 | 0
7659 | Synthetic battery | battery | 0 | 0 | 0 | 0 | 0 | 0
7660 | Synthetic pumped | pumped | 0 | 0 | 0 | 0 | 0 | 0
7660 | Synthetic battery | battery | 0 | 0 | 0 | 0 | 0 | 0
7661 | Synthetic pumped | pumped | 0 | 0 | 0 | 0 | 0 | 0
7661 | Synthetic battery | battery | 0 | 0 | 0 | 0 | 0 | 0
7662 | Synthetic pumped | pumped | 0 | 0 | 0 | 0 | 0 | 0
7662 | Synthetic battery | battery | 0 | 0 | 0 | 0 | 0 | 0
7663 | Synthetic pumped | pumped | 0 | 0 | 0 | 0 | 0 | 0
7663 | Synthetic battery | battery | 0 | 0 | 0 | 0 | 0 | 0
7664 | Synthetic pumped | pumped | 6.5481 | 0 | 0 | 5.8933 | 0.12278 | 0
7664 | Synthetic battery | battery | 0 | 0 | 0 | 0 | 0 | 0
7665 | Synthetic pumped | pumped | 12 | 0 | 5.8933 | 16.6933 | 0.34778 | 0
7665 | Synthetic battery | battery | 3.7982 | 0 | 0 | 3.5018 | 0.17509 | 0
7666 | Synthetic pumped | pumped | 12 | 0 | 16.6933 | 27.4933 | 0.57278 | 0
7666 | Synthetic battery | battery | 10 | 0 | 3.5018 | 12.7213 | 0.63607 | 0
7667 | Synthetic pumped | pumped | 12 | 0 | 27.4933 | 38.2933 | 0.79778 | 3.5527e-15
7667 | Synthetic battery | battery | 7.8948 | 0 | 12.7213 | 20 | 1 | 0
7668 | Synthetic pumped | pumped | 10.7853 | 0 | 38.2933 | 48 | 1 | 0
7668 | Synthetic battery | battery | 0 | 0 | 20 | 20 | 1 | 0
7669 | Synthetic pumped | pumped | 0 | 0 | 48 | 48 | 1 | 0
7669 | Synthetic battery | battery | 0 | 0 | 20 | 20 | 1 | 0
7670 | Synthetic pumped | pumped | 0 | 0 | 48 | 48 | 1 | 0
7670 | Synthetic battery | battery | 0 | 0 | 20 | 20 | 1 | 0
7671 | Synthetic pumped | pumped | 0 | 0 | 48 | 48 | 1 | 0
7671 | Synthetic battery | battery | 0 | 0 | 20 | 20 | 1 | 0
7672 | Synthetic pumped | pumped | 0 | 0 | 48 | 48 | 1 | 0
7672 | Synthetic battery | battery | 0 | 0 | 20 | 20 | 1 | 0
7673 | Synthetic pumped | pumped | 0 | 0 | 48 | 48 | 1 | 0
7673 | Synthetic battery | battery | 0 | 0 | 20 | 20 | 1 | 0
7674 | Synthetic pumped | pumped | 0 | 12 | 48 | 34.6667 | 0.72222 | 3.5527e-15
7674 | Synthetic battery | battery | 0 | 7.611 | 20 | 11.7447 | 0.58723 | 0
7675 | Synthetic pumped | pumped | 0 | 12 | 34.6667 | 21.3333 | 0.44444 | 0
7675 | Synthetic battery | battery | 0 | 10 | 11.7447 | 0.89814 | 0.044907 | 0
7676 | Synthetic pumped | pumped | 0 | 12 | 21.3333 | 8 | 0.16667 | 0
7676 | Synthetic battery | battery | 0 | 0.82804 | 0.89814 | 0 | 0 | 0
7677 | Synthetic pumped | pumped | 0 | 7.2 | 8 | 0 | 0 | 0
7677 | Synthetic battery | battery | 0 | 0 | 0 | 0 | 0 | 0
7678 | Synthetic pumped | pumped | 0 | 0 | 0 | 0 | 0 | 0
7678 | Synthetic battery | battery | 0 | 0 | 0 | 0 | 0 | 0
7679 | Synthetic pumped | pumped | 0 | 0 | 0 | 0 | 0 | 0
7679 | Synthetic battery | battery | 0 | 0 | 0 | 0 | 0 | 0
7680 | Synthetic pumped | pumped | 0 | 0 | 0 | 0 | 0 | 0
7680 | Synthetic battery | battery | 0 | 0 | 0 | 0 | 0 | 0
7681 | Synthetic pumped | pumped | 0 | 0 | 0 | 0 | 0 | 0
7681 | Synthetic battery | battery | 0 | 0 | 0 | 0 | 0 | 0
7682 | Synthetic pumped | pumped | 0 | 0 | 0 | 0 | 0 | 0
7682 | Synthetic battery | battery | 0 | 0 | 0 | 0 | 0 | 0
7683 | Synthetic pumped | pumped | 0 | 0 | 0 | 0 | 0 | 0
7683 | Synthetic battery | battery | 0 | 0 | 0 | 0 | 0 | 0
7684 | Synthetic pumped | pumped | 0 | 0 | 0 | 0 | 0 | 0
7684 | Synthetic battery | battery | 0 | 0 | 0 | 0 | 0 | 0
7685 | Synthetic pumped | pumped | 0 | 0 | 0 | 0 | 0 | 0
7685 | Synthetic battery | battery | 0 | 0 | 0 | 0 | 0 | 0
7686 | Synthetic pumped | pumped | 0 | 0 | 0 | 0 | 0 | 0
7686 | Synthetic battery | battery | 0 | 0 | 0 | 0 | 0 | 0
7687 | Synthetic pumped | pumped | 0 | 0 | 0 | 0 | 0 | 0
7687 | Synthetic battery | battery | 0 | 0 | 0 | 0 | 0 | 0
7688 | Synthetic pumped | pumped | 1.3396 | 0 | 0 | 1.2057 | 0.025118 | 0
7688 | Synthetic battery | battery | 0 | 0 | 0 | 0 | 0 | 0
7689 | Synthetic pumped | pumped | 7.9735 | 0 | 1.2057 | 8.3818 | 0.17462 | 8.8818e-16
7689 | Synthetic battery | battery | 0 | 0 | 0 | 0 | 0 | 0
7690 | Synthetic pumped | pumped | 12 | 0 | 8.3818 | 19.1818 | 0.39962 | -1.7764e-15
7690 | Synthetic battery | battery | 6.8055 | 0 | 0 | 6.2743 | 0.31372 | 0
7691 | Synthetic pumped | pumped | 12 | 0 | 19.1818 | 29.9818 | 0.62462 | 0
7691 | Synthetic battery | battery | 10 | 0 | 6.2743 | 15.4939 | 0.77469 | 0
7692 | Synthetic pumped | pumped | 12 | 0 | 29.9818 | 40.7818 | 0.84962 | 0
7692 | Synthetic battery | battery | 4.8876 | 0 | 15.4939 | 20 | 1 | 0
7693 | Synthetic pumped | pumped | 8.0202 | 0 | 40.7818 | 48 | 1 | -8.8818e-16
7693 | Synthetic battery | battery | 0 | 0 | 20 | 20 | 1 | 0
7694 | Synthetic pumped | pumped | 0 | 0 | 48 | 48 | 1 | 0
7694 | Synthetic battery | battery | 0 | 0 | 20 | 20 | 1 | 0
7695 | Synthetic pumped | pumped | 0 | 0 | 48 | 48 | 1 | 0
7695 | Synthetic battery | battery | 0 | 0 | 20 | 20 | 1 | 0
7696 | Synthetic pumped | pumped | 0 | 0 | 48 | 48 | 1 | 0
7696 | Synthetic battery | battery | 0 | 0 | 20 | 20 | 1 | 0
7697 | Synthetic pumped | pumped | 0 | 2.2002 | 48 | 45.5554 | 0.94907 | -8.8818e-16
7697 | Synthetic battery | battery | 0 | 0 | 20 | 20 | 1 | 0
7698 | Synthetic pumped | pumped | 0 | 12 | 45.5554 | 32.222 | 0.67129 | -3.5527e-15
7698 | Synthetic battery | battery | 0 | 7.6094 | 20 | 11.7465 | 0.58732 | 0
7699 | Synthetic pumped | pumped | 0 | 12 | 32.222 | 18.8887 | 0.39351 | 0
7699 | Synthetic battery | battery | 0 | 10 | 11.7465 | 0.89995 | 0.044998 | 0
7700 | Synthetic pumped | pumped | 0 | 12 | 18.8887 | 5.5554 | 0.11574 | 0
7700 | Synthetic battery | battery | 0 | 0.82972 | 0.89995 | 0 | 0 | 0
7701 | Synthetic pumped | pumped | 0 | 4.9998 | 5.5554 | 0 | 0 | 0
7701 | Synthetic battery | battery | 0 | 0 | 0 | 0 | 0 | 0
7702 | Synthetic pumped | pumped | 0 | 0 | 0 | 0 | 0 | 0
7702 | Synthetic battery | battery | 0 | 0 | 0 | 0 | 0 | 0
7703 | Synthetic pumped | pumped | 0 | 0 | 0 | 0 | 0 | 0
7703 | Synthetic battery | battery | 0 | 0 | 0 | 0 | 0 | 0
7704 | Synthetic pumped | pumped | 0 | 0 | 0 | 0 | 0 | 0
7704 | Synthetic battery | battery | 0 | 0 | 0 | 0 | 0 | 0
7705 | Synthetic pumped | pumped | 0 | 0 | 0 | 0 | 0 | 0
7705 | Synthetic battery | battery | 0 | 0 | 0 | 0 | 0 | 0
7706 | Synthetic pumped | pumped | 0 | 0 | 0 | 0 | 0 | 0
7706 | Synthetic battery | battery | 0 | 0 | 0 | 0 | 0 | 0
7707 | Synthetic pumped | pumped | 0 | 0 | 0 | 0 | 0 | 0
7707 | Synthetic battery | battery | 0 | 0 | 0 | 0 | 0 | 0
7708 | Synthetic pumped | pumped | 0 | 0 | 0 | 0 | 0 | 0
7708 | Synthetic battery | battery | 0 | 0 | 0 | 0 | 0 | 0
7709 | Synthetic pumped | pumped | 0 | 0 | 0 | 0 | 0 | 0
7709 | Synthetic battery | battery | 0 | 0 | 0 | 0 | 0 | 0
7710 | Synthetic pumped | pumped | 0 | 0 | 0 | 0 | 0 | 0
7710 | Synthetic battery | battery | 0 | 0 | 0 | 0 | 0 | 0
7711 | Synthetic pumped | pumped | 0 | 0 | 0 | 0 | 0 | 0
7711 | Synthetic battery | battery | 0 | 0 | 0 | 0 | 0 | 0
7712 | Synthetic pumped | pumped | 0 | 0 | 0 | 0 | 0 | 0
7712 | Synthetic battery | battery | 0 | 0 | 0 | 0 | 0 | 0
7713 | Synthetic pumped | pumped | 6.108 | 0 | 0 | 5.4972 | 0.11452 | 0
7713 | Synthetic battery | battery | 0 | 0 | 0 | 0 | 0 | 0
7714 | Synthetic pumped | pumped | 12 | 0 | 5.4972 | 16.2972 | 0.33952 | 0
7714 | Synthetic battery | battery | 1.4962 | 0 | 0 | 1.3794 | 0.068971 | 0
7715 | Synthetic pumped | pumped | 12 | 0 | 16.2972 | 27.0972 | 0.56452 | 0
7715 | Synthetic battery | battery | 2.4812 | 0 | 1.3794 | 3.6669 | 0.18335 | 0
7716 | Synthetic pumped | pumped | 12 | 0 | 27.0972 | 37.8972 | 0.78952 | 3.5527e-15
7716 | Synthetic battery | battery | 8.769 | 0 | 3.6669 | 11.7516 | 0.58758 | 0
7717 | Synthetic pumped | pumped | 11.2254 | 0 | 37.8972 | 48 | 1 | 0
7717 | Synthetic battery | battery | 8.9467 | 0 | 11.7516 | 20 | 1 | 0
7718 | Synthetic pumped | pumped | 0 | 0 | 48 | 48 | 1 | 0
7718 | Synthetic battery | battery | 0 | 0 | 20 | 20 | 1 | 0
7719 | Synthetic pumped | pumped | 0 | 0 | 48 | 48 | 1 | 0
7719 | Synthetic battery | battery | 0 | 0 | 20 | 20 | 1 | 0
7720 | Synthetic pumped | pumped | 0 | 0 | 48 | 48 | 1 | 0
7720 | Synthetic battery | battery | 0 | 0 | 20 | 20 | 1 | 0
7721 | Synthetic pumped | pumped | 0 | 2.619 | 48 | 45.09 | 0.93937 | -2.2204e-15
7721 | Synthetic battery | battery | 0 | 0 | 20 | 20 | 1 | 0
7722 | Synthetic pumped | pumped | 0 | 12 | 45.09 | 31.7566 | 0.6616 | 0
7722 | Synthetic battery | battery | 0 | 6.2928 | 20 | 13.1745 | 0.65873 | -8.8818e-16
7723 | Synthetic pumped | pumped | 0 | 12 | 31.7566 | 18.4233 | 0.38382 | 0
7723 | Synthetic battery | battery | 0 | 10 | 13.1745 | 2.328 | 0.1164 | 0
7724 | Synthetic pumped | pumped | 0 | 12 | 18.4233 | 5.09 | 0.10604 | 0
7724 | Synthetic battery | battery | 0 | 2.1463 | 2.328 | 0 | 0 | 0
7725 | Synthetic pumped | pumped | 0 | 4.581 | 5.09 | 0 | 0 | 0
7725 | Synthetic battery | battery | 0 | 0 | 0 | 0 | 0 | 0
7726 | Synthetic pumped | pumped | 0 | 0 | 0 | 0 | 0 | 0
7726 | Synthetic battery | battery | 0 | 0 | 0 | 0 | 0 | 0
7727 | Synthetic pumped | pumped | 0 | 0 | 0 | 0 | 0 | 0
7727 | Synthetic battery | battery | 0 | 0 | 0 | 0 | 0 | 0
7728 | Synthetic pumped | pumped | 0 | 0 | 0 | 0 | 0 | 0
7728 | Synthetic battery | battery | 0 | 0 | 0 | 0 | 0 | 0
7729 | Synthetic pumped | pumped | 0 | 0 | 0 | 0 | 0 | 0
7729 | Synthetic battery | battery | 0 | 0 | 0 | 0 | 0 | 0
7730 | Synthetic pumped | pumped | 0 | 0 | 0 | 0 | 0 | 0
7730 | Synthetic battery | battery | 0 | 0 | 0 | 0 | 0 | 0
7731 | Synthetic pumped | pumped | 0 | 0 | 0 | 0 | 0 | 0
7731 | Synthetic battery | battery | 0 | 0 | 0 | 0 | 0 | 0
7732 | Synthetic pumped | pumped | 0 | 0 | 0 | 0 | 0 | 0
7732 | Synthetic battery | battery | 0 | 0 | 0 | 0 | 0 | 0
7733 | Synthetic pumped | pumped | 0 | 0 | 0 | 0 | 0 | 0
7733 | Synthetic battery | battery | 0 | 0 | 0 | 0 | 0 | 0
7734 | Synthetic pumped | pumped | 0 | 0 | 0 | 0 | 0 | 0
7734 | Synthetic battery | battery | 0 | 0 | 0 | 0 | 0 | 0
7735 | Synthetic pumped | pumped | 0 | 0 | 0 | 0 | 0 | 0
7735 | Synthetic battery | battery | 0 | 0 | 0 | 0 | 0 | 0
7736 | Synthetic pumped | pumped | 0 | 0 | 0 | 0 | 0 | 0
7736 | Synthetic battery | battery | 0 | 0 | 0 | 0 | 0 | 0
7737 | Synthetic pumped | pumped | 6.5171 | 0 | 0 | 5.8654 | 0.1222 | 0
7737 | Synthetic battery | battery | 0 | 0 | 0 | 0 | 0 | 0
7738 | Synthetic pumped | pumped | 12 | 0 | 5.8654 | 16.6654 | 0.3472 | 0
7738 | Synthetic battery | battery | 2.1388 | 0 | 0 | 1.9719 | 0.098594 | 0
7739 | Synthetic pumped | pumped | 12 | 0 | 16.6654 | 27.4654 | 0.5722 | 0
7739 | Synthetic battery | battery | 9.0823 | 0 | 1.9719 | 10.3454 | 0.51727 | 0
7740 | Synthetic pumped | pumped | 12 | 0 | 27.4654 | 38.2654 | 0.7972 | 0
7740 | Synthetic battery | battery | 5.1839 | 0 | 10.3454 | 15.1247 | 0.75623 | 0
7741 | Synthetic pumped | pumped | 10.8163 | 0 | 38.2654 | 48 | 1 | 0
7741 | Synthetic battery | battery | 5.288 | 0 | 15.1247 | 20 | 1 | 0
7742 | Synthetic pumped | pumped | 0 | 0 | 48 | 48 | 1 | 0
7742 | Synthetic battery | battery | 0 | 0 | 20 | 20 | 1 | 0
7743 | Synthetic pumped | pumped | 0 | 0 | 48 | 48 | 1 | 0
7743 | Synthetic battery | battery | 0 | 0 | 20 | 20 | 1 | 0
7744 | Synthetic pumped | pumped | 0 | 0 | 48 | 48 | 1 | 0
7744 | Synthetic battery | battery | 0 | 0 | 20 | 20 | 1 | 0
7745 | Synthetic pumped | pumped | 0 | 4.3555 | 48 | 43.1605 | 0.89918 | 2.6645e-15
7745 | Synthetic battery | battery | 0 | 0 | 20 | 20 | 1 | 0
7746 | Synthetic pumped | pumped | 0 | 12 | 43.1605 | 29.8272 | 0.6214 | 0
7746 | Synthetic battery | battery | 0 | 8.6711 | 20 | 10.5949 | 0.52974 | 0
7747 | Synthetic pumped | pumped | 0 | 12 | 29.8272 | 16.4939 | 0.34362 | 0
7747 | Synthetic battery | battery | 0 | 9.768 | 10.5949 | 0 | 0 | 0
7748 | Synthetic pumped | pumped | 0 | 12 | 16.4939 | 3.1605 | 0.065844 | 0
7748 | Synthetic battery | battery | 0 | 0 | 0 | 0 | 0 | 0
7749 | Synthetic pumped | pumped | 0 | 2.8445 | 3.1605 | 0 | 0 | 0
7749 | Synthetic battery | battery | 0 | 0 | 0 | 0 | 0 | 0
7750 | Synthetic pumped | pumped | 0 | 0 | 0 | 0 | 0 | 0
7750 | Synthetic battery | battery | 0 | 0 | 0 | 0 | 0 | 0
7751 | Synthetic pumped | pumped | 0 | 0 | 0 | 0 | 0 | 0
7751 | Synthetic battery | battery | 0 | 0 | 0 | 0 | 0 | 0
7752 | Synthetic pumped | pumped | 0 | 0 | 0 | 0 | 0 | 0
7752 | Synthetic battery | battery | 0 | 0 | 0 | 0 | 0 | 0
7753 | Synthetic pumped | pumped | 0 | 0 | 0 | 0 | 0 | 0
7753 | Synthetic battery | battery | 0 | 0 | 0 | 0 | 0 | 0
7754 | Synthetic pumped | pumped | 0 | 0 | 0 | 0 | 0 | 0
7754 | Synthetic battery | battery | 0 | 0 | 0 | 0 | 0 | 0
7755 | Synthetic pumped | pumped | 0 | 0 | 0 | 0 | 0 | 0
7755 | Synthetic battery | battery | 0 | 0 | 0 | 0 | 0 | 0
7756 | Synthetic pumped | pumped | 0 | 0 | 0 | 0 | 0 | 0
7756 | Synthetic battery | battery | 0 | 0 | 0 | 0 | 0 | 0
7757 | Synthetic pumped | pumped | 0 | 0 | 0 | 0 | 0 | 0
7757 | Synthetic battery | battery | 0 | 0 | 0 | 0 | 0 | 0
7758 | Synthetic pumped | pumped | 0 | 0 | 0 | 0 | 0 | 0
7758 | Synthetic battery | battery | 0 | 0 | 0 | 0 | 0 | 0
7759 | Synthetic pumped | pumped | 0 | 0 | 0 | 0 | 0 | 0
7759 | Synthetic battery | battery | 0 | 0 | 0 | 0 | 0 | 0
7760 | Synthetic pumped | pumped | 0 | 0 | 0 | 0 | 0 | 0
7760 | Synthetic battery | battery | 0 | 0 | 0 | 0 | 0 | 0
7761 | Synthetic pumped | pumped | 6.9218 | 0 | 0 | 6.2296 | 0.12978 | 0
7761 | Synthetic battery | battery | 0 | 0 | 0 | 0 | 0 | 0
7762 | Synthetic pumped | pumped | 12 | 0 | 6.2296 | 17.0296 | 0.35478 | 0
7762 | Synthetic battery | battery | 1.6257 | 0 | 0 | 1.4988 | 0.074942 | 0
7763 | Synthetic pumped | pumped | 12 | 0 | 17.0296 | 27.8296 | 0.57978 | 0
7763 | Synthetic battery | battery | 8.6148 | 0 | 1.4988 | 9.4413 | 0.47206 | 0
7764 | Synthetic pumped | pumped | 12 | 0 | 27.8296 | 38.6296 | 0.80478 | 3.5527e-15
7764 | Synthetic battery | battery | 8.1371 | 0 | 9.4413 | 16.9433 | 0.84716 | 8.8818e-16
7765 | Synthetic pumped | pumped | 10.4115 | 0 | 38.6296 | 48 | 1 | 0
7765 | Synthetic battery | battery | 3.3155 | 0 | 16.9433 | 20 | 1 | 0
7766 | Synthetic pumped | pumped | 0 | 0 | 48 | 48 | 1 | 0
7766 | Synthetic battery | battery | 0 | 0 | 20 | 20 | 1 | 0
7767 | Synthetic pumped | pumped | 0 | 0 | 48 | 48 | 1 | 0
7767 | Synthetic battery | battery | 0 | 0 | 20 | 20 | 1 | 0
7768 | Synthetic pumped | pumped | 0 | 0 | 48 | 48 | 1 | 0
7768 | Synthetic battery | battery | 0 | 0 | 20 | 20 | 1 | 0
7769 | Synthetic pumped | pumped | 0 | 7.1516 | 48 | 40.0538 | 0.83445 | -2.6645e-15
7769 | Synthetic battery | battery | 0 | 0 | 20 | 20 | 1 | 0
7770 | Synthetic pumped | pumped | 0 | 12 | 40.0538 | 26.7204 | 0.55668 | 0
7770 | Synthetic battery | battery | 0 | 10 | 20 | 9.1535 | 0.45767 | 0
7771 | Synthetic pumped | pumped | 0 | 12 | 26.7204 | 13.3871 | 0.2789 | 0
7771 | Synthetic battery | battery | 0 | 8.4391 | 9.1535 | 0 | 0 | 0
7772 | Synthetic pumped | pumped | 0 | 12 | 13.3871 | 0.053768 | 0.0011202 | 0
7772 | Synthetic battery | battery | 0 | 0 | 0 | 0 | 0 | 0
7773 | Synthetic pumped | pumped | 0 | 0.048391 | 0.053768 | 0 | 0 | 0
7773 | Synthetic battery | battery | 0 | 0 | 0 | 0 | 0 | 0
7774 | Synthetic pumped | pumped | 0 | 0 | 0 | 0 | 0 | 0
7774 | Synthetic battery | battery | 0 | 0 | 0 | 0 | 0 | 0
7775 | Synthetic pumped | pumped | 0 | 0 | 0 | 0 | 0 | 0
7775 | Synthetic battery | battery | 0 | 0 | 0 | 0 | 0 | 0
7776 | Synthetic pumped | pumped | 0 | 0 | 0 | 0 | 0 | 0
7776 | Synthetic battery | battery | 0 | 0 | 0 | 0 | 0 | 0
7777 | Synthetic pumped | pumped | 0 | 0 | 0 | 0 | 0 | 0
7777 | Synthetic battery | battery | 0 | 0 | 0 | 0 | 0 | 0
7778 | Synthetic pumped | pumped | 0 | 0 | 0 | 0 | 0 | 0
7778 | Synthetic battery | battery | 0 | 0 | 0 | 0 | 0 | 0
7779 | Synthetic pumped | pumped | 0 | 0 | 0 | 0 | 0 | 0
7779 | Synthetic battery | battery | 0 | 0 | 0 | 0 | 0 | 0
7780 | Synthetic pumped | pumped | 0 | 0 | 0 | 0 | 0 | 0
7780 | Synthetic battery | battery | 0 | 0 | 0 | 0 | 0 | 0
7781 | Synthetic pumped | pumped | 0 | 0 | 0 | 0 | 0 | 0
7781 | Synthetic battery | battery | 0 | 0 | 0 | 0 | 0 | 0
7782 | Synthetic pumped | pumped | 0 | 0 | 0 | 0 | 0 | 0
7782 | Synthetic battery | battery | 0 | 0 | 0 | 0 | 0 | 0
7783 | Synthetic pumped | pumped | 0 | 0 | 0 | 0 | 0 | 0
7783 | Synthetic battery | battery | 0 | 0 | 0 | 0 | 0 | 0
7784 | Synthetic pumped | pumped | 0 | 0 | 0 | 0 | 0 | 0
7784 | Synthetic battery | battery | 0 | 0 | 0 | 0 | 0 | 0
7785 | Synthetic pumped | pumped | 12 | 0 | 0 | 10.8 | 0.225 | 0
7785 | Synthetic battery | battery | 3.8813 | 0 | 0 | 3.5784 | 0.17892 | 0
7786 | Synthetic pumped | pumped | 12 | 0 | 10.8 | 21.6 | 0.45 | 0
7786 | Synthetic battery | battery | 10 | 0 | 3.5784 | 12.798 | 0.6399 | 0
7787 | Synthetic pumped | pumped | 12 | 0 | 21.6 | 32.4 | 0.675 | 3.5527e-15
7787 | Synthetic battery | battery | 7.8117 | 0 | 12.798 | 20 | 1 | 0
7788 | Synthetic pumped | pumped | 12 | 0 | 32.4 | 43.2 | 0.9 | -3.5527e-15
7788 | Synthetic battery | battery | 0 | 0 | 20 | 20 | 1 | 0
7789 | Synthetic pumped | pumped | 5.3333 | 0 | 43.2 | 48 | 1 | 0
7789 | Synthetic battery | battery | 0 | 0 | 20 | 20 | 1 | 0
7790 | Synthetic pumped | pumped | 0 | 0 | 48 | 48 | 1 | 0
7790 | Synthetic battery | battery | 0 | 0 | 20 | 20 | 1 | 0
7791 | Synthetic pumped | pumped | 0 | 0 | 48 | 48 | 1 | 0
7791 | Synthetic battery | battery | 0 | 0 | 20 | 20 | 1 | 0
7792 | Synthetic pumped | pumped | 0 | 0 | 48 | 48 | 1 | 0
7792 | Synthetic battery | battery | 0 | 0 | 20 | 20 | 1 | 0
7793 | Synthetic pumped | pumped | 0 | 7.7195 | 48 | 39.4228 | 0.82131 | -3.5527e-15
7793 | Synthetic battery | battery | 0 | 0 | 20 | 20 | 1 | 0
7794 | Synthetic pumped | pumped | 0 | 12 | 39.4228 | 26.0894 | 0.54353 | 0
7794 | Synthetic battery | battery | 0 | 10 | 20 | 9.1535 | 0.45767 | 0
7795 | Synthetic pumped | pumped | 0 | 12 | 26.0894 | 12.7561 | 0.26575 | 0
7795 | Synthetic battery | battery | 0 | 8.4391 | 9.1535 | 0 | 0 | 0
7796 | Synthetic pumped | pumped | 0 | 11.4805 | 12.7561 | 0 | 0 | 0
7796 | Synthetic battery | battery | 0 | 0 | 0 | 0 | 0 | 0
7797 | Synthetic pumped | pumped | 0 | 0 | 0 | 0 | 0 | 0
7797 | Synthetic battery | battery | 0 | 0 | 0 | 0 | 0 | 0
7798 | Synthetic pumped | pumped | 0 | 0 | 0 | 0 | 0 | 0
7798 | Synthetic battery | battery | 0 | 0 | 0 | 0 | 0 | 0
7799 | Synthetic pumped | pumped | 0 | 0 | 0 | 0 | 0 | 0
7799 | Synthetic battery | battery | 0 | 0 | 0 | 0 | 0 | 0
7800 | Synthetic pumped | pumped | 0 | 0 | 0 | 0 | 0 | 0
7800 | Synthetic battery | battery | 0 | 0 | 0 | 0 | 0 | 0
7801 | Synthetic pumped | pumped | 0 | 0 | 0 | 0 | 0 | 0
7801 | Synthetic battery | battery | 0 | 0 | 0 | 0 | 0 | 0
7802 | Synthetic pumped | pumped | 0 | 0 | 0 | 0 | 0 | 0
7802 | Synthetic battery | battery | 0 | 0 | 0 | 0 | 0 | 0
7803 | Synthetic pumped | pumped | 0 | 0 | 0 | 0 | 0 | 0
7803 | Synthetic battery | battery | 0 | 0 | 0 | 0 | 0 | 0
7804 | Synthetic pumped | pumped | 0 | 0 | 0 | 0 | 0 | 0
7804 | Synthetic battery | battery | 0 | 0 | 0 | 0 | 0 | 0
7805 | Synthetic pumped | pumped | 0 | 0 | 0 | 0 | 0 | 0
7805 | Synthetic battery | battery | 0 | 0 | 0 | 0 | 0 | 0
7806 | Synthetic pumped | pumped | 0 | 0 | 0 | 0 | 0 | 0
7806 | Synthetic battery | battery | 0 | 0 | 0 | 0 | 0 | 0
7807 | Synthetic pumped | pumped | 0 | 0 | 0 | 0 | 0 | 0
7807 | Synthetic battery | battery | 0 | 0 | 0 | 0 | 0 | 0
7808 | Synthetic pumped | pumped | 6.4176 | 0 | 0 | 5.7758 | 0.12033 | 0
7808 | Synthetic battery | battery | 0 | 0 | 0 | 0 | 0 | 0
7809 | Synthetic pumped | pumped | 12 | 0 | 5.7758 | 16.5758 | 0.34533 | 0
7809 | Synthetic battery | battery | 3.6346 | 0 | 0 | 3.351 | 0.16755 | 0
7810 | Synthetic pumped | pumped | 12 | 0 | 16.5758 | 27.3758 | 0.57033 | 0
7810 | Synthetic battery | battery | 10 | 0 | 3.351 | 12.5705 | 0.62853 | 0
7811 | Synthetic pumped | pumped | 12 | 0 | 27.3758 | 38.1758 | 0.79533 | -3.5527e-15
7811 | Synthetic battery | battery | 8.0584 | 0 | 12.5705 | 20 | 1 | 0
7812 | Synthetic pumped | pumped | 10.9158 | 0 | 38.1758 | 48 | 1 | 0
7812 | Synthetic battery | battery | 0 | 0 | 20 | 20 | 1 | 0
7813 | Synthetic pumped | pumped | 0 | 0 | 48 | 48 | 1 | 0
7813 | Synthetic battery | battery | 0 | 0 | 20 | 20 | 1 | 0
7814 | Synthetic pumped | pumped | 0 | 0 | 48 | 48 | 1 | 0
7814 | Synthetic battery | battery | 0 | 0 | 20 | 20 | 1 | 0
7815 | Synthetic pumped | pumped | 0 | 0 | 48 | 48 | 1 | 0
7815 | Synthetic battery | battery | 0 | 0 | 20 | 20 | 1 | 0
7816 | Synthetic pumped | pumped | 0 | 0 | 48 | 48 | 1 | 0
7816 | Synthetic battery | battery | 0 | 0 | 20 | 20 | 1 | 0
7817 | Synthetic pumped | pumped | 0 | 4.4767 | 48 | 43.0259 | 0.89637 | 1.7764e-15
7817 | Synthetic battery | battery | 0 | 0 | 20 | 20 | 1 | 0
7818 | Synthetic pumped | pumped | 0 | 12 | 43.0259 | 29.6925 | 0.61859 | 0
7818 | Synthetic battery | battery | 0 | 10 | 20 | 9.1535 | 0.45767 | 0
7819 | Synthetic pumped | pumped | 0 | 12 | 29.6925 | 16.3592 | 0.34082 | 0
7819 | Synthetic battery | battery | 0 | 8.4391 | 9.1535 | 0 | 0 | 0
7820 | Synthetic pumped | pumped | 0 | 12 | 16.3592 | 3.0259 | 0.063039 | 0
7820 | Synthetic battery | battery | 0 | 0 | 0 | 0 | 0 | 0
7821 | Synthetic pumped | pumped | 0 | 2.7233 | 3.0259 | 0 | 0 | 0
7821 | Synthetic battery | battery | 0 | 0 | 0 | 0 | 0 | 0
7822 | Synthetic pumped | pumped | 0 | 0 | 0 | 0 | 0 | 0
7822 | Synthetic battery | battery | 0 | 0 | 0 | 0 | 0 | 0
7823 | Synthetic pumped | pumped | 0 | 0 | 0 | 0 | 0 | 0
7823 | Synthetic battery | battery | 0 | 0 | 0 | 0 | 0 | 0
7824 | Synthetic pumped | pumped | 0 | 0 | 0 | 0 | 0 | 0
7824 | Synthetic battery | battery | 0 | 0 | 0 | 0 | 0 | 0
7825 | Synthetic pumped | pumped | 0 | 0 | 0 | 0 | 0 | 0
7825 | Synthetic battery | battery | 0 | 0 | 0 | 0 | 0 | 0
7826 | Synthetic pumped | pumped | 0 | 0 | 0 | 0 | 0 | 0
7826 | Synthetic battery | battery | 0 | 0 | 0 | 0 | 0 | 0
7827 | Synthetic pumped | pumped | 0 | 0 | 0 | 0 | 0 | 0
7827 | Synthetic battery | battery | 0 | 0 | 0 | 0 | 0 | 0
7828 | Synthetic pumped | pumped | 0 | 0 | 0 | 0 | 0 | 0
7828 | Synthetic battery | battery | 0 | 0 | 0 | 0 | 0 | 0
7829 | Synthetic pumped | pumped | 0 | 0 | 0 | 0 | 0 | 0
7829 | Synthetic battery | battery | 0 | 0 | 0 | 0 | 0 | 0
7830 | Synthetic pumped | pumped | 0 | 0 | 0 | 0 | 0 | 0
7830 | Synthetic battery | battery | 0 | 0 | 0 | 0 | 0 | 0
7831 | Synthetic pumped | pumped | 0 | 0 | 0 | 0 | 0 | 0
7831 | Synthetic battery | battery | 0 | 0 | 0 | 0 | 0 | 0
7832 | Synthetic pumped | pumped | 6.7919 | 0 | 0 | 6.1127 | 0.12735 | 0
7832 | Synthetic battery | battery | 0 | 0 | 0 | 0 | 0 | 0
7833 | Synthetic pumped | pumped | 12 | 0 | 6.1127 | 16.9127 | 0.35235 | 0
7833 | Synthetic battery | battery | 5.3223 | 0 | 0 | 4.9069 | 0.24534 | 0
7834 | Synthetic pumped | pumped | 12 | 0 | 16.9127 | 27.7127 | 0.57735 | 0
7834 | Synthetic battery | battery | 10 | 0 | 4.9069 | 14.1264 | 0.70632 | 0
7835 | Synthetic pumped | pumped | 12 | 0 | 27.7127 | 38.5127 | 0.80235 | 0
7835 | Synthetic battery | battery | 6.3708 | 0 | 14.1264 | 20 | 1 | 0
7836 | Synthetic pumped | pumped | 10.5415 | 0 | 38.5127 | 48 | 1 | 0
7836 | Synthetic battery | battery | 0 | 0 | 20 | 20 | 1 | 0
7837 | Synthetic pumped | pumped | 0 | 0 | 48 | 48 | 1 | 0
7837 | Synthetic battery | battery | 0 | 0 | 20 | 20 | 1 | 0
7838 | Synthetic pumped | pumped | 0 | 0 | 48 | 48 | 1 | 0
7838 | Synthetic battery | battery | 0 | 0 | 20 | 20 | 1 | 0
7839 | Synthetic pumped | pumped | 0 | 0 | 48 | 48 | 1 | 0
7839 | Synthetic battery | battery | 0 | 0 | 20 | 20 | 1 | 0
7840 | Synthetic pumped | pumped | 0 | 0 | 48 | 48 | 1 | 0
7840 | Synthetic battery | battery | 0 | 0 | 20 | 20 | 1 | 0
7841 | Synthetic pumped | pumped | 0 | 6.1485 | 48 | 41.1684 | 0.85767 | -3.5527e-15
7841 | Synthetic battery | battery | 0 | 0 | 20 | 20 | 1 | 0
7842 | Synthetic pumped | pumped | 0 | 12 | 41.1684 | 27.835 | 0.5799 | 0
7842 | Synthetic battery | battery | 0 | 8.9444 | 20 | 10.2985 | 0.51492 | 0
7843 | Synthetic pumped | pumped | 0 | 12 | 27.835 | 14.5017 | 0.30212 | 0
7843 | Synthetic battery | battery | 0 | 9.4947 | 10.2985 | 0 | 0 | 0
7844 | Synthetic pumped | pumped | 0 | 12 | 14.5017 | 1.1684 | 0.024341 | 0
7844 | Synthetic battery | battery | 0 | 0 | 0 | 0 | 0 | 0
7845 | Synthetic pumped | pumped | 0 | 1.0515 | 1.1684 | 0 | 0 | 0
7845 | Synthetic battery | battery | 0 | 0 | 0 | 0 | 0 | 0
7846 | Synthetic pumped | pumped | 0 | 0 | 0 | 0 | 0 | 0
7846 | Synthetic battery | battery | 0 | 0 | 0 | 0 | 0 | 0
7847 | Synthetic pumped | pumped | 0 | 0 | 0 | 0 | 0 | 0
7847 | Synthetic battery | battery | 0 | 0 | 0 | 0 | 0 | 0
7848 | Synthetic pumped | pumped | 0 | 0 | 0 | 0 | 0 | 0
7848 | Synthetic battery | battery | 0 | 0 | 0 | 0 | 0 | 0
7849 | Synthetic pumped | pumped | 0 | 0 | 0 | 0 | 0 | 0
7849 | Synthetic battery | battery | 0 | 0 | 0 | 0 | 0 | 0
7850 | Synthetic pumped | pumped | 0 | 0 | 0 | 0 | 0 | 0
7850 | Synthetic battery | battery | 0 | 0 | 0 | 0 | 0 | 0
7851 | Synthetic pumped | pumped | 0 | 0 | 0 | 0 | 0 | 0
7851 | Synthetic battery | battery | 0 | 0 | 0 | 0 | 0 | 0
7852 | Synthetic pumped | pumped | 0 | 0 | 0 | 0 | 0 | 0
7852 | Synthetic battery | battery | 0 | 0 | 0 | 0 | 0 | 0
7853 | Synthetic pumped | pumped | 0 | 0 | 0 | 0 | 0 | 0
7853 | Synthetic battery | battery | 0 | 0 | 0 | 0 | 0 | 0
7854 | Synthetic pumped | pumped | 0 | 0 | 0 | 0 | 0 | 0
7854 | Synthetic battery | battery | 0 | 0 | 0 | 0 | 0 | 0
7855 | Synthetic pumped | pumped | 0 | 0 | 0 | 0 | 0 | 0
7855 | Synthetic battery | battery | 0 | 0 | 0 | 0 | 0 | 0
7856 | Synthetic pumped | pumped | 3.435 | 0 | 0 | 3.0915 | 0.064407 | 0
7856 | Synthetic battery | battery | 0 | 0 | 0 | 0 | 0 | 0
7857 | Synthetic pumped | pumped | 12 | 0 | 3.0915 | 13.8915 | 0.28941 | 0
7857 | Synthetic battery | battery | 2.0216 | 0 | 0 | 1.8638 | 0.093191 | 0
7858 | Synthetic pumped | pumped | 12 | 0 | 13.8915 | 24.6915 | 0.51441 | 1.7764e-15
7858 | Synthetic battery | battery | 6.041 | 0 | 1.8638 | 7.4334 | 0.37167 | 0
7859 | Synthetic pumped | pumped | 12 | 0 | 24.6915 | 35.4915 | 0.73941 | 3.5527e-15
7859 | Synthetic battery | battery | 10 | 0 | 7.4334 | 16.6529 | 0.83264 | -1.7764e-15
7860 | Synthetic pumped | pumped | 12 | 0 | 35.4915 | 46.2915 | 0.96441 | -3.5527e-15
7860 | Synthetic battery | battery | 3.6304 | 0 | 16.6529 | 20 | 1 | 0
7861 | Synthetic pumped | pumped | 1.8983 | 0 | 46.2915 | 48 | 1 | 0
7861 | Synthetic battery | battery | 0 | 0 | 20 | 20 | 1 | 0
7862 | Synthetic pumped | pumped | 0 | 0 | 48 | 48 | 1 | 0
7862 | Synthetic battery | battery | 0 | 0 | 20 | 20 | 1 | 0
7863 | Synthetic pumped | pumped | 0 | 0 | 48 | 48 | 1 | 0
7863 | Synthetic battery | battery | 0 | 0 | 20 | 20 | 1 | 0
7864 | Synthetic pumped | pumped | 0 | 0 | 48 | 48 | 1 | 0
7864 | Synthetic battery | battery | 0 | 0 | 20 | 20 | 1 | 0
7865 | Synthetic pumped | pumped | 0 | 4.0009 | 48 | 43.5546 | 0.90739 | -1.7764e-15
7865 | Synthetic battery | battery | 0 | 0 | 20 | 20 | 1 | 0
7866 | Synthetic pumped | pumped | 0 | 12 | 43.5546 | 30.2212 | 0.62961 | 0
7866 | Synthetic battery | battery | 0 | 10 | 20 | 9.1535 | 0.45767 | 0
7867 | Synthetic pumped | pumped | 0 | 12 | 30.2212 | 16.8879 | 0.35183 | 0
7867 | Synthetic battery | battery | 0 | 8.4391 | 9.1535 | 0 | 0 | 0
7868 | Synthetic pumped | pumped | 0 | 12 | 16.8879 | 3.5546 | 0.074054 | 0
7868 | Synthetic battery | battery | 0 | 0 | 0 | 0 | 0 | 0
7869 | Synthetic pumped | pumped | 0 | 3.1991 | 3.5546 | 0 | 0 | 0
7869 | Synthetic battery | battery | 0 | 0 | 0 | 0 | 0 | 0
7870 | Synthetic pumped | pumped | 0 | 0 | 0 | 0 | 0 | 0
7870 | Synthetic battery | battery | 0 | 0 | 0 | 0 | 0 | 0
7871 | Synthetic pumped | pumped | 0 | 0 | 0 | 0 | 0 | 0
7871 | Synthetic battery | battery | 0 | 0 | 0 | 0 | 0 | 0
7872 | Synthetic pumped | pumped | 0 | 0 | 0 | 0 | 0 | 0
7872 | Synthetic battery | battery | 0 | 0 | 0 | 0 | 0 | 0
7873 | Synthetic pumped | pumped | 0 | 0 | 0 | 0 | 0 | 0
7873 | Synthetic battery | battery | 0 | 0 | 0 | 0 | 0 | 0
7874 | Synthetic pumped | pumped | 0 | 0 | 0 | 0 | 0 | 0
7874 | Synthetic battery | battery | 0 | 0 | 0 | 0 | 0 | 0
7875 | Synthetic pumped | pumped | 0 | 0 | 0 | 0 | 0 | 0
7875 | Synthetic battery | battery | 0 | 0 | 0 | 0 | 0 | 0
7876 | Synthetic pumped | pumped | 0 | 0 | 0 | 0 | 0 | 0
7876 | Synthetic battery | battery | 0 | 0 | 0 | 0 | 0 | 0
7877 | Synthetic pumped | pumped | 0 | 0 | 0 | 0 | 0 | 0
7877 | Synthetic battery | battery | 0 | 0 | 0 | 0 | 0 | 0
7878 | Synthetic pumped | pumped | 0 | 0 | 0 | 0 | 0 | 0
7878 | Synthetic battery | battery | 0 | 0 | 0 | 0 | 0 | 0
7879 | Synthetic pumped | pumped | 0 | 0 | 0 | 0 | 0 | 0
7879 | Synthetic battery | battery | 0 | 0 | 0 | 0 | 0 | 0
7880 | Synthetic pumped | pumped | 1.379 | 0 | 0 | 1.2411 | 0.025856 | 0
7880 | Synthetic battery | battery | 0 | 0 | 0 | 0 | 0 | 0
7881 | Synthetic pumped | pumped | 10.656 | 0 | 1.2411 | 10.8315 | 0.22566 | 0
7881 | Synthetic battery | battery | 0 | 0 | 0 | 0 | 0 | 0
7882 | Synthetic pumped | pumped | 12 | 0 | 10.8315 | 21.6315 | 0.45066 | 0
7882 | Synthetic battery | battery | 5.0822 | 0 | 0 | 4.6855 | 0.23428 | 0
7883 | Synthetic pumped | pumped | 12 | 0 | 21.6315 | 32.4315 | 0.67566 | 0
7883 | Synthetic battery | battery | 10 | 0 | 4.6855 | 13.9051 | 0.69525 | 0
7884 | Synthetic pumped | pumped | 12 | 0 | 32.4315 | 43.2315 | 0.90066 | 3.5527e-15
7884 | Synthetic battery | battery | 6.6109 | 0 | 13.9051 | 20 | 1 | 0
7885 | Synthetic pumped | pumped | 5.2984 | 0 | 43.2315 | 48 | 1 | 0
7885 | Synthetic battery | battery | 0 | 0 | 20 | 20 | 1 | 0
7886 | Synthetic pumped | pumped | 0 | 0 | 48 | 48 | 1 | 0
7886 | Synthetic battery | battery | 0 | 0 | 20 | 20 | 1 | 0
7887 | Synthetic pumped | pumped | 0 | 0 | 48 | 48 | 1 | 0
7887 | Synthetic battery | battery | 0 | 0 | 20 | 20 | 1 | 0
7888 | Synthetic pumped | pumped | 0 | 0 | 48 | 48 | 1 | 0
7888 | Synthetic battery | battery | 0 | 0 | 20 | 20 | 1 | 0
7889 | Synthetic pumped | pumped | 0 | 3.4202 | 48 | 44.1998 | 0.92083 | -1.7764e-15
7889 | Synthetic battery | battery | 0 | 0 | 20 | 20 | 1 | 0
7890 | Synthetic pumped | pumped | 0 | 12 | 44.1998 | 30.8664 | 0.64305 | 0
7890 | Synthetic battery | battery | 0 | 10 | 20 | 9.1535 | 0.45767 | 0
7891 | Synthetic pumped | pumped | 0 | 12 | 30.8664 | 17.5331 | 0.36527 | 0
7891 | Synthetic battery | battery | 0 | 8.4391 | 9.1535 | 0 | 0 | 0
7892 | Synthetic pumped | pumped | 0 | 12 | 17.5331 | 4.1998 | 0.087495 | 0
7892 | Synthetic battery | battery | 0 | 0 | 0 | 0 | 0 | 0
7893 | Synthetic pumped | pumped | 0 | 3.7798 | 4.1998 | 0 | 0 | 0
7893 | Synthetic battery | battery | 0 | 0 | 0 | 0 | 0 | 0
7894 | Synthetic pumped | pumped | 0 | 0 | 0 | 0 | 0 | 0
7894 | Synthetic battery | battery | 0 | 0 | 0 | 0 | 0 | 0
7895 | Synthetic pumped | pumped | 0 | 0 | 0 | 0 | 0 | 0
7895 | Synthetic battery | battery | 0 | 0 | 0 | 0 | 0 | 0
7896 | Synthetic pumped | pumped | 0 | 0 | 0 | 0 | 0 | 0
7896 | Synthetic battery | battery | 0 | 0 | 0 | 0 | 0 | 0
7897 | Synthetic pumped | pumped | 0 | 0 | 0 | 0 | 0 | 0
7897 | Synthetic battery | battery | 0 | 0 | 0 | 0 | 0 | 0
7898 | Synthetic pumped | pumped | 0 | 0 | 0 | 0 | 0 | 0
7898 | Synthetic battery | battery | 0 | 0 | 0 | 0 | 0 | 0
7899 | Synthetic pumped | pumped | 0 | 0 | 0 | 0 | 0 | 0
7899 | Synthetic battery | battery | 0 | 0 | 0 | 0 | 0 | 0
7900 | Synthetic pumped | pumped | 0 | 0 | 0 | 0 | 0 | 0
7900 | Synthetic battery | battery | 0 | 0 | 0 | 0 | 0 | 0
7901 | Synthetic pumped | pumped | 0 | 0 | 0 | 0 | 0 | 0
7901 | Synthetic battery | battery | 0 | 0 | 0 | 0 | 0 | 0
7902 | Synthetic pumped | pumped | 0 | 0 | 0 | 0 | 0 | 0
7902 | Synthetic battery | battery | 0 | 0 | 0 | 0 | 0 | 0
7903 | Synthetic pumped | pumped | 0 | 0 | 0 | 0 | 0 | 0
7903 | Synthetic battery | battery | 0 | 0 | 0 | 0 | 0 | 0
7904 | Synthetic pumped | pumped | 8.6569 | 0 | 0 | 7.7913 | 0.16232 | 0
7904 | Synthetic battery | battery | 0 | 0 | 0 | 0 | 0 | 0
7905 | Synthetic pumped | pumped | 12 | 0 | 7.7913 | 18.5913 | 0.38732 | 0
7905 | Synthetic battery | battery | 6.8325 | 0 | 0 | 6.2992 | 0.31496 | 0
7906 | Synthetic pumped | pumped | 12 | 0 | 18.5913 | 29.3913 | 0.61232 | 0
7906 | Synthetic battery | battery | 10 | 0 | 6.2992 | 15.5188 | 0.77594 | 0
7907 | Synthetic pumped | pumped | 12 | 0 | 29.3913 | 40.1913 | 0.83732 | 0
7907 | Synthetic battery | battery | 4.8606 | 0 | 15.5188 | 20 | 1 | 0
7908 | Synthetic pumped | pumped | 8.6764 | 0 | 40.1913 | 48 | 1 | 0
7908 | Synthetic battery | battery | 0 | 0 | 20 | 20 | 1 | 0
7909 | Synthetic pumped | pumped | 0 | 0 | 48 | 48 | 1 | 0
7909 | Synthetic battery | battery | 0 | 0 | 20 | 20 | 1 | 0
7910 | Synthetic pumped | pumped | 0 | 0 | 48 | 48 | 1 | 0
7910 | Synthetic battery | battery | 0 | 0 | 20 | 20 | 1 | 0
7911 | Synthetic pumped | pumped | 0 | 0 | 48 | 48 | 1 | 0
7911 | Synthetic battery | battery | 0 | 0 | 20 | 20 | 1 | 0
7912 | Synthetic pumped | pumped | 0 | 0 | 48 | 48 | 1 | 0
7912 | Synthetic battery | battery | 0 | 0 | 20 | 20 | 1 | 0
7913 | Synthetic pumped | pumped | 0 | 6.4054 | 48 | 40.8829 | 0.85173 | 0
7913 | Synthetic battery | battery | 0 | 0 | 20 | 20 | 1 | 0
7914 | Synthetic pumped | pumped | 0 | 12 | 40.8829 | 27.5496 | 0.57395 | 0
7914 | Synthetic battery | battery | 0 | 10 | 20 | 9.1535 | 0.45767 | 0
7915 | Synthetic pumped | pumped | 0 | 12 | 27.5496 | 14.2162 | 0.29617 | 0
7915 | Synthetic battery | battery | 0 | 8.4391 | 9.1535 | 0 | 0 | 0
7916 | Synthetic pumped | pumped | 0 | 12 | 14.2162 | 0.88289 | 0.018393 | 0
7916 | Synthetic battery | battery | 0 | 0 | 0 | 0 | 0 | 0
7917 | Synthetic pumped | pumped | 0 | 0.7946 | 0.88289 | 0 | 0 | 0
7917 | Synthetic battery | battery | 0 | 0 | 0 | 0 | 0 | 0
7918 | Synthetic pumped | pumped | 0 | 0 | 0 | 0 | 0 | 0
7918 | Synthetic battery | battery | 0 | 0 | 0 | 0 | 0 | 0
7919 | Synthetic pumped | pumped | 0 | 0 | 0 | 0 | 0 | 0
7919 | Synthetic battery | battery | 0 | 0 | 0 | 0 | 0 | 0
7920 | Synthetic pumped | pumped | 0 | 0 | 0 | 0 | 0 | 0
7920 | Synthetic battery | battery | 0 | 0 | 0 | 0 | 0 | 0
7921 | Synthetic pumped | pumped | 0 | 0 | 0 | 0 | 0 | 0
7921 | Synthetic battery | battery | 0 | 0 | 0 | 0 | 0 | 0
7922 | Synthetic pumped | pumped | 0 | 0 | 0 | 0 | 0 | 0
7922 | Synthetic battery | battery | 0 | 0 | 0 | 0 | 0 | 0
7923 | Synthetic pumped | pumped | 0 | 0 | 0 | 0 | 0 | 0
7923 | Synthetic battery | battery | 0 | 0 | 0 | 0 | 0 | 0
7924 | Synthetic pumped | pumped | 0 | 0 | 0 | 0 | 0 | 0
7924 | Synthetic battery | battery | 0 | 0 | 0 | 0 | 0 | 0
7925 | Synthetic pumped | pumped | 0 | 0 | 0 | 0 | 0 | 0
7925 | Synthetic battery | battery | 0 | 0 | 0 | 0 | 0 | 0
7926 | Synthetic pumped | pumped | 0 | 0 | 0 | 0 | 0 | 0
7926 | Synthetic battery | battery | 0 | 0 | 0 | 0 | 0 | 0
7927 | Synthetic pumped | pumped | 0 | 0 | 0 | 0 | 0 | 0
7927 | Synthetic battery | battery | 0 | 0 | 0 | 0 | 0 | 0
7928 | Synthetic pumped | pumped | 10.0804 | 0 | 0 | 9.0724 | 0.18901 | 0
7928 | Synthetic battery | battery | 0 | 0 | 0 | 0 | 0 | 0
7929 | Synthetic pumped | pumped | 12 | 0 | 9.0724 | 19.8724 | 0.41401 | -1.7764e-15
7929 | Synthetic battery | battery | 10 | 0 | 0 | 9.2195 | 0.46098 | 0
7930 | Synthetic pumped | pumped | 12 | 0 | 19.8724 | 30.6724 | 0.63901 | 0
7930 | Synthetic battery | battery | 10 | 0 | 9.2195 | 18.4391 | 0.92195 | 0
7931 | Synthetic pumped | pumped | 12 | 0 | 30.6724 | 41.4724 | 0.86401 | 0
7931 | Synthetic battery | battery | 1.693 | 0 | 18.4391 | 20 | 1 | 0
7932 | Synthetic pumped | pumped | 7.2529 | 0 | 41.4724 | 48 | 1 | 0
7932 | Synthetic battery | battery | 0 | 0 | 20 | 20 | 1 | 0
7933 | Synthetic pumped | pumped | 0 | 0 | 48 | 48 | 1 | 0
7933 | Synthetic battery | battery | 0 | 0 | 20 | 20 | 1 | 0
7934 | Synthetic pumped | pumped | 0 | 0 | 48 | 48 | 1 | 0
7934 | Synthetic battery | battery | 0 | 0 | 20 | 20 | 1 | 0
7935 | Synthetic pumped | pumped | 0 | 0 | 48 | 48 | 1 | 0
7935 | Synthetic battery | battery | 0 | 0 | 20 | 20 | 1 | 0
7936 | Synthetic pumped | pumped | 0 | 0 | 48 | 48 | 1 | 0
7936 | Synthetic battery | battery | 0 | 0 | 20 | 20 | 1 | 0
7937 | Synthetic pumped | pumped | 0 | 2.6068 | 48 | 45.1035 | 0.93966 | -1.7764e-15
7937 | Synthetic battery | battery | 0 | 0 | 20 | 20 | 1 | 0
7938 | Synthetic pumped | pumped | 0 | 12 | 45.1035 | 31.7702 | 0.66188 | 0
7938 | Synthetic battery | battery | 0 | 5.1878 | 20 | 14.373 | 0.71865 | 0
7939 | Synthetic pumped | pumped | 0 | 12 | 31.7702 | 18.4369 | 0.3841 | 0
7939 | Synthetic battery | battery | 0 | 10 | 14.373 | 3.5265 | 0.17632 | 0
7940 | Synthetic pumped | pumped | 0 | 12 | 18.4369 | 5.1035 | 0.10632 | 0
7940 | Synthetic battery | battery | 0 | 3.2513 | 3.5265 | 0 | 0 | 0
7941 | Synthetic pumped | pumped | 0 | 4.5932 | 5.1035 | 0 | 0 | 0
7941 | Synthetic battery | battery | 0 | 0 | 0 | 0 | 0 | 0
7942 | Synthetic pumped | pumped | 0 | 0 | 0 | 0 | 0 | 0
7942 | Synthetic battery | battery | 0 | 0 | 0 | 0 | 0 | 0
7943 | Synthetic pumped | pumped | 0 | 0 | 0 | 0 | 0 | 0
7943 | Synthetic battery | battery | 0 | 0 | 0 | 0 | 0 | 0
7944 | Synthetic pumped | pumped | 0 | 0 | 0 | 0 | 0 | 0
7944 | Synthetic battery | battery | 0 | 0 | 0 | 0 | 0 | 0
7945 | Synthetic pumped | pumped | 0 | 0 | 0 | 0 | 0 | 0
7945 | Synthetic battery | battery | 0 | 0 | 0 | 0 | 0 | 0
7946 | Synthetic pumped | pumped | 0 | 0 | 0 | 0 | 0 | 0
7946 | Synthetic battery | battery | 0 | 0 | 0 | 0 | 0 | 0
7947 | Synthetic pumped | pumped | 0 | 0 | 0 | 0 | 0 | 0
7947 | Synthetic battery | battery | 0 | 0 | 0 | 0 | 0 | 0
7948 | Synthetic pumped | pumped | 0 | 0 | 0 | 0 | 0 | 0
7948 | Synthetic battery | battery | 0 | 0 | 0 | 0 | 0 | 0
7949 | Synthetic pumped | pumped | 0 | 0 | 0 | 0 | 0 | 0
7949 | Synthetic battery | battery | 0 | 0 | 0 | 0 | 0 | 0
7950 | Synthetic pumped | pumped | 0 | 0 | 0 | 0 | 0 | 0
7950 | Synthetic battery | battery | 0 | 0 | 0 | 0 | 0 | 0
7951 | Synthetic pumped | pumped | 0 | 0 | 0 | 0 | 0 | 0
7951 | Synthetic battery | battery | 0 | 0 | 0 | 0 | 0 | 0
7952 | Synthetic pumped | pumped | 0.985 | 0 | 0 | 0.8865 | 0.018469 | 0
7952 | Synthetic battery | battery | 0 | 0 | 0 | 0 | 0 | 0
7953 | Synthetic pumped | pumped | 6.9075 | 0 | 0.8865 | 7.1032 | 0.14798 | 0
7953 | Synthetic battery | battery | 0 | 0 | 0 | 0 | 0 | 0
7954 | Synthetic pumped | pumped | 12 | 0 | 7.1032 | 17.9032 | 0.37298 | 0
7954 | Synthetic battery | battery | 7.5188 | 0 | 0 | 6.932 | 0.3466 | 0
7955 | Synthetic pumped | pumped | 12 | 0 | 17.9032 | 28.7032 | 0.59798 | 0
7955 | Synthetic battery | battery | 10 | 0 | 6.932 | 16.1516 | 0.80758 | 0
7956 | Synthetic pumped | pumped | 12 | 0 | 28.7032 | 39.5032 | 0.82298 | 3.5527e-15
7956 | Synthetic battery | battery | 4.1742 | 0 | 16.1516 | 20 | 1 | -4.4409e-16
7957 | Synthetic pumped | pumped | 9.4409 | 0 | 39.5032 | 48 | 1 | 0
7957 | Synthetic battery | battery | 0 | 0 | 20 | 20 | 1 | 0
7958 | Synthetic pumped | pumped | 0 | 0 | 48 | 48 | 1 | 0
7958 | Synthetic battery | battery | 0 | 0 | 20 | 20 | 1 | 0
7959 | Synthetic pumped | pumped | 0 | 0 | 48 | 48 | 1 | 0
7959 | Synthetic battery | battery | 0 | 0 | 20 | 20 | 1 | 0
7960 | Synthetic pumped | pumped | 0 | 0 | 48 | 48 | 1 | 0
7960 | Synthetic battery | battery | 0 | 0 | 20 | 20 | 1 | 0
7961 | Synthetic pumped | pumped | 0 | 3.4594 | 48 | 44.1562 | 0.91992 | -8.8818e-16
7961 | Synthetic battery | battery | 0 | 0 | 20 | 20 | 1 | 0
7962 | Synthetic pumped | pumped | 0 | 12 | 44.1562 | 30.8229 | 0.64214 | 0
7962 | Synthetic battery | battery | 0 | 8.5509 | 20 | 10.7252 | 0.53626 | 0
7963 | Synthetic pumped | pumped | 0 | 12 | 30.8229 | 17.4895 | 0.36437 | 0
7963 | Synthetic battery | battery | 0 | 9.8881 | 10.7252 | 0 | 0 | 0
7964 | Synthetic pumped | pumped | 0 | 12 | 17.4895 | 4.1562 | 0.086588 | 0
7964 | Synthetic battery | battery | 0 | 0 | 0 | 0 | 0 | 0
7965 | Synthetic pumped | pumped | 0 | 3.7406 | 4.1562 | 0 | 0 | 0
7965 | Synthetic battery | battery | 0 | 0 | 0 | 0 | 0 | 0
7966 | Synthetic pumped | pumped | 0 | 0 | 0 | 0 | 0 | 0
7966 | Synthetic battery | battery | 0 | 0 | 0 | 0 | 0 | 0
7967 | Synthetic pumped | pumped | 0 | 0 | 0 | 0 | 0 | 0
7967 | Synthetic battery | battery | 0 | 0 | 0 | 0 | 0 | 0
7968 | Synthetic pumped | pumped | 0 | 0 | 0 | 0 | 0 | 0
7968 | Synthetic battery | battery | 0 | 0 | 0 | 0 | 0 | 0
7969 | Synthetic pumped | pumped | 0 | 0 | 0 | 0 | 0 | 0
7969 | Synthetic battery | battery | 0 | 0 | 0 | 0 | 0 | 0
7970 | Synthetic pumped | pumped | 0 | 0 | 0 | 0 | 0 | 0
7970 | Synthetic battery | battery | 0 | 0 | 0 | 0 | 0 | 0
7971 | Synthetic pumped | pumped | 0 | 0 | 0 | 0 | 0 | 0
7971 | Synthetic battery | battery | 0 | 0 | 0 | 0 | 0 | 0
7972 | Synthetic pumped | pumped | 0 | 0 | 0 | 0 | 0 | 0
7972 | Synthetic battery | battery | 0 | 0 | 0 | 0 | 0 | 0
7973 | Synthetic pumped | pumped | 0 | 0 | 0 | 0 | 0 | 0
7973 | Synthetic battery | battery | 0 | 0 | 0 | 0 | 0 | 0
7974 | Synthetic pumped | pumped | 0 | 0 | 0 | 0 | 0 | 0
7974 | Synthetic battery | battery | 0 | 0 | 0 | 0 | 0 | 0
7975 | Synthetic pumped | pumped | 0 | 0 | 0 | 0 | 0 | 0
7975 | Synthetic battery | battery | 0 | 0 | 0 | 0 | 0 | 0
7976 | Synthetic pumped | pumped | 4.7206 | 0 | 0 | 4.2485 | 0.088511 | 0
7976 | Synthetic battery | battery | 0 | 0 | 0 | 0 | 0 | 0
7977 | Synthetic pumped | pumped | 12 | 0 | 4.2485 | 15.0485 | 0.31351 | 0
7977 | Synthetic battery | battery | 3.1861 | 0 | 0 | 2.9374 | 0.14687 | 0
7978 | Synthetic pumped | pumped | 12 | 0 | 15.0485 | 25.8485 | 0.53851 | 0
7978 | Synthetic battery | battery | 10 | 0 | 2.9374 | 12.157 | 0.60785 | 0
7979 | Synthetic pumped | pumped | 12 | 0 | 25.8485 | 36.6485 | 0.76351 | 0
7979 | Synthetic battery | battery | 8.5069 | 0 | 12.157 | 20 | 1 | -8.8818e-16
7980 | Synthetic pumped | pumped | 12 | 0 | 36.6485 | 47.4485 | 0.98851 | 3.5527e-15
7980 | Synthetic battery | battery | 0 | 0 | 20 | 20 | 1 | 0
7981 | Synthetic pumped | pumped | 0.61272 | 0 | 47.4485 | 48 | 1 | 0
7981 | Synthetic battery | battery | 0 | 0 | 20 | 20 | 1 | 0
7982 | Synthetic pumped | pumped | 0 | 0 | 48 | 48 | 1 | 0
7982 | Synthetic battery | battery | 0 | 0 | 20 | 20 | 1 | 0
7983 | Synthetic pumped | pumped | 0 | 0 | 48 | 48 | 1 | 0
7983 | Synthetic battery | battery | 0 | 0 | 20 | 20 | 1 | 0
7984 | Synthetic pumped | pumped | 0 | 0 | 48 | 48 | 1 | 0
7984 | Synthetic battery | battery | 0 | 0 | 20 | 20 | 1 | 0
7985 | Synthetic pumped | pumped | 0 | 7.0317 | 48 | 40.187 | 0.83723 | 8.8818e-16
7985 | Synthetic battery | battery | 0 | 0 | 20 | 20 | 1 | 0
7986 | Synthetic pumped | pumped | 0 | 12 | 40.187 | 26.8537 | 0.55945 | 0
7986 | Synthetic battery | battery | 0 | 9.4835 | 20 | 9.7137 | 0.48569 | 0
7987 | Synthetic pumped | pumped | 0 | 12 | 26.8537 | 13.5204 | 0.28167 | 0
7987 | Synthetic battery | battery | 0 | 8.9556 | 9.7137 | 1.7764e-15 | 8.8818e-17 | 0
7988 | Synthetic pumped | pumped | 0 | 12 | 13.5204 | 0.18704 | 0.0038968 | 0
7988 | Synthetic battery | battery | 0 | 1.6377e-15 | 1.7764e-15 | 0 | 0 | 0
7989 | Synthetic pumped | pumped | 0 | 0.16834 | 0.18704 | -2.7756e-17 | -5.7824e-19 | 0
7989 | Synthetic battery | battery | 0 | 0 | 0 | 0 | 0 | 0
7990 | Synthetic pumped | pumped | 0 | -2.498e-17 | -2.7756e-17 | 0 | 0 | 0
7990 | Synthetic battery | battery | 0 | 0 | 0 | 0 | 0 | 0
7991 | Synthetic pumped | pumped | 0 | 0 | 0 | 0 | 0 | 0
7991 | Synthetic battery | battery | 0 | 0 | 0 | 0 | 0 | 0
7992 | Synthetic pumped | pumped | 0 | 0 | 0 | 0 | 0 | 0
7992 | Synthetic battery | battery | 0 | 0 | 0 | 0 | 0 | 0
7993 | Synthetic pumped | pumped | 0 | 0 | 0 | 0 | 0 | 0
7993 | Synthetic battery | battery | 0 | 0 | 0 | 0 | 0 | 0
7994 | Synthetic pumped | pumped | 0 | 0 | 0 | 0 | 0 | 0
7994 | Synthetic battery | battery | 0 | 0 | 0 | 0 | 0 | 0
7995 | Synthetic pumped | pumped | 0 | 0 | 0 | 0 | 0 | 0
7995 | Synthetic battery | battery | 0 | 0 | 0 | 0 | 0 | 0
7996 | Synthetic pumped | pumped | 0 | 0 | 0 | 0 | 0 | 0
7996 | Synthetic battery | battery | 0 | 0 | 0 | 0 | 0 | 0
7997 | Synthetic pumped | pumped | 0 | 0 | 0 | 0 | 0 | 0
7997 | Synthetic battery | battery | 0 | 0 | 0 | 0 | 0 | 0
7998 | Synthetic pumped | pumped | 0 | 0 | 0 | 0 | 0 | 0
7998 | Synthetic battery | battery | 0 | 0 | 0 | 0 | 0 | 0
7999 | Synthetic pumped | pumped | 0 | 0 | 0 | 0 | 0 | 0
7999 | Synthetic battery | battery | 0 | 0 | 0 | 0 | 0 | 0
8000 | Synthetic pumped | pumped | 5.8452 | 0 | 0 | 5.2607 | 0.1096 | 0
8000 | Synthetic battery | battery | 0 | 0 | 0 | 0 | 0 | 0
8001 | Synthetic pumped | pumped | 12 | 0 | 5.2607 | 16.0607 | 0.3346 | 1.7764e-15
8001 | Synthetic battery | battery | 0.4084 | 0 | 0 | 0.37653 | 0.018826 | 0
8002 | Synthetic pumped | pumped | 12 | 0 | 16.0607 | 26.8607 | 0.5596 | 0
8002 | Synthetic battery | battery | 7.4381 | 0 | 0.37653 | 7.2341 | 0.36171 | 0
8003 | Synthetic pumped | pumped | 12 | 0 | 26.8607 | 37.6607 | 0.7846 | 0
8003 | Synthetic battery | battery | 10 | 0 | 7.2341 | 16.4536 | 0.82268 | -1.7764e-15
8004 | Synthetic pumped | pumped | 11.4881 | 0 | 37.6607 | 48 | 1 | 0
8004 | Synthetic battery | battery | 3.8466 | 0 | 16.4536 | 20 | 1 | 0
8005 | Synthetic pumped | pumped | 0 | 0 | 48 | 48 | 1 | 0
8005 | Synthetic battery | battery | 0 | 0 | 20 | 20 | 1 | 0
8006 | Synthetic pumped | pumped | 0 | 0 | 48 | 48 | 1 | 0
8006 | Synthetic battery | battery | 0 | 0 | 20 | 20 | 1 | 0
8007 | Synthetic pumped | pumped | 0 | 0 | 48 | 48 | 1 | 0
8007 | Synthetic battery | battery | 0 | 0 | 20 | 20 | 1 | 0
8008 | Synthetic pumped | pumped | 0 | 0 | 48 | 48 | 1 | 0
8008 | Synthetic battery | battery | 0 | 0 | 20 | 20 | 1 | 0
8009 | Synthetic pumped | pumped | 0 | 6.6781 | 48 | 40.5798 | 0.84541 | -3.5527e-15
8009 | Synthetic battery | battery | 0 | 0 | 20 | 20 | 1 | 0
8010 | Synthetic pumped | pumped | 0 | 12 | 40.5798 | 27.2465 | 0.56764 | 0
8010 | Synthetic battery | battery | 0 | 10 | 20 | 9.1535 | 0.45767 | 0
8011 | Synthetic pumped | pumped | 0 | 12 | 27.2465 | 13.9132 | 0.28986 | 0
8011 | Synthetic battery | battery | 0 | 8.4391 | 9.1535 | 0 | 0 | 0
8012 | Synthetic pumped | pumped | 0 | 12 | 13.9132 | 0.57984 | 0.01208 | 0
8012 | Synthetic battery | battery | 0 | 0 | 0 | 0 | 0 | 0
8013 | Synthetic pumped | pumped | 0 | 0.52186 | 0.57984 | 0 | 0 | 0
8013 | Synthetic battery | battery | 0 | 0 | 0 | 0 | 0 | 0
8014 | Synthetic pumped | pumped | 0 | 0 | 0 | 0 | 0 | 0
8014 | Synthetic battery | battery | 0 | 0 | 0 | 0 | 0 | 0
8015 | Synthetic pumped | pumped | 0 | 0 | 0 | 0 | 0 | 0
8015 | Synthetic battery | battery | 0 | 0 | 0 | 0 | 0 | 0
8016 | Synthetic pumped | pumped | 0 | 0 | 0 | 0 | 0 | 0
8016 | Synthetic battery | battery | 0 | 0 | 0 | 0 | 0 | 0
8017 | Synthetic pumped | pumped | 0 | 0 | 0 | 0 | 0 | 0
8017 | Synthetic battery | battery | 0 | 0 | 0 | 0 | 0 | 0
8018 | Synthetic pumped | pumped | 0 | 0 | 0 | 0 | 0 | 0
8018 | Synthetic battery | battery | 0 | 0 | 0 | 0 | 0 | 0
8019 | Synthetic pumped | pumped | 0 | 0 | 0 | 0 | 0 | 0
8019 | Synthetic battery | battery | 0 | 0 | 0 | 0 | 0 | 0
8020 | Synthetic pumped | pumped | 0 | 0 | 0 | 0 | 0 | 0
8020 | Synthetic battery | battery | 0 | 0 | 0 | 0 | 0 | 0
8021 | Synthetic pumped | pumped | 0 | 0 | 0 | 0 | 0 | 0
8021 | Synthetic battery | battery | 0 | 0 | 0 | 0 | 0 | 0
8022 | Synthetic pumped | pumped | 0 | 0 | 0 | 0 | 0 | 0
8022 | Synthetic battery | battery | 0 | 0 | 0 | 0 | 0 | 0
8023 | Synthetic pumped | pumped | 3.4735 | 0 | 0 | 3.1261 | 0.065128 | 0
8023 | Synthetic battery | battery | 0 | 0 | 0 | 0 | 0 | 0
8024 | Synthetic pumped | pumped | 10.3547 | 0 | 3.1261 | 12.4454 | 0.25928 | 0
8024 | Synthetic battery | battery | 0 | 0 | 0 | 0 | 0 | 0
8025 | Synthetic pumped | pumped | 12 | 0 | 12.4454 | 23.2454 | 0.48428 | -1.7764e-15
8025 | Synthetic battery | battery | 9.6011 | 0 | 0 | 8.8518 | 0.44259 | 0
8026 | Synthetic pumped | pumped | 12 | 0 | 23.2454 | 34.0454 | 0.70928 | 3.5527e-15
8026 | Synthetic battery | battery | 10 | 0 | 8.8518 | 18.0713 | 0.90357 | 1.7764e-15
8027 | Synthetic pumped | pumped | 12 | 0 | 34.0454 | 44.8454 | 0.93428 | -3.5527e-15
8027 | Synthetic battery | battery | 2.0919 | 0 | 18.0713 | 20 | 1 | 0
8028 | Synthetic pumped | pumped | 3.5052 | 0 | 44.8454 | 48 | 1 | 0
8028 | Synthetic battery | battery | 0 | 0 | 20 | 20 | 1 | 0
8029 | Synthetic pumped | pumped | 0 | 0 | 48 | 48 | 1 | 0
8029 | Synthetic battery | battery | 0 | 0 | 20 | 20 | 1 | 0
8030 | Synthetic pumped | pumped | 0 | 0 | 48 | 48 | 1 | 0
8030 | Synthetic battery | battery | 0 | 0 | 20 | 20 | 1 | 0
8031 | Synthetic pumped | pumped | 0 | 0 | 48 | 48 | 1 | 0
8031 | Synthetic battery | battery | 0 | 0 | 20 | 20 | 1 | 0
8032 | Synthetic pumped | pumped | 0 | 0 | 48 | 48 | 1 | 0
8032 | Synthetic battery | battery | 0 | 0 | 20 | 20 | 1 | 0
8033 | Synthetic pumped | pumped | 0 | 0 | 48 | 48 | 1 | 0
8033 | Synthetic battery | battery | 0 | 0 | 20 | 20 | 1 | 0
8034 | Synthetic pumped | pumped | 0 | 12 | 48 | 34.6667 | 0.72222 | 3.5527e-15
8034 | Synthetic battery | battery | 0 | 2.5476 | 20 | 17.2367 | 0.86184 | 1.3323e-15
8035 | Synthetic pumped | pumped | 0 | 12 | 34.6667 | 21.3333 | 0.44444 | 0
8035 | Synthetic battery | battery | 0 | 9.9826 | 17.2367 | 6.4091 | 0.32045 | 0
8036 | Synthetic pumped | pumped | 0 | 12 | 21.3333 | 8 | 0.16667 | 0
8036 | Synthetic battery | battery | 0 | 5.9089 | 6.4091 | 0 | 0 | 0
8037 | Synthetic pumped | pumped | 0 | 7.2 | 8 | 0 | 0 | 0
8037 | Synthetic battery | battery | 0 | 0 | 0 | 0 | 0 | 0
8038 | Synthetic pumped | pumped | 0 | 0 | 0 | 0 | 0 | 0
8038 | Synthetic battery | battery | 0 | 0 | 0 | 0 | 0 | 0
8039 | Synthetic pumped | pumped | 0 | 0 | 0 | 0 | 0 | 0
8039 | Synthetic battery | battery | 0 | 0 | 0 | 0 | 0 | 0
8040 | Synthetic pumped | pumped | 0 | 0 | 0 | 0 | 0 | 0
8040 | Synthetic battery | battery | 0 | 0 | 0 | 0 | 0 | 0
8041 | Synthetic pumped | pumped | 0 | 0 | 0 | 0 | 0 | 0
8041 | Synthetic battery | battery | 0 | 0 | 0 | 0 | 0 | 0
8042 | Synthetic pumped | pumped | 0 | 0 | 0 | 0 | 0 | 0
8042 | Synthetic battery | battery | 0 | 0 | 0 | 0 | 0 | 0
8043 | Synthetic pumped | pumped | 0 | 0 | 0 | 0 | 0 | 0
8043 | Synthetic battery | battery | 0 | 0 | 0 | 0 | 0 | 0
8044 | Synthetic pumped | pumped | 0 | 0 | 0 | 0 | 0 | 0
8044 | Synthetic battery | battery | 0 | 0 | 0 | 0 | 0 | 0
8045 | Synthetic pumped | pumped | 0 | 0 | 0 | 0 | 0 | 0
8045 | Synthetic battery | battery | 0 | 0 | 0 | 0 | 0 | 0
8046 | Synthetic pumped | pumped | 0 | 0 | 0 | 0 | 0 | 0
8046 | Synthetic battery | battery | 0 | 0 | 0 | 0 | 0 | 0
8047 | Synthetic pumped | pumped | 0 | 0 | 0 | 0 | 0 | 0
8047 | Synthetic battery | battery | 0 | 0 | 0 | 0 | 0 | 0
8048 | Synthetic pumped | pumped | 2.1016 | 0 | 0 | 1.8914 | 0.039405 | 0
8048 | Synthetic battery | battery | 0 | 0 | 0 | 0 | 0 | 0
8049 | Synthetic pumped | pumped | 10.9183 | 0 | 1.8914 | 11.7179 | 0.24412 | 0
8049 | Synthetic battery | battery | 0 | 0 | 0 | 0 | 0 | 0
8050 | Synthetic pumped | pumped | 12 | 0 | 11.7179 | 22.5179 | 0.46912 | 1.7764e-15
8050 | Synthetic battery | battery | 9.743 | 0 | 0 | 8.9826 | 0.44913 | 0
8051 | Synthetic pumped | pumped | 12 | 0 | 22.5179 | 33.3179 | 0.69412 | -3.5527e-15
8051 | Synthetic battery | battery | 10 | 0 | 8.9826 | 18.2022 | 0.91011 | 0
8052 | Synthetic pumped | pumped | 12 | 0 | 33.3179 | 44.1179 | 0.91912 | -3.5527e-15
8052 | Synthetic battery | battery | 1.95 | 0 | 18.2022 | 20 | 1 | 0
8053 | Synthetic pumped | pumped | 4.3134 | 0 | 44.1179 | 48 | 1 | 0
8053 | Synthetic battery | battery | 0 | 0 | 20 | 20 | 1 | 0
8054 | Synthetic pumped | pumped | 0 | 0 | 48 | 48 | 1 | 0
8054 | Synthetic battery | battery | 0 | 0 | 20 | 20 | 1 | 0
8055 | Synthetic pumped | pumped | 0 | 0 | 48 | 48 | 1 | 0
8055 | Synthetic battery | battery | 0 | 0 | 20 | 20 | 1 | 0
8056 | Synthetic pumped | pumped | 0 | 0 | 48 | 48 | 1 | 0
8056 | Synthetic battery | battery | 0 | 0 | 20 | 20 | 1 | 0
8057 | Synthetic pumped | pumped | 0 | 10.4887 | 48 | 36.3459 | 0.75721 | 0
8057 | Synthetic battery | battery | 0 | 0 | 20 | 20 | 1 | 0
8058 | Synthetic pumped | pumped | 0 | 12 | 36.3459 | 23.0125 | 0.47943 | 0
8058 | Synthetic battery | battery | 0 | 10 | 20 | 9.1535 | 0.45767 | 0
8059 | Synthetic pumped | pumped | 0 | 12 | 23.0125 | 9.6792 | 0.20165 | 0
8059 | Synthetic battery | battery | 0 | 8.4391 | 9.1535 | 0 | 0 | 0
8060 | Synthetic pumped | pumped | 0 | 8.7113 | 9.6792 | 0 | 0 | 0
8060 | Synthetic battery | battery | 0 | 0 | 0 | 0 | 0 | 0
8061 | Synthetic pumped | pumped | 0 | 0 | 0 | 0 | 0 | 0
8061 | Synthetic battery | battery | 0 | 0 | 0 | 0 | 0 | 0
8062 | Synthetic pumped | pumped | 0 | 0 | 0 | 0 | 0 | 0
8062 | Synthetic battery | battery | 0 | 0 | 0 | 0 | 0 | 0
8063 | Synthetic pumped | pumped | 0 | 0 | 0 | 0 | 0 | 0
8063 | Synthetic battery | battery | 0 | 0 | 0 | 0 | 0 | 0
8064 | Synthetic pumped | pumped | 0 | 0 | 0 | 0 | 0 | 0
8064 | Synthetic battery | battery | 0 | 0 | 0 | 0 | 0 | 0
8065 | Synthetic pumped | pumped | 0 | 0 | 0 | 0 | 0 | 0
8065 | Synthetic battery | battery | 0 | 0 | 0 | 0 | 0 | 0
8066 | Synthetic pumped | pumped | 0 | 0 | 0 | 0 | 0 | 0
8066 | Synthetic battery | battery | 0 | 0 | 0 | 0 | 0 | 0
8067 | Synthetic pumped | pumped | 0 | 0 | 0 | 0 | 0 | 0
8067 | Synthetic battery | battery | 0 | 0 | 0 | 0 | 0 | 0
8068 | Synthetic pumped | pumped | 0 | 0 | 0 | 0 | 0 | 0
8068 | Synthetic battery | battery | 0 | 0 | 0 | 0 | 0 | 0
8069 | Synthetic pumped | pumped | 0 | 0 | 0 | 0 | 0 | 0
8069 | Synthetic battery | battery | 0 | 0 | 0 | 0 | 0 | 0
8070 | Synthetic pumped | pumped | 0 | 0 | 0 | 0 | 0 | 0
8070 | Synthetic battery | battery | 0 | 0 | 0 | 0 | 0 | 0
8071 | Synthetic pumped | pumped | 0 | 0 | 0 | 0 | 0 | 0
8071 | Synthetic battery | battery | 0 | 0 | 0 | 0 | 0 | 0
8072 | Synthetic pumped | pumped | 6.0236 | 0 | 0 | 5.4212 | 0.11294 | 0
8072 | Synthetic battery | battery | 0 | 0 | 0 | 0 | 0 | 0
8073 | Synthetic pumped | pumped | 12 | 0 | 5.4212 | 16.2212 | 0.33794 | 0
8073 | Synthetic battery | battery | 9.0509 | 0 | 0 | 8.3445 | 0.41723 | 0
8074 | Synthetic pumped | pumped | 12 | 0 | 16.2212 | 27.0212 | 0.56294 | 0
8074 | Synthetic battery | battery | 10 | 0 | 8.3445 | 17.5641 | 0.8782 | 0
8075 | Synthetic pumped | pumped | 12 | 0 | 27.0212 | 37.8212 | 0.78794 | 0
8075 | Synthetic battery | battery | 2.6421 | 0 | 17.5641 | 20 | 1 | 0
8076 | Synthetic pumped | pumped | 11.3097 | 0 | 37.8212 | 48 | 1 | 0
8076 | Synthetic battery | battery | 0 | 0 | 20 | 20 | 1 | 0
8077 | Synthetic pumped | pumped | 0 | 0 | 48 | 48 | 1 | 0
8077 | Synthetic battery | battery | 0 | 0 | 20 | 20 | 1 | 0
8078 | Synthetic pumped | pumped | 0 | 0 | 48 | 48 | 1 | 0
8078 | Synthetic battery | battery | 0 | 0 | 20 | 20 | 1 | 0
8079 | Synthetic pumped | pumped | 0 | 0 | 48 | 48 | 1 | 0
8079 | Synthetic battery | battery | 0 | 0 | 20 | 20 | 1 | 0
8080 | Synthetic pumped | pumped | 0 | 0 | 48 | 48 | 1 | 0
8080 | Synthetic battery | battery | 0 | 0 | 20 | 20 | 1 | 0
8081 | Synthetic pumped | pumped | 0 | 6.2335 | 48 | 41.0739 | 0.85571 | -1.7764e-15
8081 | Synthetic battery | battery | 0 | 0 | 20 | 20 | 1 | 0
8082 | Synthetic pumped | pumped | 0 | 12 | 41.0739 | 27.7406 | 0.57793 | 0
8082 | Synthetic battery | battery | 0 | 10 | 20 | 9.1535 | 0.45767 | 0
8083 | Synthetic pumped | pumped | 0 | 12 | 27.7406 | 14.4073 | 0.30015 | 0
8083 | Synthetic battery | battery | 0 | 8.4391 | 9.1535 | 0 | 0 | 0
8084 | Synthetic pumped | pumped | 0 | 12 | 14.4073 | 1.0739 | 0.022374 | 0
8084 | Synthetic battery | battery | 0 | 0 | 0 | 0 | 0 | 0
8085 | Synthetic pumped | pumped | 0 | 0.96655 | 1.0739 | 0 | 0 | 0
8085 | Synthetic battery | battery | 0 | 0 | 0 | 0 | 0 | 0
8086 | Synthetic pumped | pumped | 0 | 0 | 0 | 0 | 0 | 0
8086 | Synthetic battery | battery | 0 | 0 | 0 | 0 | 0 | 0
8087 | Synthetic pumped | pumped | 0 | 0 | 0 | 0 | 0 | 0
8087 | Synthetic battery | battery | 0 | 0 | 0 | 0 | 0 | 0
8088 | Synthetic pumped | pumped | 0 | 0 | 0 | 0 | 0 | 0
8088 | Synthetic battery | battery | 0 | 0 | 0 | 0 | 0 | 0
8089 | Synthetic pumped | pumped | 0 | 0 | 0 | 0 | 0 | 0
8089 | Synthetic battery | battery | 0 | 0 | 0 | 0 | 0 | 0
8090 | Synthetic pumped | pumped | 0 | 0 | 0 | 0 | 0 | 0
8090 | Synthetic battery | battery | 0 | 0 | 0 | 0 | 0 | 0
8091 | Synthetic pumped | pumped | 0 | 0 | 0 | 0 | 0 | 0
8091 | Synthetic battery | battery | 0 | 0 | 0 | 0 | 0 | 0
8092 | Synthetic pumped | pumped | 0 | 0 | 0 | 0 | 0 | 0
8092 | Synthetic battery | battery | 0 | 0 | 0 | 0 | 0 | 0
8093 | Synthetic pumped | pumped | 0 | 0 | 0 | 0 | 0 | 0
8093 | Synthetic battery | battery | 0 | 0 | 0 | 0 | 0 | 0
8094 | Synthetic pumped | pumped | 0 | 0 | 0 | 0 | 0 | 0
8094 | Synthetic battery | battery | 0 | 0 | 0 | 0 | 0 | 0
8095 | Synthetic pumped | pumped | 0 | 0 | 0 | 0 | 0 | 0
8095 | Synthetic battery | battery | 0 | 0 | 0 | 0 | 0 | 0
8096 | Synthetic pumped | pumped | 0.6076 | 0 | 0 | 0.54684 | 0.011393 | 0
8096 | Synthetic battery | battery | 0 | 0 | 0 | 0 | 0 | 0
8097 | Synthetic pumped | pumped | 12 | 0 | 0.54684 | 11.3468 | 0.23639 | 0
8097 | Synthetic battery | battery | 7.0906 | 0 | 0 | 6.5372 | 0.32686 | 0
8098 | Synthetic pumped | pumped | 12 | 0 | 11.3468 | 22.1468 | 0.46139 | 1.7764e-15
8098 | Synthetic battery | battery | 10 | 0 | 6.5372 | 15.7568 | 0.78784 | 0
8099 | Synthetic pumped | pumped | 12 | 0 | 22.1468 | 32.9468 | 0.68639 | -3.5527e-15
8099 | Synthetic battery | battery | 4.6024 | 0 | 15.7568 | 20 | 1 | 0
8100 | Synthetic pumped | pumped | 12 | 0 | 32.9468 | 43.7468 | 0.91139 | -3.5527e-15
8100 | Synthetic battery | battery | 0 | 0 | 20 | 20 | 1 | 0
8101 | Synthetic pumped | pumped | 4.7257 | 0 | 43.7468 | 48 | 1 | 0
8101 | Synthetic battery | battery | 0 | 0 | 20 | 20 | 1 | 0
8102 | Synthetic pumped | pumped | 0 | 0 | 48 | 48 | 1 | 0
8102 | Synthetic battery | battery | 0 | 0 | 20 | 20 | 1 | 0
8103 | Synthetic pumped | pumped | 0 | 0 | 48 | 48 | 1 | 0
8103 | Synthetic battery | battery | 0 | 0 | 20 | 20 | 1 | 0
8104 | Synthetic pumped | pumped | 0 | 0 | 48 | 48 | 1 | 0
8104 | Synthetic battery | battery | 0 | 0 | 20 | 20 | 1 | 0
8105 | Synthetic pumped | pumped | 0 | 3.6379 | 48 | 43.9578 | 0.91579 | -3.5527e-15
8105 | Synthetic battery | battery | 0 | 0 | 20 | 20 | 1 | 0
8106 | Synthetic pumped | pumped | 0 | 12 | 43.9578 | 30.6245 | 0.63801 | 0
8106 | Synthetic battery | battery | 0 | 5.9386 | 20 | 13.5586 | 0.67793 | -8.8818e-16
8107 | Synthetic pumped | pumped | 0 | 12 | 30.6245 | 17.2912 | 0.36023 | 0
8107 | Synthetic battery | battery | 0 | 7.9577 | 13.5586 | 4.9273 | 0.24637 | 0
8108 | Synthetic pumped | pumped | 0 | 12 | 17.2912 | 3.9578 | 0.082455 | 0
8108 | Synthetic battery | battery | 0 | 4.5428 | 4.9273 | 0 | 0 | 0
8109 | Synthetic pumped | pumped | 0 | 3.5621 | 3.9578 | 0 | 0 | 0
8109 | Synthetic battery | battery | 0 | 0 | 0 | 0 | 0 | 0
8110 | Synthetic pumped | pumped | 0 | 0 | 0 | 0 | 0 | 0
8110 | Synthetic battery | battery | 0 | 0 | 0 | 0 | 0 | 0
8111 | Synthetic pumped | pumped | 0 | 0 | 0 | 0 | 0 | 0
8111 | Synthetic battery | battery | 0 | 0 | 0 | 0 | 0 | 0
8112 | Synthetic pumped | pumped | 0 | 0 | 0 | 0 | 0 | 0
8112 | Synthetic battery | battery | 0 | 0 | 0 | 0 | 0 | 0
8113 | Synthetic pumped | pumped | 0 | 0 | 0 | 0 | 0 | 0
8113 | Synthetic battery | battery | 0 | 0 | 0 | 0 | 0 | 0
8114 | Synthetic pumped | pumped | 0 | 0 | 0 | 0 | 0 | 0
8114 | Synthetic battery | battery | 0 | 0 | 0 | 0 | 0 | 0
8115 | Synthetic pumped | pumped | 0 | 0 | 0 | 0 | 0 | 0
8115 | Synthetic battery | battery | 0 | 0 | 0 | 0 | 0 | 0
8116 | Synthetic pumped | pumped | 0 | 0 | 0 | 0 | 0 | 0
8116 | Synthetic battery | battery | 0 | 0 | 0 | 0 | 0 | 0
8117 | Synthetic pumped | pumped | 0 | 0 | 0 | 0 | 0 | 0
8117 | Synthetic battery | battery | 0 | 0 | 0 | 0 | 0 | 0
8118 | Synthetic pumped | pumped | 0 | 0 | 0 | 0 | 0 | 0
8118 | Synthetic battery | battery | 0 | 0 | 0 | 0 | 0 | 0
8119 | Synthetic pumped | pumped | 0 | 0 | 0 | 0 | 0 | 0
8119 | Synthetic battery | battery | 0 | 0 | 0 | 0 | 0 | 0
8120 | Synthetic pumped | pumped | 0.81732 | 0 | 0 | 0.73558 | 0.015325 | 0
8120 | Synthetic battery | battery | 0 | 0 | 0 | 0 | 0 | 0
8121 | Synthetic pumped | pumped | 11.0088 | 0 | 0.73558 | 10.6435 | 0.22174 | 0
8121 | Synthetic battery | battery | 0 | 0 | 0 | 0 | 0 | 0
8122 | Synthetic pumped | pumped | 12 | 0 | 10.6435 | 21.4435 | 0.44674 | 0
8122 | Synthetic battery | battery | 6.1198 | 0 | 0 | 5.6421 | 0.28211 | 0
8123 | Synthetic pumped | pumped | 12 | 0 | 21.4435 | 32.2435 | 0.67174 | 0
8123 | Synthetic battery | battery | 6.6845 | 0 | 5.6421 | 11.8049 | 0.59025 | -8.8818e-16
8124 | Synthetic pumped | pumped | 12 | 0 | 32.2435 | 43.0435 | 0.89674 | -3.5527e-15
8124 | Synthetic battery | battery | 8.8888 | 0 | 11.8049 | 20 | 1 | 0
8125 | Synthetic pumped | pumped | 5.5072 | 0 | 43.0435 | 48 | 1 | 0
8125 | Synthetic battery | battery | 0 | 0 | 20 | 20 | 1 | 0
8126 | Synthetic pumped | pumped | 0 | 0 | 48 | 48 | 1 | 0
8126 | Synthetic battery | battery | 0 | 0 | 20 | 20 | 1 | 0
8127 | Synthetic pumped | pumped | 0 | 0 | 48 | 48 | 1 | 0
8127 | Synthetic battery | battery | 0 | 0 | 20 | 20 | 1 | 0
8128 | Synthetic pumped | pumped | 0 | 0 | 48 | 48 | 1 | 0
8128 | Synthetic battery | battery | 0 | 0 | 20 | 20 | 1 | 0
8129 | Synthetic pumped | pumped | 0 | 4.544 | 48 | 42.9511 | 0.89481 | -2.6645e-15
8129 | Synthetic battery | battery | 0 | 0 | 20 | 20 | 1 | 0
8130 | Synthetic pumped | pumped | 0 | 12 | 42.9511 | 29.6177 | 0.61704 | 0
8130 | Synthetic battery | battery | 0 | 8.729 | 20 | 10.532 | 0.5266 | 0
8131 | Synthetic pumped | pumped | 0 | 12 | 29.6177 | 16.2844 | 0.33926 | 0
8131 | Synthetic battery | battery | 0 | 9.7101 | 10.532 | 0 | 0 | 0
8132 | Synthetic pumped | pumped | 0 | 12 | 16.2844 | 2.9511 | 0.061481 | 0
8132 | Synthetic battery | battery | 0 | 0 | 0 | 0 | 0 | 0
8133 | Synthetic pumped | pumped | 0 | 2.656 | 2.9511 | 0 | 0 | 0
8133 | Synthetic battery | battery | 0 | 0 | 0 | 0 | 0 | 0
8134 | Synthetic pumped | pumped | 0 | 0 | 0 | 0 | 0 | 0
8134 | Synthetic battery | battery | 0 | 0 | 0 | 0 | 0 | 0
8135 | Synthetic pumped | pumped | 0 | 0 | 0 | 0 | 0 | 0
8135 | Synthetic battery | battery | 0 | 0 | 0 | 0 | 0 | 0
8136 | Synthetic pumped | pumped | 0 | 0 | 0 | 0 | 0 | 0
8136 | Synthetic battery | battery | 0 | 0 | 0 | 0 | 0 | 0
8137 | Synthetic pumped | pumped | 0 | 0 | 0 | 0 | 0 | 0
8137 | Synthetic battery | battery | 0 | 0 | 0 | 0 | 0 | 0
8138 | Synthetic pumped | pumped | 0 | 0 | 0 | 0 | 0 | 0
8138 | Synthetic battery | battery | 0 | 0 | 0 | 0 | 0 | 0
8139 | Synthetic pumped | pumped | 0 | 0 | 0 | 0 | 0 | 0
8139 | Synthetic battery | battery | 0 | 0 | 0 | 0 | 0 | 0
8140 | Synthetic pumped | pumped | 0 | 0 | 0 | 0 | 0 | 0
8140 | Synthetic battery | battery | 0 | 0 | 0 | 0 | 0 | 0
8141 | Synthetic pumped | pumped | 0 | 0 | 0 | 0 | 0 | 0
8141 | Synthetic battery | battery | 0 | 0 | 0 | 0 | 0 | 0
8142 | Synthetic pumped | pumped | 0 | 0 | 0 | 0 | 0 | 0
8142 | Synthetic battery | battery | 0 | 0 | 0 | 0 | 0 | 0
8143 | Synthetic pumped | pumped | 0 | 0 | 0 | 0 | 0 | 0
8143 | Synthetic battery | battery | 0 | 0 | 0 | 0 | 0 | 0
8144 | Synthetic pumped | pumped | 2.4324 | 0 | 0 | 2.1891 | 0.045607 | 0
8144 | Synthetic battery | battery | 0 | 0 | 0 | 0 | 0 | 0
8145 | Synthetic pumped | pumped | 12 | 0 | 2.1891 | 12.9891 | 0.27061 | 0
8145 | Synthetic battery | battery | 2.7976 | 0 | 0 | 2.5792 | 0.12896 | 0
8146 | Synthetic pumped | pumped | 12 | 0 | 12.9891 | 23.7891 | 0.49561 | 0
8146 | Synthetic battery | battery | 9.528 | 0 | 2.5792 | 11.3636 | 0.56818 | 0
8147 | Synthetic pumped | pumped | 12 | 0 | 23.7891 | 34.5891 | 0.72061 | 0
8147 | Synthetic battery | battery | 9.3675 | 0 | 11.3636 | 20 | 1 | 0
8148 | Synthetic pumped | pumped | 12 | 0 | 34.5891 | 45.3891 | 0.94561 | 3.5527e-15
8148 | Synthetic battery | battery | 0 | 0 | 20 | 20 | 1 | 0
8149 | Synthetic pumped | pumped | 2.9009 | 0 | 45.3891 | 48 | 1 | 0
8149 | Synthetic battery | battery | 0 | 0 | 20 | 20 | 1 | 0
8150 | Synthetic pumped | pumped | 0 | 0 | 48 | 48 | 1 | 0
8150 | Synthetic battery | battery | 0 | 0 | 20 | 20 | 1 | 0
8151 | Synthetic pumped | pumped | 0 | 0 | 48 | 48 | 1 | 0
8151 | Synthetic battery | battery | 0 | 0 | 20 | 20 | 1 | 0
8152 | Synthetic pumped | pumped | 0 | 0 | 48 | 48 | 1 | 0
8152 | Synthetic battery | battery | 0 | 0 | 20 | 20 | 1 | 0
8153 | Synthetic pumped | pumped | 0 | 6.8099 | 48 | 40.4334 | 0.84236 | 1.7764e-15
8153 | Synthetic battery | battery | 0 | 0 | 20 | 20 | 1 | 0
8154 | Synthetic pumped | pumped | 0 | 12 | 40.4334 | 27.1001 | 0.56458 | 0
8154 | Synthetic battery | battery | 0 | 10 | 20 | 9.1535 | 0.45767 | 0
8155 | Synthetic pumped | pumped | 0 | 12 | 27.1001 | 13.7667 | 0.28681 | 0
8155 | Synthetic battery | battery | 0 | 8.4391 | 9.1535 | 0 | 0 | 0
8156 | Synthetic pumped | pumped | 0 | 12 | 13.7667 | 0.43341 | 0.0090293 | 0
8156 | Synthetic battery | battery | 0 | 0 | 0 | 0 | 0 | 0
8157 | Synthetic pumped | pumped | 0 | 0.39007 | 0.43341 | 0 | 0 | 0
8157 | Synthetic battery | battery | 0 | 0 | 0 | 0 | 0 | 0
8158 | Synthetic pumped | pumped | 0 | 0 | 0 | 0 | 0 | 0
8158 | Synthetic battery | battery | 0 | 0 | 0 | 0 | 0 | 0
8159 | Synthetic pumped | pumped | 0 | 0 | 0 | 0 | 0 | 0
8159 | Synthetic battery | battery | 0 | 0 | 0 | 0 | 0 | 0
8160 | Synthetic pumped | pumped | 0 | 0 | 0 | 0 | 0 | 0
8160 | Synthetic battery | battery | 0 | 0 | 0 | 0 | 0 | 0
8161 | Synthetic pumped | pumped | 0 | 0 | 0 | 0 | 0 | 0
8161 | Synthetic battery | battery | 0 | 0 | 0 | 0 | 0 | 0
8162 | Synthetic pumped | pumped | 0 | 0 | 0 | 0 | 0 | 0
8162 | Synthetic battery | battery | 0 | 0 | 0 | 0 | 0 | 0
8163 | Synthetic pumped | pumped | 0 | 0 | 0 | 0 | 0 | 0
8163 | Synthetic battery | battery | 0 | 0 | 0 | 0 | 0 | 0
8164 | Synthetic pumped | pumped | 0 | 0 | 0 | 0 | 0 | 0
8164 | Synthetic battery | battery | 0 | 0 | 0 | 0 | 0 | 0
8165 | Synthetic pumped | pumped | 0 | 0 | 0 | 0 | 0 | 0
8165 | Synthetic battery | battery | 0 | 0 | 0 | 0 | 0 | 0
8166 | Synthetic pumped | pumped | 0 | 0 | 0 | 0 | 0 | 0
8166 | Synthetic battery | battery | 0 | 0 | 0 | 0 | 0 | 0
8167 | Synthetic pumped | pumped | 0 | 0 | 0 | 0 | 0 | 0
8167 | Synthetic battery | battery | 0 | 0 | 0 | 0 | 0 | 0
8168 | Synthetic pumped | pumped | 5.3465 | 0 | 0 | 4.8118 | 0.10025 | 0
8168 | Synthetic battery | battery | 0 | 0 | 0 | 0 | 0 | 0
8169 | Synthetic pumped | pumped | 12 | 0 | 4.8118 | 15.6118 | 0.32525 | 0
8169 | Synthetic battery | battery | 0.53403 | 0 | 0 | 0.49235 | 0.024618 | 0
8170 | Synthetic pumped | pumped | 12 | 0 | 15.6118 | 26.4118 | 0.55025 | 0
8170 | Synthetic battery | battery | 5.3438 | 0 | 0.49235 | 5.4191 | 0.27095 | 0
8171 | Synthetic pumped | pumped | 12 | 0 | 26.4118 | 37.2118 | 0.77525 | 0
8171 | Synthetic battery | battery | 10 | 0 | 5.4191 | 14.6386 | 0.73193 | 0
8172 | Synthetic pumped | pumped | 11.9869 | 0 | 37.2118 | 48 | 1 | 0
8172 | Synthetic battery | battery | 5.8152 | 0 | 14.6386 | 20 | 1 | 0
8173 | Synthetic pumped | pumped | 0 | 0 | 48 | 48 | 1 | 0
8173 | Synthetic battery | battery | 0 | 0 | 20 | 20 | 1 | 0
8174 | Synthetic pumped | pumped | 0 | 0 | 48 | 48 | 1 | 0
8174 | Synthetic battery | battery | 0 | 0 | 20 | 20 | 1 | 0
8175 | Synthetic pumped | pumped | 0 | 0 | 48 | 48 | 1 | 0
8175 | Synthetic battery | battery | 0 | 0 | 20 | 20 | 1 | 0
8176 | Synthetic pumped | pumped | 0 | 0 | 48 | 48 | 1 | 0
8176 | Synthetic battery | battery | 0 | 0 | 20 | 20 | 1 | 0
8177 | Synthetic pumped | pumped | 0 | 6.7573 | 48 | 40.4919 | 0.84358 | -2.6645e-15
8177 | Synthetic battery | battery | 0 | 0 | 20 | 20 | 1 | 0
8178 | Synthetic pumped | pumped | 0 | 12 | 40.4919 | 27.1586 | 0.5658 | 0
8178 | Synthetic battery | battery | 0 | 10 | 20 | 9.1535 | 0.45767 | 0
8179 | Synthetic pumped | pumped | 0 | 12 | 27.1586 | 13.8252 | 0.28803 | 0
8179 | Synthetic battery | battery | 0 | 8.4391 | 9.1535 | 0 | 0 | 0
8180 | Synthetic pumped | pumped | 0 | 12 | 13.8252 | 0.49189 | 0.010248 | 0
8180 | Synthetic battery | battery | 0 | 0 | 0 | 0 | 0 | 0
8181 | Synthetic pumped | pumped | 0 | 0.4427 | 0.49189 | 0 | 0 | 0
8181 | Synthetic battery | battery | 0 | 0 | 0 | 0 | 0 | 0
8182 | Synthetic pumped | pumped | 0 | 0 | 0 | 0 | 0 | 0
8182 | Synthetic battery | battery | 0 | 0 | 0 | 0 | 0 | 0
8183 | Synthetic pumped | pumped | 0 | 0 | 0 | 0 | 0 | 0
8183 | Synthetic battery | battery | 0 | 0 | 0 | 0 | 0 | 0
8184 | Synthetic pumped | pumped | 0 | 0 | 0 | 0 | 0 | 0
8184 | Synthetic battery | battery | 0 | 0 | 0 | 0 | 0 | 0
8185 | Synthetic pumped | pumped | 0 | 0 | 0 | 0 | 0 | 0
8185 | Synthetic battery | battery | 0 | 0 | 0 | 0 | 0 | 0
8186 | Synthetic pumped | pumped | 0 | 0 | 0 | 0 | 0 | 0
8186 | Synthetic battery | battery | 0 | 0 | 0 | 0 | 0 | 0
8187 | Synthetic pumped | pumped | 0 | 0 | 0 | 0 | 0 | 0
8187 | Synthetic battery | battery | 0 | 0 | 0 | 0 | 0 | 0
8188 | Synthetic pumped | pumped | 0 | 0 | 0 | 0 | 0 | 0
8188 | Synthetic battery | battery | 0 | 0 | 0 | 0 | 0 | 0
8189 | Synthetic pumped | pumped | 0 | 0 | 0 | 0 | 0 | 0
8189 | Synthetic battery | battery | 0 | 0 | 0 | 0 | 0 | 0
8190 | Synthetic pumped | pumped | 0 | 0 | 0 | 0 | 0 | 0
8190 | Synthetic battery | battery | 0 | 0 | 0 | 0 | 0 | 0
8191 | Synthetic pumped | pumped | 0 | 0 | 0 | 0 | 0 | 0
8191 | Synthetic battery | battery | 0 | 0 | 0 | 0 | 0 | 0
8192 | Synthetic pumped | pumped | 11.1837 | 0 | 0 | 10.0653 | 0.20969 | 0
8192 | Synthetic battery | battery | 0 | 0 | 0 | 0 | 0 | 0
8193 | Synthetic pumped | pumped | 12 | 0 | 10.0653 | 20.8653 | 0.43469 | -1.7764e-15
8193 | Synthetic battery | battery | 10 | 0 | 0 | 9.2195 | 0.46098 | 0
8194 | Synthetic pumped | pumped | 12 | 0 | 20.8653 | 31.6653 | 0.65969 | 0
8194 | Synthetic battery | battery | 10 | 0 | 9.2195 | 18.4391 | 0.92195 | 0
8195 | Synthetic pumped | pumped | 12 | 0 | 31.6653 | 42.4653 | 0.88469 | 0
8195 | Synthetic battery | battery | 1.693 | 0 | 18.4391 | 20 | 1 | 0
8196 | Synthetic pumped | pumped | 6.1496 | 0 | 42.4653 | 48 | 1 | 0
8196 | Synthetic battery | battery | 0 | 0 | 20 | 20 | 1 | 0
8197 | Synthetic pumped | pumped | 0 | 0 | 48 | 48 | 1 | 0
8197 | Synthetic battery | battery | 0 | 0 | 20 | 20 | 1 | 0
8198 | Synthetic pumped | pumped | 0 | 0 | 48 | 48 | 1 | 0
8198 | Synthetic battery | battery | 0 | 0 | 20 | 20 | 1 | 0
8199 | Synthetic pumped | pumped | 0 | 7.1054e-15 | 48 | 48 | 1 | 7.8949e-16
8199 | Synthetic battery | battery | 0 | 0 | 20 | 20 | 1 | 0
8200 | Synthetic pumped | pumped | 7.8949e-15 | 7.1054e-15 | 48 | 48 | 1 | 7.8949e-16
8200 | Synthetic battery | battery | 0 | 0 | 20 | 20 | 1 | 0
8201 | Synthetic pumped | pumped | 0 | 5.0238 | 48 | 42.418 | 0.88371 | 3.5527e-15
8201 | Synthetic battery | battery | 0 | 0 | 20 | 20 | 1 | 0
8202 | Synthetic pumped | pumped | 0 | 12 | 42.418 | 29.0847 | 0.60593 | 0
8202 | Synthetic battery | battery | 0 | 4.7071 | 20 | 14.8945 | 0.74472 | 8.8818e-16
8203 | Synthetic pumped | pumped | 0 | 12 | 29.0847 | 15.7513 | 0.32815 | 0
8203 | Synthetic battery | battery | 0 | 10 | 14.8945 | 4.048 | 0.2024 | 0
8204 | Synthetic pumped | pumped | 0 | 12 | 15.7513 | 2.418 | 0.050375 | 0
8204 | Synthetic battery | battery | 0 | 3.732 | 4.048 | 0 | 0 | 0
8205 | Synthetic pumped | pumped | 0 | 2.1762 | 2.418 | -4.4409e-16 | -9.2519e-18 | 0
8205 | Synthetic battery | battery | 0 | 0 | 0 | 0 | 0 | 0
8206 | Synthetic pumped | pumped | 0 | -3.9968e-16 | -4.4409e-16 | 0 | 0 | 0
8206 | Synthetic battery | battery | 0 | 0 | 0 | 0 | 0 | 0
8207 | Synthetic pumped | pumped | 0 | 0 | 0 | 0 | 0 | 0
8207 | Synthetic battery | battery | 0 | 0 | 0 | 0 | 0 | 0
8208 | Synthetic pumped | pumped | 0 | 0 | 0 | 0 | 0 | 0
8208 | Synthetic battery | battery | 0 | 0 | 0 | 0 | 0 | 0
8209 | Synthetic pumped | pumped | 0 | 0 | 0 | 0 | 0 | 0
8209 | Synthetic battery | battery | 0 | 0 | 0 | 0 | 0 | 0
8210 | Synthetic pumped | pumped | 0 | 0 | 0 | 0 | 0 | 0
8210 | Synthetic battery | battery | 0 | 0 | 0 | 0 | 0 | 0
8211 | Synthetic pumped | pumped | 0 | 0 | 0 | 0 | 0 | 0
8211 | Synthetic battery | battery | 0 | 0 | 0 | 0 | 0 | 0
8212 | Synthetic pumped | pumped | 0 | 0 | 0 | 0 | 0 | 0
8212 | Synthetic battery | battery | 0 | 0 | 0 | 0 | 0 | 0
8213 | Synthetic pumped | pumped | 0 | 0 | 0 | 0 | 0 | 0
8213 | Synthetic battery | battery | 0 | 0 | 0 | 0 | 0 | 0
8214 | Synthetic pumped | pumped | 0 | 0 | 0 | 0 | 0 | 0
8214 | Synthetic battery | battery | 0 | 0 | 0 | 0 | 0 | 0
8215 | Synthetic pumped | pumped | 4.1102 | 0 | 0 | 3.6992 | 0.077066 | 0
8215 | Synthetic battery | battery | 0 | 0 | 0 | 0 | 0 | 0
8216 | Synthetic pumped | pumped | 12 | 0 | 3.6992 | 14.4992 | 0.30207 | 0
8216 | Synthetic battery | battery | 4.256 | 0 | 0 | 3.9238 | 0.19619 | 0
8217 | Synthetic pumped | pumped | 12 | 0 | 14.4992 | 25.2992 | 0.52707 | 1.7764e-15
8217 | Synthetic battery | battery | 10 | 0 | 3.9238 | 13.1433 | 0.65717 | 0
8218 | Synthetic pumped | pumped | 12 | 0 | 25.2992 | 36.0992 | 0.75207 | -3.5527e-15
8218 | Synthetic battery | battery | 7.4371 | 0 | 13.1433 | 20 | 1 | 0
8219 | Synthetic pumped | pumped | 12 | 0 | 36.0992 | 46.8992 | 0.97707 | -3.5527e-15
8219 | Synthetic battery | battery | 0 | 0 | 20 | 20 | 1 | 0
8220 | Synthetic pumped | pumped | 1.2231 | 0 | 46.8992 | 48 | 1 | 0
8220 | Synthetic battery | battery | 0 | 0 | 20 | 20 | 1 | 0
8221 | Synthetic pumped | pumped | 0 | 0 | 48 | 48 | 1 | 0
8221 | Synthetic battery | battery | 0 | 0 | 20 | 20 | 1 | 0
8222 | Synthetic pumped | pumped | 0 | 0 | 48 | 48 | 1 | 0
8222 | Synthetic battery | battery | 0 | 0 | 20 | 20 | 1 | 0
8223 | Synthetic pumped | pumped | 0 | 0 | 48 | 48 | 1 | 0
8223 | Synthetic battery | battery | 0 | 0 | 20 | 20 | 1 | 0
8224 | Synthetic pumped | pumped | 0 | 0 | 48 | 48 | 1 | 0
8224 | Synthetic battery | battery | 0 | 0 | 20 | 20 | 1 | 0
8225 | Synthetic pumped | pumped | 0 | 1.4778 | 48 | 46.3579 | 0.96579 | -8.8818e-16
8225 | Synthetic battery | battery | 0 | 0 | 20 | 20 | 1 | 0
8226 | Synthetic pumped | pumped | 0 | 12 | 46.3579 | 33.0246 | 0.68801 | -3.5527e-15
8226 | Synthetic battery | battery | 0 | 3.7878 | 20 | 15.8916 | 0.79458 | -8.8818e-16
8227 | Synthetic pumped | pumped | 0 | 12 | 33.0246 | 19.6913 | 0.41023 | 0
8227 | Synthetic battery | battery | 0 | 6.0903 | 15.8916 | 9.2857 | 0.46429 | 0
8228 | Synthetic pumped | pumped | 0 | 12 | 19.6913 | 6.3579 | 0.13246 | 0
8228 | Synthetic battery | battery | 0 | 8.561 | 9.2857 | 0 | 0 | 0
8229 | Synthetic pumped | pumped | 0 | 5.7222 | 6.3579 | 0 | 0 | 0
8229 | Synthetic battery | battery | 0 | 0 | 0 | 0 | 0 | 0
8230 | Synthetic pumped | pumped | 0 | 0 | 0 | 0 | 0 | 0
8230 | Synthetic battery | battery | 0 | 0 | 0 | 0 | 0 | 0
8231 | Synthetic pumped | pumped | 0 | 0 | 0 | 0 | 0 | 0
8231 | Synthetic battery | battery | 0 | 0 | 0 | 0 | 0 | 0
8232 | Synthetic pumped | pumped | 0 | 0 | 0 | 0 | 0 | 0
8232 | Synthetic battery | battery | 0 | 0 | 0 | 0 | 0 | 0
8233 | Synthetic pumped | pumped | 0 | 0 | 0 | 0 | 0 | 0
8233 | Synthetic battery | battery | 0 | 0 | 0 | 0 | 0 | 0
8234 | Synthetic pumped | pumped | 0 | 0 | 0 | 0 | 0 | 0
8234 | Synthetic battery | battery | 0 | 0 | 0 | 0 | 0 | 0
8235 | Synthetic pumped | pumped | 0 | 0 | 0 | 0 | 0 | 0
8235 | Synthetic battery | battery | 0 | 0 | 0 | 0 | 0 | 0
8236 | Synthetic pumped | pumped | 0 | 0 | 0 | 0 | 0 | 0
8236 | Synthetic battery | battery | 0 | 0 | 0 | 0 | 0 | 0
8237 | Synthetic pumped | pumped | 0 | 0 | 0 | 0 | 0 | 0
8237 | Synthetic battery | battery | 0 | 0 | 0 | 0 | 0 | 0
8238 | Synthetic pumped | pumped | 0 | 0 | 0 | 0 | 0 | 0
8238 | Synthetic battery | battery | 0 | 0 | 0 | 0 | 0 | 0
8239 | Synthetic pumped | pumped | 0 | 0 | 0 | 0 | 0 | 0
8239 | Synthetic battery | battery | 0 | 0 | 0 | 0 | 0 | 0
8240 | Synthetic pumped | pumped | 4.0057 | 0 | 0 | 3.6052 | 0.075108 | 0
8240 | Synthetic battery | battery | 0 | 0 | 0 | 0 | 0 | 0
8241 | Synthetic pumped | pumped | 10.8711 | 0 | 3.6052 | 13.3891 | 0.27894 | 0
8241 | Synthetic battery | battery | 0 | 0 | 0 | 0 | 0 | 0
8242 | Synthetic pumped | pumped | 12 | 0 | 13.3891 | 24.1891 | 0.50394 | -1.7764e-15
8242 | Synthetic battery | battery | 10 | 0 | 0 | 9.2195 | 0.46098 | 0
8243 | Synthetic pumped | pumped | 12 | 0 | 24.1891 | 34.9891 | 0.72894 | -3.5527e-15
8243 | Synthetic battery | battery | 10 | 0 | 9.2195 | 18.4391 | 0.92195 | 0
8244 | Synthetic pumped | pumped | 12 | 0 | 34.9891 | 45.7891 | 0.95394 | -3.5527e-15
8244 | Synthetic battery | battery | 1.693 | 0 | 18.4391 | 20 | 1 | 0
8245 | Synthetic pumped | pumped | 2.4565 | 0 | 45.7891 | 48 | 1 | 0
8245 | Synthetic battery | battery | 0 | 0 | 20 | 20 | 1 | 0
8246 | Synthetic pumped | pumped | 0 | 0 | 48 | 48 | 1 | 0
8246 | Synthetic battery | battery | 0 | 0 | 20 | 20 | 1 | 0
8247 | Synthetic pumped | pumped | 0 | 0 | 48 | 48 | 1 | 0
8247 | Synthetic battery | battery | 0 | 0 | 20 | 20 | 1 | 0
8248 | Synthetic pumped | pumped | 0 | 0 | 48 | 48 | 1 | 0
8248 | Synthetic battery | battery | 0 | 0 | 20 | 20 | 1 | 0
8249 | Synthetic pumped | pumped | 0 | 5.2631 | 48 | 42.1521 | 0.87817 | 8.8818e-16
8249 | Synthetic battery | battery | 0 | 0 | 20 | 20 | 1 | 0
8250 | Synthetic pumped | pumped | 0 | 12 | 42.1521 | 28.8187 | 0.60039 | 0
8250 | Synthetic battery | battery | 0 | 9.2215 | 20 | 9.9979 | 0.49989 | 0
8251 | Synthetic pumped | pumped | 0 | 12 | 28.8187 | 15.4854 | 0.32261 | 0
8251 | Synthetic battery | battery | 0 | 8.8716 | 9.9979 | 0.37524 | 0.018762 | 0
8252 | Synthetic pumped | pumped | 0 | 12 | 15.4854 | 2.1521 | 0.044835 | 0
8252 | Synthetic battery | battery | 0 | 0.34595 | 0.37524 | 0 | 0 | 0
8253 | Synthetic pumped | pumped | 0 | 1.9369 | 2.1521 | 0 | 0 | 0
8253 | Synthetic battery | battery | 0 | 0 | 0 | 0 | 0 | 0
8254 | Synthetic pumped | pumped | 0 | 0 | 0 | 0 | 0 | 0
8254 | Synthetic battery | battery | 0 | 0 | 0 | 0 | 0 | 0
8255 | Synthetic pumped | pumped | 0 | 0 | 0 | 0 | 0 | 0
8255 | Synthetic battery | battery | 0 | 0 | 0 | 0 | 0 | 0
8256 | Synthetic pumped | pumped | 0 | 0 | 0 | 0 | 0 | 0
8256 | Synthetic battery | battery | 0 | 0 | 0 | 0 | 0 | 0
8257 | Synthetic pumped | pumped | 0 | 0 | 0 | 0 | 0 | 0
8257 | Synthetic battery | battery | 0 | 0 | 0 | 0 | 0 | 0
8258 | Synthetic pumped | pumped | 0 | 0 | 0 | 0 | 0 | 0
8258 | Synthetic battery | battery | 0 | 0 | 0 | 0 | 0 | 0
8259 | Synthetic pumped | pumped | 0 | 0 | 0 | 0 | 0 | 0
8259 | Synthetic battery | battery | 0 | 0 | 0 | 0 | 0 | 0
8260 | Synthetic pumped | pumped | 0 | 0 | 0 | 0 | 0 | 0
8260 | Synthetic battery | battery | 0 | 0 | 0 | 0 | 0 | 0
8261 | Synthetic pumped | pumped | 0 | 0 | 0 | 0 | 0 | 0
8261 | Synthetic battery | battery | 0 | 0 | 0 | 0 | 0 | 0
8262 | Synthetic pumped | pumped | 0 | 0 | 0 | 0 | 0 | 0
8262 | Synthetic battery | battery | 0 | 0 | 0 | 0 | 0 | 0
8263 | Synthetic pumped | pumped | 0 | 0 | 0 | 0 | 0 | 0
8263 | Synthetic battery | battery | 0 | 0 | 0 | 0 | 0 | 0
8264 | Synthetic pumped | pumped | 0 | 0 | 0 | 0 | 0 | 0
8264 | Synthetic battery | battery | 0 | 0 | 0 | 0 | 0 | 0
8265 | Synthetic pumped | pumped | 9.0823 | 0 | 0 | 8.1741 | 0.17029 | 0
8265 | Synthetic battery | battery | 0 | 0 | 0 | 0 | 0 | 0
8266 | Synthetic pumped | pumped | 12 | 0 | 8.1741 | 18.9741 | 0.39529 | -1.7764e-15
8266 | Synthetic battery | battery | 7.1575 | 0 | 0 | 6.5989 | 0.32994 | 0
8267 | Synthetic pumped | pumped | 12 | 0 | 18.9741 | 29.7741 | 0.62029 | 0
8267 | Synthetic battery | battery | 10 | 0 | 6.5989 | 15.8184 | 0.79092 | 0
8268 | Synthetic pumped | pumped | 12 | 0 | 29.7741 | 40.5741 | 0.84529 | 0
8268 | Synthetic battery | battery | 4.5356 | 0 | 15.8184 | 20 | 1 | 0
8269 | Synthetic pumped | pumped | 8.2511 | 0 | 40.5741 | 48 | 1 | -8.8818e-16
8269 | Synthetic battery | battery | 0 | 0 | 20 | 20 | 1 | 0
8270 | Synthetic pumped | pumped | 0 | 0 | 48 | 48 | 1 | 0
8270 | Synthetic battery | battery | 0 | 0 | 20 | 20 | 1 | 0
8271 | Synthetic pumped | pumped | 0 | 0 | 48 | 48 | 1 | 0
8271 | Synthetic battery | battery | 0 | 0 | 20 | 20 | 1 | 0
8272 | Synthetic pumped | pumped | 0 | 0 | 48 | 48 | 1 | 0
8272 | Synthetic battery | battery | 0 | 0 | 20 | 20 | 1 | 0
8273 | Synthetic pumped | pumped | 0 | 10.5466 | 48 | 36.2815 | 0.75587 | -1.7764e-15
8273 | Synthetic battery | battery | 0 | 0 | 20 | 20 | 1 | 0
8274 | Synthetic pumped | pumped | 0 | 12 | 36.2815 | 22.9482 | 0.47809 | 0
8274 | Synthetic battery | battery | 0 | 10 | 20 | 9.1535 | 0.45767 | 0
8275 | Synthetic pumped | pumped | 0 | 12 | 22.9482 | 9.6149 | 0.20031 | 0
8275 | Synthetic battery | battery | 0 | 8.4391 | 9.1535 | 0 | 0 | 0
8276 | Synthetic pumped | pumped | 0 | 8.6534 | 9.6149 | -1.7764e-15 | -3.7007e-17 | 0
8276 | Synthetic battery | battery | 0 | 0 | 0 | 0 | 0 | 0
8277 | Synthetic pumped | pumped | 0 | -1.5987e-15 | -1.7764e-15 | 0 | 0 | 0
8277 | Synthetic battery | battery | 0 | 0 | 0 | 0 | 0 | 0
8278 | Synthetic pumped | pumped | 0 | 0 | 0 | 0 | 0 | 0
8278 | Synthetic battery | battery | 0 | 0 | 0 | 0 | 0 | 0
8279 | Synthetic pumped | pumped | 0 | 0 | 0 | 0 | 0 | 0
8279 | Synthetic battery | battery | 0 | 0 | 0 | 0 | 0 | 0
8280 | Synthetic pumped | pumped | 0 | 0 | 0 | 0 | 0 | 0
8280 | Synthetic battery | battery | 0 | 0 | 0 | 0 | 0 | 0
8281 | Synthetic pumped | pumped | 0 | 0 | 0 | 0 | 0 | 0
8281 | Synthetic battery | battery | 0 | 0 | 0 | 0 | 0 | 0
8282 | Synthetic pumped | pumped | 0 | 0 | 0 | 0 | 0 | 0
8282 | Synthetic battery | battery | 0 | 0 | 0 | 0 | 0 | 0
8283 | Synthetic pumped | pumped | 0 | 0 | 0 | 0 | 0 | 0
8283 | Synthetic battery | battery | 0 | 0 | 0 | 0 | 0 | 0
8284 | Synthetic pumped | pumped | 0 | 0 | 0 | 0 | 0 | 0
8284 | Synthetic battery | battery | 0 | 0 | 0 | 0 | 0 | 0
8285 | Synthetic pumped | pumped | 0 | 0 | 0 | 0 | 0 | 0
8285 | Synthetic battery | battery | 0 | 0 | 0 | 0 | 0 | 0
8286 | Synthetic pumped | pumped | 0 | 0 | 0 | 0 | 0 | 0
8286 | Synthetic battery | battery | 0 | 0 | 0 | 0 | 0 | 0
8287 | Synthetic pumped | pumped | 0 | 0 | 0 | 0 | 0 | 0
8287 | Synthetic battery | battery | 0 | 0 | 0 | 0 | 0 | 0
8288 | Synthetic pumped | pumped | 9.7498 | 0 | 0 | 8.7749 | 0.18281 | 0
8288 | Synthetic battery | battery | 0 | 0 | 0 | 0 | 0 | 0
8289 | Synthetic pumped | pumped | 12 | 0 | 8.7749 | 19.5749 | 0.40781 | -1.7764e-15
8289 | Synthetic battery | battery | 10 | 0 | 0 | 9.2195 | 0.46098 | 0
8290 | Synthetic pumped | pumped | 12 | 0 | 19.5749 | 30.3749 | 0.63281 | 0
8290 | Synthetic battery | battery | 10 | 0 | 9.2195 | 18.4391 | 0.92195 | 0
8291 | Synthetic pumped | pumped | 12 | 0 | 30.3749 | 41.1749 | 0.85781 | 0
8291 | Synthetic battery | battery | 1.693 | 0 | 18.4391 | 20 | 1 | 0
8292 | Synthetic pumped | pumped | 7.5835 | 0 | 41.1749 | 48 | 1 | 0
8292 | Synthetic battery | battery | 0 | 0 | 20 | 20 | 1 | 0
8293 | Synthetic pumped | pumped | 0 | 0 | 48 | 48 | 1 | 0
8293 | Synthetic battery | battery | 0 | 0 | 20 | 20 | 1 | 0
8294 | Synthetic pumped | pumped | 0 | 0 | 48 | 48 | 1 | 0
8294 | Synthetic battery | battery | 0 | 0 | 20 | 20 | 1 | 0
8295 | Synthetic pumped | pumped | 0 | 0 | 48 | 48 | 1 | 0
8295 | Synthetic battery | battery | 0 | 0 | 20 | 20 | 1 | 0
8296 | Synthetic pumped | pumped | 0 | 0 | 48 | 48 | 1 | 0
8296 | Synthetic battery | battery | 0 | 0 | 20 | 20 | 1 | 0
8297 | Synthetic pumped | pumped | 0 | 0 | 48 | 48 | 1 | 0
8297 | Synthetic battery | battery | 0 | 0 | 20 | 20 | 1 | 0
8298 | Synthetic pumped | pumped | 0 | 12 | 48 | 34.6667 | 0.72222 | 3.5527e-15
8298 | Synthetic battery | battery | 0 | 3.2201 | 20 | 16.5073 | 0.82537 | -1.7764e-15
8299 | Synthetic pumped | pumped | 0 | 12 | 34.6667 | 21.3333 | 0.44444 | 0
8299 | Synthetic battery | battery | 0 | 6.9982 | 16.5073 | 8.9167 | 0.44584 | 0
8300 | Synthetic pumped | pumped | 0 | 12 | 21.3333 | 8 | 0.16667 | 0
8300 | Synthetic battery | battery | 0 | 8.2208 | 8.9167 | 0 | 0 | 0
8301 | Synthetic pumped | pumped | 0 | 7.2 | 8 | 0 | 0 | 0
8301 | Synthetic battery | battery | 0 | 0 | 0 | 0 | 0 | 0
8302 | Synthetic pumped | pumped | 0 | 0 | 0 | 0 | 0 | 0
8302 | Synthetic battery | battery | 0 | 0 | 0 | 0 | 0 | 0
8303 | Synthetic pumped | pumped | 0 | 0 | 0 | 0 | 0 | 0
8303 | Synthetic battery | battery | 0 | 0 | 0 | 0 | 0 | 0
8304 | Synthetic pumped | pumped | 0 | 0 | 0 | 0 | 0 | 0
8304 | Synthetic battery | battery | 0 | 0 | 0 | 0 | 0 | 0
8305 | Synthetic pumped | pumped | 0 | 0 | 0 | 0 | 0 | 0
8305 | Synthetic battery | battery | 0 | 0 | 0 | 0 | 0 | 0
8306 | Synthetic pumped | pumped | 0 | 0 | 0 | 0 | 0 | 0
8306 | Synthetic battery | battery | 0 | 0 | 0 | 0 | 0 | 0
8307 | Synthetic pumped | pumped | 0 | 0 | 0 | 0 | 0 | 0
8307 | Synthetic battery | battery | 0 | 0 | 0 | 0 | 0 | 0
8308 | Synthetic pumped | pumped | 0 | 0 | 0 | 0 | 0 | 0
8308 | Synthetic battery | battery | 0 | 0 | 0 | 0 | 0 | 0
8309 | Synthetic pumped | pumped | 0 | 0 | 0 | 0 | 0 | 0
8309 | Synthetic battery | battery | 0 | 0 | 0 | 0 | 0 | 0
8310 | Synthetic pumped | pumped | 0 | 0 | 0 | 0 | 0 | 0
8310 | Synthetic battery | battery | 0 | 0 | 0 | 0 | 0 | 0
8311 | Synthetic pumped | pumped | 0 | 0 | 0 | 0 | 0 | 0
8311 | Synthetic battery | battery | 0 | 0 | 0 | 0 | 0 | 0
8312 | Synthetic pumped | pumped | 2.1648 | 0 | 0 | 1.9483 | 0.040589 | 0
8312 | Synthetic battery | battery | 0 | 0 | 0 | 0 | 0 | 0
8313 | Synthetic pumped | pumped | 12 | 0 | 1.9483 | 12.7483 | 0.26559 | 0
8313 | Synthetic battery | battery | 0.11305 | 0 | 0 | 0.10423 | 0.0052114 | 0
8314 | Synthetic pumped | pumped | 12 | 0 | 12.7483 | 23.5483 | 0.49059 | 1.7764e-15
8314 | Synthetic battery | battery | 7.4484 | 0 | 0.10423 | 6.9713 | 0.34857 | 0
8315 | Synthetic pumped | pumped | 12 | 0 | 23.5483 | 34.3483 | 0.71559 | 3.5527e-15
8315 | Synthetic battery | battery | 8.9278 | 0 | 6.9713 | 15.2023 | 0.76012 | 0
8316 | Synthetic pumped | pumped | 12 | 0 | 34.3483 | 45.1483 | 0.94059 | -3.5527e-15
8316 | Synthetic battery | battery | 5.2038 | 0 | 15.2023 | 20 | 1 | 0
8317 | Synthetic pumped | pumped | 3.1686 | 0 | 45.1483 | 48 | 1 | 0
8317 | Synthetic battery | battery | 0 | 0 | 20 | 20 | 1 | 0
8318 | Synthetic pumped | pumped | 0 | 0 | 48 | 48 | 1 | 0
8318 | Synthetic battery | battery | 0 | 0 | 20 | 20 | 1 | 0
8319 | Synthetic pumped | pumped | 0 | 0 | 48 | 48 | 1 | 0
8319 | Synthetic battery | battery | 0 | 0 | 20 | 20 | 1 | 0
8320 | Synthetic pumped | pumped | 0 | 0 | 48 | 48 | 1 | 0
8320 | Synthetic battery | battery | 0 | 0 | 20 | 20 | 1 | 0
8321 | Synthetic pumped | pumped | 0 | 5.9152 | 48 | 41.4275 | 0.86307 | 0
8321 | Synthetic battery | battery | 0 | 0 | 20 | 20 | 1 | 0
8322 | Synthetic pumped | pumped | 0 | 12 | 41.4275 | 28.0942 | 0.5853 | 0
8322 | Synthetic battery | battery | 0 | 10 | 20 | 9.1535 | 0.45767 | 0
8323 | Synthetic pumped | pumped | 0 | 12 | 28.0942 | 14.7609 | 0.30752 | 0
8323 | Synthetic battery | battery | 0 | 8.4391 | 9.1535 | 0 | 0 | 0
8324 | Synthetic pumped | pumped | 0 | 12 | 14.7609 | 1.4275 | 0.02974 | 0
8324 | Synthetic battery | battery | 0 | 0 | 0 | 0 | 0 | 0
8325 | Synthetic pumped | pumped | 0 | 1.2848 | 1.4275 | 0 | 0 | 0
8325 | Synthetic battery | battery | 0 | 0 | 0 | 0 | 0 | 0
8326 | Synthetic pumped | pumped | 0 | 0 | 0 | 0 | 0 | 0
8326 | Synthetic battery | battery | 0 | 0 | 0 | 0 | 0 | 0
8327 | Synthetic pumped | pumped | 0 | 0 | 0 | 0 | 0 | 0
8327 | Synthetic battery | battery | 0 | 0 | 0 | 0 | 0 | 0
8328 | Synthetic pumped | pumped | 0 | 0 | 0 | 0 | 0 | 0
8328 | Synthetic battery | battery | 0 | 0 | 0 | 0 | 0 | 0
8329 | Synthetic pumped | pumped | 0 | 0 | 0 | 0 | 0 | 0
8329 | Synthetic battery | battery | 0 | 0 | 0 | 0 | 0 | 0
8330 | Synthetic pumped | pumped | 0 | 0 | 0 | 0 | 0 | 0
8330 | Synthetic battery | battery | 0 | 0 | 0 | 0 | 0 | 0
8331 | Synthetic pumped | pumped | 0 | 0 | 0 | 0 | 0 | 0
8331 | Synthetic battery | battery | 0 | 0 | 0 | 0 | 0 | 0
8332 | Synthetic pumped | pumped | 0 | 0 | 0 | 0 | 0 | 0
8332 | Synthetic battery | battery | 0 | 0 | 0 | 0 | 0 | 0
8333 | Synthetic pumped | pumped | 0 | 0 | 0 | 0 | 0 | 0
8333 | Synthetic battery | battery | 0 | 0 | 0 | 0 | 0 | 0
8334 | Synthetic pumped | pumped | 0 | 0 | 0 | 0 | 0 | 0
8334 | Synthetic battery | battery | 0 | 0 | 0 | 0 | 0 | 0
8335 | Synthetic pumped | pumped | 0 | 0 | 0 | 0 | 0 | 0
8335 | Synthetic battery | battery | 0 | 0 | 0 | 0 | 0 | 0
8336 | Synthetic pumped | pumped | 5.6469 | 0 | 0 | 5.0822 | 0.10588 | 0
8336 | Synthetic battery | battery | 0 | 0 | 0 | 0 | 0 | 0
8337 | Synthetic pumped | pumped | 12 | 0 | 5.0822 | 15.8822 | 0.33088 | 0
8337 | Synthetic battery | battery | 10 | 0 | 0 | 9.2195 | 0.46098 | 0
8338 | Synthetic pumped | pumped | 12 | 0 | 15.8822 | 26.6822 | 0.55588 | -1.7764e-15
8338 | Synthetic battery | battery | 10 | 0 | 9.2195 | 18.4391 | 0.92195 | 0
8339 | Synthetic pumped | pumped | 12 | 0 | 26.6822 | 37.4822 | 0.78088 | -3.5527e-15
8339 | Synthetic battery | battery | 1.693 | 0 | 18.4391 | 20 | 1 | 0
8340 | Synthetic pumped | pumped | 11.6865 | 0 | 37.4822 | 48 | 1 | 0
8340 | Synthetic battery | battery | 0 | 0 | 20 | 20 | 1 | 0
8341 | Synthetic pumped | pumped | 0 | 0 | 48 | 48 | 1 | 0
8341 | Synthetic battery | battery | 0 | 0 | 20 | 20 | 1 | 0
8342 | Synthetic pumped | pumped | 0 | 0 | 48 | 48 | 1 | 0
8342 | Synthetic battery | battery | 0 | 0 | 20 | 20 | 1 | 0
8343 | Synthetic pumped | pumped | 0 | 0 | 48 | 48 | 1 | 0
8343 | Synthetic battery | battery | 0 | 0 | 20 | 20 | 1 | 0
8344 | Synthetic pumped | pumped | 0 | 0 | 48 | 48 | 1 | 0
8344 | Synthetic battery | battery | 0 | 0 | 20 | 20 | 1 | 0
8345 | Synthetic pumped | pumped | 0 | 9.0852 | 48 | 37.9054 | 0.7897 | -1.7764e-15
8345 | Synthetic battery | battery | 0 | 0 | 20 | 20 | 1 | 0
8346 | Synthetic pumped | pumped | 0 | 12 | 37.9054 | 24.572 | 0.51192 | 0
8346 | Synthetic battery | battery | 0 | 9.3074 | 20 | 9.9047 | 0.49524 | 0
8347 | Synthetic pumped | pumped | 0 | 12 | 24.572 | 11.2387 | 0.23414 | 0
8347 | Synthetic battery | battery | 0 | 9.1317 | 9.9047 | 0 | 0 | 0
8348 | Synthetic pumped | pumped | 0 | 10.1148 | 11.2387 | 0 | 0 | 0
8348 | Synthetic battery | battery | 0 | 0 | 0 | 0 | 0 | 0
8349 | Synthetic pumped | pumped | 0 | 0 | 0 | 0 | 0 | 0
8349 | Synthetic battery | battery | 0 | 0 | 0 | 0 | 0 | 0
8350 | Synthetic pumped | pumped | 0 | 0 | 0 | 0 | 0 | 0
8350 | Synthetic battery | battery | 0 | 0 | 0 | 0 | 0 | 0
8351 | Synthetic pumped | pumped | 0 | 0 | 0 | 0 | 0 | 0
8351 | Synthetic battery | battery | 0 | 0 | 0 | 0 | 0 | 0
8352 | Synthetic pumped | pumped | 0 | 0 | 0 | 0 | 0 | 0
8352 | Synthetic battery | battery | 0 | 0 | 0 | 0 | 0 | 0
8353 | Synthetic pumped | pumped | 0 | 0 | 0 | 0 | 0 | 0
8353 | Synthetic battery | battery | 0 | 0 | 0 | 0 | 0 | 0
8354 | Synthetic pumped | pumped | 0 | 0 | 0 | 0 | 0 | 0
8354 | Synthetic battery | battery | 0 | 0 | 0 | 0 | 0 | 0
8355 | Synthetic pumped | pumped | 0 | 0 | 0 | 0 | 0 | 0
8355 | Synthetic battery | battery | 0 | 0 | 0 | 0 | 0 | 0
8356 | Synthetic pumped | pumped | 0 | 0 | 0 | 0 | 0 | 0
8356 | Synthetic battery | battery | 0 | 0 | 0 | 0 | 0 | 0
8357 | Synthetic pumped | pumped | 0 | 0 | 0 | 0 | 0 | 0
8357 | Synthetic battery | battery | 0 | 0 | 0 | 0 | 0 | 0
8358 | Synthetic pumped | pumped | 0 | 0 | 0 | 0 | 0 | 0
8358 | Synthetic battery | battery | 0 | 0 | 0 | 0 | 0 | 0
8359 | Synthetic pumped | pumped | 0 | 0 | 0 | 0 | 0 | 0
8359 | Synthetic battery | battery | 0 | 0 | 0 | 0 | 0 | 0
8360 | Synthetic pumped | pumped | 6.849 | 0 | 0 | 6.1641 | 0.12842 | 0
8360 | Synthetic battery | battery | 0 | 0 | 0 | 0 | 0 | 0
8361 | Synthetic pumped | pumped | 12 | 0 | 6.1641 | 16.9641 | 0.35342 | 0
8361 | Synthetic battery | battery | 6.4104 | 0 | 0 | 5.9101 | 0.29551 | 0
8362 | Synthetic pumped | pumped | 12 | 0 | 16.9641 | 27.7641 | 0.57842 | 0
8362 | Synthetic battery | battery | 10 | 0 | 5.9101 | 15.1296 | 0.75648 | 0
8363 | Synthetic pumped | pumped | 12 | 0 | 27.7641 | 38.5641 | 0.80342 | 0
8363 | Synthetic battery | battery | 5.2826 | 0 | 15.1296 | 20 | 1 | 0
8364 | Synthetic pumped | pumped | 10.4843 | 0 | 38.5641 | 48 | 1 | 0
8364 | Synthetic battery | battery | 0 | 0 | 20 | 20 | 1 | 0
8365 | Synthetic pumped | pumped | 0 | 0 | 48 | 48 | 1 | 0
8365 | Synthetic battery | battery | 0 | 0 | 20 | 20 | 1 | 0
8366 | Synthetic pumped | pumped | 0 | 0 | 48 | 48 | 1 | 0
8366 | Synthetic battery | battery | 0 | 0 | 20 | 20 | 1 | 0
8367 | Synthetic pumped | pumped | 0 | 0 | 48 | 48 | 1 | 0
8367 | Synthetic battery | battery | 0 | 0 | 20 | 20 | 1 | 0
8368 | Synthetic pumped | pumped | 0 | 0 | 48 | 48 | 1 | 0
8368 | Synthetic battery | battery | 0 | 0 | 20 | 20 | 1 | 0
8369 | Synthetic pumped | pumped | 0 | 4.5949 | 48 | 42.8946 | 0.89364 | 1.7764e-15
8369 | Synthetic battery | battery | 0 | 0 | 20 | 20 | 1 | 0
8370 | Synthetic pumped | pumped | 0 | 12 | 42.8946 | 29.5613 | 0.61586 | 0
8370 | Synthetic battery | battery | 0 | 8.3626 | 20 | 10.9295 | 0.54647 | 0
8371 | Synthetic pumped | pumped | 0 | 12 | 29.5613 | 16.2279 | 0.33808 | 0
8371 | Synthetic battery | battery | 0 | 10 | 10.9295 | 0.082952 | 0.0041476 | 0
8372 | Synthetic pumped | pumped | 0 | 12 | 16.2279 | 2.8946 | 0.060304 | 0
8372 | Synthetic battery | battery | 0 | 0.076478 | 0.082952 | 0 | 0 | 0
8373 | Synthetic pumped | pumped | 0 | 2.6051 | 2.8946 | 0 | 0 | 0
8373 | Synthetic battery | battery | 0 | 0 | 0 | 0 | 0 | 0
8374 | Synthetic pumped | pumped | 0 | 0 | 0 | 0 | 0 | 0
8374 | Synthetic battery | battery | 0 | 0 | 0 | 0 | 0 | 0
8375 | Synthetic pumped | pumped | 0 | 0 | 0 | 0 | 0 | 0
8375 | Synthetic battery | battery | 0 | 0 | 0 | 0 | 0 | 0
8376 | Synthetic pumped | pumped | 0 | 0 | 0 | 0 | 0 | 0
8376 | Synthetic battery | battery | 0 | 0 | 0 | 0 | 0 | 0
8377 | Synthetic pumped | pumped | 0 | 0 | 0 | 0 | 0 | 0
8377 | Synthetic battery | battery | 0 | 0 | 0 | 0 | 0 | 0
8378 | Synthetic pumped | pumped | 0 | 0 | 0 | 0 | 0 | 0
8378 | Synthetic battery | battery | 0 | 0 | 0 | 0 | 0 | 0
8379 | Synthetic pumped | pumped | 0 | 0 | 0 | 0 | 0 | 0
8379 | Synthetic battery | battery | 0 | 0 | 0 | 0 | 0 | 0
8380 | Synthetic pumped | pumped | 0 | 0 | 0 | 0 | 0 | 0
8380 | Synthetic battery | battery | 0 | 0 | 0 | 0 | 0 | 0
8381 | Synthetic pumped | pumped | 0 | 0 | 0 | 0 | 0 | 0
8381 | Synthetic battery | battery | 0 | 0 | 0 | 0 | 0 | 0
8382 | Synthetic pumped | pumped | 0 | 0 | 0 | 0 | 0 | 0
8382 | Synthetic battery | battery | 0 | 0 | 0 | 0 | 0 | 0
8383 | Synthetic pumped | pumped | 0 | 0 | 0 | 0 | 0 | 0
8383 | Synthetic battery | battery | 0 | 0 | 0 | 0 | 0 | 0
8384 | Synthetic pumped | pumped | 0.62069 | 0 | 0 | 0.55862 | 0.011638 | 0
8384 | Synthetic battery | battery | 0 | 0 | 0 | 0 | 0 | 0
8385 | Synthetic pumped | pumped | 12 | 0 | 0.55862 | 11.3586 | 0.23664 | 0
8385 | Synthetic battery | battery | 2.8033 | 0 | 0 | 2.5846 | 0.12923 | 0
8386 | Synthetic pumped | pumped | 12 | 0 | 11.3586 | 22.1586 | 0.46164 | 0
8386 | Synthetic battery | battery | 10 | 0 | 2.5846 | 11.8041 | 0.5902 | 0
8387 | Synthetic pumped | pumped | 12 | 0 | 22.1586 | 32.9586 | 0.68664 | -3.5527e-15
8387 | Synthetic battery | battery | 8.8897 | 0 | 11.8041 | 20 | 1 | 0
8388 | Synthetic pumped | pumped | 12 | 0 | 32.9586 | 43.7586 | 0.91164 | -3.5527e-15
8388 | Synthetic battery | battery | 0 | 0 | 20 | 20 | 1 | 0
8389 | Synthetic pumped | pumped | 4.7126 | 0 | 43.7586 | 48 | 1 | 0
8389 | Synthetic battery | battery | 0 | 0 | 20 | 20 | 1 | 0
8390 | Synthetic pumped | pumped | 0 | 0 | 48 | 48 | 1 | 0
8390 | Synthetic battery | battery | 0 | 0 | 20 | 20 | 1 | 0
8391 | Synthetic pumped | pumped | 0 | 0 | 48 | 48 | 1 | 0
8391 | Synthetic battery | battery | 0 | 0 | 20 | 20 | 1 | 0
8392 | Synthetic pumped | pumped | 0 | 0 | 48 | 48 | 1 | 0
8392 | Synthetic battery | battery | 0 | 0 | 20 | 20 | 1 | 0
8393 | Synthetic pumped | pumped | 0 | 5.0998 | 48 | 42.3336 | 0.88195 | 2.6645e-15
8393 | Synthetic battery | battery | 0 | 0 | 20 | 20 | 1 | 0
8394 | Synthetic pumped | pumped | 0 | 12 | 42.3336 | 29.0002 | 0.60417 | 0
8394 | Synthetic battery | battery | 0 | 5.8343 | 20 | 13.6718 | 0.68359 | -8.8818e-16
8395 | Synthetic pumped | pumped | 0 | 12 | 29.0002 | 15.6669 | 0.32639 | 0
8395 | Synthetic battery | battery | 0 | 10 | 13.6718 | 2.8253 | 0.14126 | 0
8396 | Synthetic pumped | pumped | 0 | 12 | 15.6669 | 2.3336 | 0.048616 | 0
8396 | Synthetic battery | battery | 0 | 2.6048 | 2.8253 | 0 | 0 | 0
8397 | Synthetic pumped | pumped | 0 | 2.1002 | 2.3336 | 0 | 0 | 0
8397 | Synthetic battery | battery | 0 | 0 | 0 | 0 | 0 | 0
8398 | Synthetic pumped | pumped | 0 | 0 | 0 | 0 | 0 | 0
8398 | Synthetic battery | battery | 0 | 0 | 0 | 0 | 0 | 0
8399 | Synthetic pumped | pumped | 0 | 0 | 0 | 0 | 0 | 0
8399 | Synthetic battery | battery | 0 | 0 | 0 | 0 | 0 | 0
8400 | Synthetic pumped | pumped | 0 | 0 | 0 | 0 | 0 | 0
8400 | Synthetic battery | battery | 0 | 0 | 0 | 0 | 0 | 0
8401 | Synthetic pumped | pumped | 0 | 0 | 0 | 0 | 0 | 0
8401 | Synthetic battery | battery | 0 | 0 | 0 | 0 | 0 | 0
8402 | Synthetic pumped | pumped | 0 | 0 | 0 | 0 | 0 | 0
8402 | Synthetic battery | battery | 0 | 0 | 0 | 0 | 0 | 0
8403 | Synthetic pumped | pumped | 0 | 0 | 0 | 0 | 0 | 0
8403 | Synthetic battery | battery | 0 | 0 | 0 | 0 | 0 | 0
8404 | Synthetic pumped | pumped | 0 | 0 | 0 | 0 | 0 | 0
8404 | Synthetic battery | battery | 0 | 0 | 0 | 0 | 0 | 0
8405 | Synthetic pumped | pumped | 0 | 0 | 0 | 0 | 0 | 0
8405 | Synthetic battery | battery | 0 | 0 | 0 | 0 | 0 | 0
8406 | Synthetic pumped | pumped | 0 | 0 | 0 | 0 | 0 | 0
8406 | Synthetic battery | battery | 0 | 0 | 0 | 0 | 0 | 0
8407 | Synthetic pumped | pumped | 0 | 0 | 0 | 0 | 0 | 0
8407 | Synthetic battery | battery | 0 | 0 | 0 | 0 | 0 | 0
8408 | Synthetic pumped | pumped | 4.7251 | 0 | 0 | 4.2525 | 0.088595 | 0
8408 | Synthetic battery | battery | 0 | 0 | 0 | 0 | 0 | 0
8409 | Synthetic pumped | pumped | 12 | 0 | 4.2525 | 15.0525 | 0.31359 | 0
8409 | Synthetic battery | battery | 0.76232 | 0 | 0 | 0.70283 | 0.035141 | 0
8410 | Synthetic pumped | pumped | 12 | 0 | 15.0525 | 25.8525 | 0.53859 | 0
8410 | Synthetic battery | battery | 8.1428 | 0 | 0.70283 | 8.2101 | 0.4105 | -8.8818e-16
8411 | Synthetic pumped | pumped | 12 | 0 | 25.8525 | 36.6525 | 0.76359 | 0
8411 | Synthetic battery | battery | 10 | 0 | 8.2101 | 17.4296 | 0.87148 | 1.7764e-15
8412 | Synthetic pumped | pumped | 12 | 0 | 36.6525 | 47.4525 | 0.98859 | -3.5527e-15
8412 | Synthetic battery | battery | 2.788 | 0 | 17.4296 | 20 | 1 | 0
8413 | Synthetic pumped | pumped | 0.60828 | 0 | 47.4525 | 48 | 1 | 0
8413 | Synthetic battery | battery | 0 | 0 | 20 | 20 | 1 | 0
8414 | Synthetic pumped | pumped | 0 | 0 | 48 | 48 | 1 | 0
8414 | Synthetic battery | battery | 0 | 0 | 20 | 20 | 1 | 0
8415 | Synthetic pumped | pumped | 0 | 0 | 48 | 48 | 1 | 0
8415 | Synthetic battery | battery | 0 | 0 | 20 | 20 | 1 | 0
8416 | Synthetic pumped | pumped | 0 | 0 | 48 | 48 | 1 | 0
8416 | Synthetic battery | battery | 0 | 0 | 20 | 20 | 1 | 0
8417 | Synthetic pumped | pumped | 0 | 2.2234 | 48 | 45.5295 | 0.94853 | -3.1086e-15
8417 | Synthetic battery | battery | 0 | 0 | 20 | 20 | 1 | 0
8418 | Synthetic pumped | pumped | 0 | 12 | 45.5295 | 32.1962 | 0.67075 | 3.5527e-15
8418 | Synthetic battery | battery | 0 | 5.7865 | 20 | 13.7236 | 0.68618 | 0
8419 | Synthetic pumped | pumped | 0 | 12 | 32.1962 | 18.8629 | 0.39298 | 0
8419 | Synthetic battery | battery | 0 | 8.4169 | 13.7236 | 4.5942 | 0.22971 | 0
8420 | Synthetic pumped | pumped | 0 | 12 | 18.8629 | 5.5295 | 0.1152 | 0
8420 | Synthetic battery | battery | 0 | 4.2357 | 4.5942 | 0 | 0 | 0
8421 | Synthetic pumped | pumped | 0 | 4.9766 | 5.5295 | 0 | 0 | 0
8421 | Synthetic battery | battery | 0 | 0 | 0 | 0 | 0 | 0
8422 | Synthetic pumped | pumped | 0 | 0 | 0 | 0 | 0 | 0
8422 | Synthetic battery | battery | 0 | 0 | 0 | 0 | 0 | 0
8423 | Synthetic pumped | pumped | 0 | 0 | 0 | 0 | 0 | 0
8423 | Synthetic battery | battery | 0 | 0 | 0 | 0 | 0 | 0
8424 | Synthetic pumped | pumped | 0 | 0 | 0 | 0 | 0 | 0
8424 | Synthetic battery | battery | 0 | 0 | 0 | 0 | 0 | 0
8425 | Synthetic pumped | pumped | 0 | 0 | 0 | 0 | 0 | 0
8425 | Synthetic battery | battery | 0 | 0 | 0 | 0 | 0 | 0
8426 | Synthetic pumped | pumped | 0 | 0 | 0 | 0 | 0 | 0
8426 | Synthetic battery | battery | 0 | 0 | 0 | 0 | 0 | 0
8427 | Synthetic pumped | pumped | 0 | 0 | 0 | 0 | 0 | 0
8427 | Synthetic battery | battery | 0 | 0 | 0 | 0 | 0 | 0
8428 | Synthetic pumped | pumped | 0 | 0 | 0 | 0 | 0 | 0
8428 | Synthetic battery | battery | 0 | 0 | 0 | 0 | 0 | 0
8429 | Synthetic pumped | pumped | 0 | 0 | 0 | 0 | 0 | 0
8429 | Synthetic battery | battery | 0 | 0 | 0 | 0 | 0 | 0
8430 | Synthetic pumped | pumped | 0 | 0 | 0 | 0 | 0 | 0
8430 | Synthetic battery | battery | 0 | 0 | 0 | 0 | 0 | 0
8431 | Synthetic pumped | pumped | 0 | 0 | 0 | 0 | 0 | 0
8431 | Synthetic battery | battery | 0 | 0 | 0 | 0 | 0 | 0
8432 | Synthetic pumped | pumped | 0 | 0 | 0 | 0 | 0 | 0
8432 | Synthetic battery | battery | 0 | 0 | 0 | 0 | 0 | 0
8433 | Synthetic pumped | pumped | 0.18396 | 0 | 0 | 0.16556 | 0.0034492 | 0
8433 | Synthetic battery | battery | 0 | 0 | 0 | 0 | 0 | 0
8434 | Synthetic pumped | pumped | 12 | 0 | 0.16556 | 10.9656 | 0.22845 | 0
8434 | Synthetic battery | battery | 1.1515 | 0 | 0 | 1.0616 | 0.05308 | 0
8435 | Synthetic pumped | pumped | 12 | 0 | 10.9656 | 21.7656 | 0.45345 | 0
8435 | Synthetic battery | battery | 5.9655 | 0 | 1.0616 | 6.5615 | 0.32808 | 0
8436 | Synthetic pumped | pumped | 12 | 0 | 21.7656 | 32.5656 | 0.67845 | 0
8436 | Synthetic battery | battery | 7.0671 | 0 | 6.5615 | 13.0771 | 0.65385 | 0
8437 | Synthetic pumped | pumped | 12 | 0 | 32.5656 | 43.3656 | 0.90345 | -3.5527e-15
8437 | Synthetic battery | battery | 7.5089 | 0 | 13.0771 | 20 | 1 | 0
8438 | Synthetic pumped | pumped | 5.1494 | 0 | 43.3656 | 48 | 1 | 0
8438 | Synthetic battery | battery | 0 | 0 | 20 | 20 | 1 | 0
8439 | Synthetic pumped | pumped | 0 | 0 | 48 | 48 | 1 | 0
8439 | Synthetic battery | battery | 0 | 0 | 20 | 20 | 1 | 0
8440 | Synthetic pumped | pumped | 0 | 0 | 48 | 48 | 1 | 0
8440 | Synthetic battery | battery | 0 | 0 | 20 | 20 | 1 | 0
8441 | Synthetic pumped | pumped | 0 | 10.3981 | 48 | 36.4466 | 0.7593 | 0
8441 | Synthetic battery | battery | 0 | 0 | 20 | 20 | 1 | 0
8442 | Synthetic pumped | pumped | 0 | 12 | 36.4466 | 23.1132 | 0.48153 | 0
8442 | Synthetic battery | battery | 0 | 10 | 20 | 9.1535 | 0.45767 | 0
8443 | Synthetic pumped | pumped | 0 | 12 | 23.1132 | 9.7799 | 0.20375 | 0
8443 | Synthetic battery | battery | 0 | 8.4391 | 9.1535 | 0 | 0 | 0
8444 | Synthetic pumped | pumped | 0 | 8.8019 | 9.7799 | 0 | 0 | 0
8444 | Synthetic battery | battery | 0 | 0 | 0 | 0 | 0 | 0
8445 | Synthetic pumped | pumped | 0 | 0 | 0 | 0 | 0 | 0
8445 | Synthetic battery | battery | 0 | 0 | 0 | 0 | 0 | 0
8446 | Synthetic pumped | pumped | 0 | 0 | 0 | 0 | 0 | 0
8446 | Synthetic battery | battery | 0 | 0 | 0 | 0 | 0 | 0
8447 | Synthetic pumped | pumped | 0 | 0 | 0 | 0 | 0 | 0
8447 | Synthetic battery | battery | 0 | 0 | 0 | 0 | 0 | 0
8448 | Synthetic pumped | pumped | 0 | 0 | 0 | 0 | 0 | 0
8448 | Synthetic battery | battery | 0 | 0 | 0 | 0 | 0 | 0
8449 | Synthetic pumped | pumped | 0 | 0 | 0 | 0 | 0 | 0
8449 | Synthetic battery | battery | 0 | 0 | 0 | 0 | 0 | 0
8450 | Synthetic pumped | pumped | 0 | 0 | 0 | 0 | 0 | 0
8450 | Synthetic battery | battery | 0 | 0 | 0 | 0 | 0 | 0
8451 | Synthetic pumped | pumped | 0 | 0 | 0 | 0 | 0 | 0
8451 | Synthetic battery | battery | 0 | 0 | 0 | 0 | 0 | 0
8452 | Synthetic pumped | pumped | 0 | 0 | 0 | 0 | 0 | 0
8452 | Synthetic battery | battery | 0 | 0 | 0 | 0 | 0 | 0
8453 | Synthetic pumped | pumped | 0 | 0 | 0 | 0 | 0 | 0
8453 | Synthetic battery | battery | 0 | 0 | 0 | 0 | 0 | 0
8454 | Synthetic pumped | pumped | 0 | 0 | 0 | 0 | 0 | 0
8454 | Synthetic battery | battery | 0 | 0 | 0 | 0 | 0 | 0
8455 | Synthetic pumped | pumped | 0 | 0 | 0 | 0 | 0 | 0
8455 | Synthetic battery | battery | 0 | 0 | 0 | 0 | 0 | 0
8456 | Synthetic pumped | pumped | 7.2923 | 0 | 0 | 6.5631 | 0.13673 | 0
8456 | Synthetic battery | battery | 0 | 0 | 0 | 0 | 0 | 0
8457 | Synthetic pumped | pumped | 12 | 0 | 6.5631 | 17.3631 | 0.36173 | 0
8457 | Synthetic battery | battery | 7.4222 | 0 | 0 | 6.8429 | 0.34215 | 0
8458 | Synthetic pumped | pumped | 12 | 0 | 17.3631 | 28.1631 | 0.58673 | 0
8458 | Synthetic battery | battery | 10 | 0 | 6.8429 | 16.0625 | 0.80312 | 0
8459 | Synthetic pumped | pumped | 12 | 0 | 28.1631 | 38.9631 | 0.81173 | 3.5527e-15
8459 | Synthetic battery | battery | 4.2709 | 0 | 16.0625 | 20 | 1 | 0
8460 | Synthetic pumped | pumped | 10.041 | 0 | 38.9631 | 48 | 1 | 0
8460 | Synthetic battery | battery | 0 | 0 | 20 | 20 | 1 | 0
8461 | Synthetic pumped | pumped | 0 | 0 | 48 | 48 | 1 | 0
8461 | Synthetic battery | battery | 0 | 0 | 20 | 20 | 1 | 0
8462 | Synthetic pumped | pumped | 0 | 0 | 48 | 48 | 1 | 0
8462 | Synthetic battery | battery | 0 | 0 | 20 | 20 | 1 | 0
8463 | Synthetic pumped | pumped | 0 | 0 | 48 | 48 | 1 | 0
8463 | Synthetic battery | battery | 0 | 0 | 20 | 20 | 1 | 0
8464 | Synthetic pumped | pumped | 0 | 0 | 48 | 48 | 1 | 0
8464 | Synthetic battery | battery | 0 | 0 | 20 | 20 | 1 | 0
8465 | Synthetic pumped | pumped | 0 | 0.39221 | 48 | 47.5642 | 0.99092 | -1.6098e-15
8465 | Synthetic battery | battery | 0 | 0 | 20 | 20 | 1 | 0
8466 | Synthetic pumped | pumped | 0 | 12 | 47.5642 | 34.2309 | 0.71314 | 3.5527e-15
8466 | Synthetic battery | battery | 0 | 8.7088 | 20 | 10.5539 | 0.5277 | 0
8467 | Synthetic pumped | pumped | 0 | 12 | 34.2309 | 20.8975 | 0.43537 | 0
8467 | Synthetic battery | battery | 0 | 9.7302 | 10.5539 | 0 | 0 | 0
8468 | Synthetic pumped | pumped | 0 | 12 | 20.8975 | 7.5642 | 0.15759 | 0
8468 | Synthetic battery | battery | 0 | 0 | 0 | 0 | 0 | 0
8469 | Synthetic pumped | pumped | 0 | 6.8078 | 7.5642 | 0 | 0 | 0
8469 | Synthetic battery | battery | 0 | 0 | 0 | 0 | 0 | 0
8470 | Synthetic pumped | pumped | 0 | 0 | 0 | 0 | 0 | 0
8470 | Synthetic battery | battery | 0 | 0 | 0 | 0 | 0 | 0
8471 | Synthetic pumped | pumped | 0 | 0 | 0 | 0 | 0 | 0
8471 | Synthetic battery | battery | 0 | 0 | 0 | 0 | 0 | 0
8472 | Synthetic pumped | pumped | 0 | 0 | 0 | 0 | 0 | 0
8472 | Synthetic battery | battery | 0 | 0 | 0 | 0 | 0 | 0
8473 | Synthetic pumped | pumped | 0 | 0 | 0 | 0 | 0 | 0
8473 | Synthetic battery | battery | 0 | 0 | 0 | 0 | 0 | 0
8474 | Synthetic pumped | pumped | 0 | 0 | 0 | 0 | 0 | 0
8474 | Synthetic battery | battery | 0 | 0 | 0 | 0 | 0 | 0
8475 | Synthetic pumped | pumped | 0 | 0 | 0 | 0 | 0 | 0
8475 | Synthetic battery | battery | 0 | 0 | 0 | 0 | 0 | 0
8476 | Synthetic pumped | pumped | 0 | 0 | 0 | 0 | 0 | 0
8476 | Synthetic battery | battery | 0 | 0 | 0 | 0 | 0 | 0
8477 | Synthetic pumped | pumped | 0 | 0 | 0 | 0 | 0 | 0
8477 | Synthetic battery | battery | 0 | 0 | 0 | 0 | 0 | 0
8478 | Synthetic pumped | pumped | 0 | 0 | 0 | 0 | 0 | 0
8478 | Synthetic battery | battery | 0 | 0 | 0 | 0 | 0 | 0
8479 | Synthetic pumped | pumped | 0 | 0 | 0 | 0 | 0 | 0
8479 | Synthetic battery | battery | 0 | 0 | 0 | 0 | 0 | 0
8480 | Synthetic pumped | pumped | 5.945 | 0 | 0 | 5.3505 | 0.11147 | 0
8480 | Synthetic battery | battery | 0 | 0 | 0 | 0 | 0 | 0
8481 | Synthetic pumped | pumped | 12 | 0 | 5.3505 | 16.1505 | 0.33647 | 0
8481 | Synthetic battery | battery | 5.2335 | 0 | 0 | 4.8251 | 0.24125 | 0
8482 | Synthetic pumped | pumped | 12 | 0 | 16.1505 | 26.9505 | 0.56147 | 0
8482 | Synthetic battery | battery | 10 | 0 | 4.8251 | 14.0446 | 0.70223 | 0
8483 | Synthetic pumped | pumped | 12 | 0 | 26.9505 | 37.7505 | 0.78647 | 0
8483 | Synthetic battery | battery | 6.4595 | 0 | 14.0446 | 20 | 1 | 0
8484 | Synthetic pumped | pumped | 11.3883 | 0 | 37.7505 | 48 | 1 | 0
8484 | Synthetic battery | battery | 0 | 0 | 20 | 20 | 1 | 0
8485 | Synthetic pumped | pumped | 0 | 0 | 48 | 48 | 1 | 0
8485 | Synthetic battery | battery | 0 | 0 | 20 | 20 | 1 | 0
8486 | Synthetic pumped | pumped | 0 | 0 | 48 | 48 | 1 | 0
8486 | Synthetic battery | battery | 0 | 0 | 20 | 20 | 1 | 0
8487 | Synthetic pumped | pumped | 0 | 0 | 48 | 48 | 1 | 0
8487 | Synthetic battery | battery | 0 | 0 | 20 | 20 | 1 | 0
8488 | Synthetic pumped | pumped | 0 | 0 | 48 | 48 | 1 | 0
8488 | Synthetic battery | battery | 0 | 0 | 20 | 20 | 1 | 0
8489 | Synthetic pumped | pumped | 0 | 7.9187 | 48 | 39.2014 | 0.8167 | -1.7764e-15
8489 | Synthetic battery | battery | 0 | 0 | 20 | 20 | 1 | 0
8490 | Synthetic pumped | pumped | 0 | 12 | 39.2014 | 25.8681 | 0.53892 | 0
8490 | Synthetic battery | battery | 0 | 8.8646 | 20 | 10.385 | 0.51925 | 0
8491 | Synthetic pumped | pumped | 0 | 12 | 25.8681 | 12.5347 | 0.26114 | 0
8491 | Synthetic battery | battery | 0 | 9.5745 | 10.385 | 0 | 0 | 0
8492 | Synthetic pumped | pumped | 0 | 11.2813 | 12.5347 | 0 | 0 | 0
8492 | Synthetic battery | battery | 0 | 0 | 0 | 0 | 0 | 0
8493 | Synthetic pumped | pumped | 0 | 0 | 0 | 0 | 0 | 0
8493 | Synthetic battery | battery | 0 | 0 | 0 | 0 | 0 | 0
8494 | Synthetic pumped | pumped | 0 | 0 | 0 | 0 | 0 | 0
8494 | Synthetic battery | battery | 0 | 0 | 0 | 0 | 0 | 0
8495 | Synthetic pumped | pumped | 0 | 0 | 0 | 0 | 0 | 0
8495 | Synthetic battery | battery | 0 | 0 | 0 | 0 | 0 | 0
8496 | Synthetic pumped | pumped | 0 | 0 | 0 | 0 | 0 | 0
8496 | Synthetic battery | battery | 0 | 0 | 0 | 0 | 0 | 0
8497 | Synthetic pumped | pumped | 0 | 0 | 0 | 0 | 0 | 0
8497 | Synthetic battery | battery | 0 | 0 | 0 | 0 | 0 | 0
8498 | Synthetic pumped | pumped | 0 | 0 | 0 | 0 | 0 | 0
8498 | Synthetic battery | battery | 0 | 0 | 0 | 0 | 0 | 0
8499 | Synthetic pumped | pumped | 0 | 0 | 0 | 0 | 0 | 0
8499 | Synthetic battery | battery | 0 | 0 | 0 | 0 | 0 | 0
8500 | Synthetic pumped | pumped | 0 | 0 | 0 | 0 | 0 | 0
8500 | Synthetic battery | battery | 0 | 0 | 0 | 0 | 0 | 0
8501 | Synthetic pumped | pumped | 0 | 0 | 0 | 0 | 0 | 0
8501 | Synthetic battery | battery | 0 | 0 | 0 | 0 | 0 | 0
8502 | Synthetic pumped | pumped | 0 | 0 | 0 | 0 | 0 | 0
8502 | Synthetic battery | battery | 0 | 0 | 0 | 0 | 0 | 0
8503 | Synthetic pumped | pumped | 0 | 0 | 0 | 0 | 0 | 0
8503 | Synthetic battery | battery | 0 | 0 | 0 | 0 | 0 | 0
8504 | Synthetic pumped | pumped | 4.7503 | 0 | 0 | 4.2752 | 0.089067 | 0
8504 | Synthetic battery | battery | 0 | 0 | 0 | 0 | 0 | 0
8505 | Synthetic pumped | pumped | 12 | 0 | 4.2752 | 15.0752 | 0.31407 | 0
8505 | Synthetic battery | battery | 3.1538 | 0 | 0 | 2.9077 | 0.14538 | 0
8506 | Synthetic pumped | pumped | 12 | 0 | 15.0752 | 25.8752 | 0.53907 | 0
8506 | Synthetic battery | battery | 9.3853 | 0 | 2.9077 | 11.5605 | 0.57802 | 0
8507 | Synthetic pumped | pumped | 12 | 0 | 25.8752 | 36.6752 | 0.76407 | 3.5527e-15
8507 | Synthetic battery | battery | 9.154 | 0 | 11.5605 | 20 | 1 | 0
8508 | Synthetic pumped | pumped | 12 | 0 | 36.6752 | 47.4752 | 0.98907 | -3.5527e-15
8508 | Synthetic battery | battery | 0 | 0 | 20 | 20 | 1 | 0
8509 | Synthetic pumped | pumped | 0.58307 | 0 | 47.4752 | 48 | 1 | 0
8509 | Synthetic battery | battery | 0 | 0 | 20 | 20 | 1 | 0
8510 | Synthetic pumped | pumped | 0 | 0 | 48 | 48 | 1 | 0
8510 | Synthetic battery | battery | 0 | 0 | 20 | 20 | 1 | 0
8511 | Synthetic pumped | pumped | 0 | 0 | 48 | 48 | 1 | 0
8511 | Synthetic battery | battery | 0 | 0 | 20 | 20 | 1 | 0
8512 | Synthetic pumped | pumped | 0 | 0 | 48 | 48 | 1 | 0
8512 | Synthetic battery | battery | 0 | 0 | 20 | 20 | 1 | 0
8513 | Synthetic pumped | pumped | 0 | 10.904 | 48 | 35.8844 | 0.74759 | 3.5527e-15
8513 | Synthetic battery | battery | 0 | 0 | 20 | 20 | 1 | 0
8514 | Synthetic pumped | pumped | 0 | 12 | 35.8844 | 22.5511 | 0.46981 | 0
8514 | Synthetic battery | battery | 0 | 10 | 20 | 9.1535 | 0.45767 | 0
8515 | Synthetic pumped | pumped | 0 | 12 | 22.5511 | 9.2177 | 0.19204 | 0
8515 | Synthetic battery | battery | 0 | 8.4391 | 9.1535 | 0 | 0 | 0
8516 | Synthetic pumped | pumped | 0 | 8.296 | 9.2177 | 0 | 0 | 0
8516 | Synthetic battery | battery | 0 | 0 | 0 | 0 | 0 | 0
8517 | Synthetic pumped | pumped | 0 | 0 | 0 | 0 | 0 | 0
8517 | Synthetic battery | battery | 0 | 0 | 0 | 0 | 0 | 0
8518 | Synthetic pumped | pumped | 0 | 0 | 0 | 0 | 0 | 0
8518 | Synthetic battery | battery | 0 | 0 | 0 | 0 | 0 | 0
8519 | Synthetic pumped | pumped | 0 | 0 | 0 | 0 | 0 | 0
8519 | Synthetic battery | battery | 0 | 0 | 0 | 0 | 0 | 0
8520 | Synthetic pumped | pumped | 0 | 0 | 0 | 0 | 0 | 0
8520 | Synthetic battery | battery | 0 | 0 | 0 | 0 | 0 | 0
8521 | Synthetic pumped | pumped | 0 | 0 | 0 | 0 | 0 | 0
8521 | Synthetic battery | battery | 0 | 0 | 0 | 0 | 0 | 0
8522 | Synthetic pumped | pumped | 0 | 0 | 0 | 0 | 0 | 0
8522 | Synthetic battery | battery | 0 | 0 | 0 | 0 | 0 | 0
8523 | Synthetic pumped | pumped | 0 | 0 | 0 | 0 | 0 | 0
8523 | Synthetic battery | battery | 0 | 0 | 0 | 0 | 0 | 0
8524 | Synthetic pumped | pumped | 0 | 0 | 0 | 0 | 0 | 0
8524 | Synthetic battery | battery | 0 | 0 | 0 | 0 | 0 | 0
8525 | Synthetic pumped | pumped | 0 | 0 | 0 | 0 | 0 | 0
8525 | Synthetic battery | battery | 0 | 0 | 0 | 0 | 0 | 0
8526 | Synthetic pumped | pumped | 0 | 0 | 0 | 0 | 0 | 0
8526 | Synthetic battery | battery | 0 | 0 | 0 | 0 | 0 | 0
8527 | Synthetic pumped | pumped | 1.642 | 0 | 0 | 1.4778 | 0.030787 | 0
8527 | Synthetic battery | battery | 0 | 0 | 0 | 0 | 0 | 0
8528 | Synthetic pumped | pumped | 12 | 0 | 1.4778 | 12.2778 | 0.25579 | 0
8528 | Synthetic battery | battery | 1.343 | 0 | 0 | 1.2382 | 0.061909 | 0
8529 | Synthetic pumped | pumped | 12 | 0 | 12.2778 | 23.0778 | 0.48079 | -1.7764e-15
8529 | Synthetic battery | battery | 10 | 0 | 1.2382 | 10.4577 | 0.52289 | 0
8530 | Synthetic pumped | pumped | 12 | 0 | 23.0778 | 33.8778 | 0.70579 | 3.5527e-15
8530 | Synthetic battery | battery | 10 | 0 | 10.4577 | 19.6773 | 0.98386 | 0
8531 | Synthetic pumped | pumped | 12 | 0 | 33.8778 | 44.6778 | 0.93079 | -3.5527e-15
8531 | Synthetic battery | battery | 0.35005 | 0 | 19.6773 | 20 | 1 | 0
8532 | Synthetic pumped | pumped | 3.6914 | 0 | 44.6778 | 48 | 1 | 0
8532 | Synthetic battery | battery | 0 | 0 | 20 | 20 | 1 | 0
8533 | Synthetic pumped | pumped | 0 | 0 | 48 | 48 | 1 | 0
8533 | Synthetic battery | battery | 0 | 0 | 20 | 20 | 1 | 0
8534 | Synthetic pumped | pumped | 0 | 0 | 48 | 48 | 1 | 0
8534 | Synthetic battery | battery | 0 | 0 | 20 | 20 | 1 | 0
8535 | Synthetic pumped | pumped | 0 | 0 | 48 | 48 | 1 | 0
8535 | Synthetic battery | battery | 0 | 0 | 20 | 20 | 1 | 0
8536 | Synthetic pumped | pumped | 0 | 0 | 48 | 48 | 1 | 0
8536 | Synthetic battery | battery | 0 | 0 | 20 | 20 | 1 | 0
8537 | Synthetic pumped | pumped | 0 | 1.3361 | 48 | 46.5155 | 0.96907 | -1.5543e-15
8537 | Synthetic battery | battery | 0 | 0 | 20 | 20 | 1 | 0
8538 | Synthetic pumped | pumped | 0 | 12 | 46.5155 | 33.1822 | 0.6913 | 3.5527e-15
8538 | Synthetic battery | battery | 0 | 6.0764 | 20 | 13.4092 | 0.67046 | 8.8818e-16
8539 | Synthetic pumped | pumped | 0 | 12 | 33.1822 | 19.8488 | 0.41352 | 0
8539 | Synthetic battery | battery | 0 | 10 | 13.4092 | 2.5626 | 0.12813 | 0
8540 | Synthetic pumped | pumped | 0 | 12 | 19.8488 | 6.5155 | 0.13574 | 0
8540 | Synthetic battery | battery | 0 | 2.3626 | 2.5626 | 0 | 0 | 0
8541 | Synthetic pumped | pumped | 0 | 5.8639 | 6.5155 | 0 | 0 | 0
8541 | Synthetic battery | battery | 0 | 0 | 0 | 0 | 0 | 0
8542 | Synthetic pumped | pumped | 0 | 0 | 0 | 0 | 0 | 0
8542 | Synthetic battery | battery | 0 | 0 | 0 | 0 | 0 | 0
8543 | Synthetic pumped | pumped | 0 | 0 | 0 | 0 | 0 | 0
8543 | Synthetic battery | battery | 0 | 0 | 0 | 0 | 0 | 0
8544 | Synthetic pumped | pumped | 0 | 0 | 0 | 0 | 0 | 0
8544 | Synthetic battery | battery | 0 | 0 | 0 | 0 | 0 | 0
8545 | Synthetic pumped | pumped | 0 | 0 | 0 | 0 | 0 | 0
8545 | Synthetic battery | battery | 0 | 0 | 0 | 0 | 0 | 0
8546 | Synthetic pumped | pumped | 0 | 0 | 0 | 0 | 0 | 0
8546 | Synthetic battery | battery | 0 | 0 | 0 | 0 | 0 | 0
8547 | Synthetic pumped | pumped | 0 | 0 | 0 | 0 | 0 | 0
8547 | Synthetic battery | battery | 0 | 0 | 0 | 0 | 0 | 0
8548 | Synthetic pumped | pumped | 0 | 0 | 0 | 0 | 0 | 0
8548 | Synthetic battery | battery | 0 | 0 | 0 | 0 | 0 | 0
8549 | Synthetic pumped | pumped | 0 | 0 | 0 | 0 | 0 | 0
8549 | Synthetic battery | battery | 0 | 0 | 0 | 0 | 0 | 0
8550 | Synthetic pumped | pumped | 0 | 0 | 0 | 0 | 0 | 0
8550 | Synthetic battery | battery | 0 | 0 | 0 | 0 | 0 | 0
8551 | Synthetic pumped | pumped | 0 | 0 | 0 | 0 | 0 | 0
8551 | Synthetic battery | battery | 0 | 0 | 0 | 0 | 0 | 0
8552 | Synthetic pumped | pumped | 6.8415 | 0 | 0 | 6.1574 | 0.12828 | 0
8552 | Synthetic battery | battery | 0 | 0 | 0 | 0 | 0 | 0
8553 | Synthetic pumped | pumped | 12 | 0 | 6.1574 | 16.9574 | 0.35328 | 0
8553 | Synthetic battery | battery | 3.41 | 0 | 0 | 3.1439 | 0.15719 | 0
8554 | Synthetic pumped | pumped | 12 | 0 | 16.9574 | 27.7574 | 0.57828 | 0
8554 | Synthetic battery | battery | 6.1121 | 0 | 3.1439 | 8.779 | 0.43895 | 8.8818e-16
8555 | Synthetic pumped | pumped | 12 | 0 | 27.7574 | 38.5574 | 0.80328 | -3.5527e-15
8555 | Synthetic battery | battery | 10 | 0 | 8.779 | 17.9985 | 0.89993 | 0
8556 | Synthetic pumped | pumped | 10.4918 | 0 | 38.5574 | 48 | 1 | 0
8556 | Synthetic battery | battery | 2.1709 | 0 | 17.9985 | 20 | 1 | 0
8557 | Synthetic pumped | pumped | 0 | 0 | 48 | 48 | 1 | 0
8557 | Synthetic battery | battery | 0 | 0 | 20 | 20 | 1 | 0
8558 | Synthetic pumped | pumped | 0 | 0 | 48 | 48 | 1 | 0
8558 | Synthetic battery | battery | 0 | 0 | 20 | 20 | 1 | 0
8559 | Synthetic pumped | pumped | 0 | 0 | 48 | 48 | 1 | 0
8559 | Synthetic battery | battery | 0 | 0 | 20 | 20 | 1 | 0
8560 | Synthetic pumped | pumped | 0 | 0 | 48 | 48 | 1 | 0
8560 | Synthetic battery | battery | 0 | 0 | 20 | 20 | 1 | 0
8561 | Synthetic pumped | pumped | 0 | 4.417 | 48 | 43.0922 | 0.89775 | -1.7764e-15
8561 | Synthetic battery | battery | 0 | 0 | 20 | 20 | 1 | 0
8562 | Synthetic pumped | pumped | 0 | 12 | 43.0922 | 29.7588 | 0.61998 | 0
8562 | Synthetic battery | battery | 0 | 7.9959 | 20 | 11.3272 | 0.56636 | 0
8563 | Synthetic pumped | pumped | 0 | 12 | 29.7588 | 16.4255 | 0.3422 | 0
8563 | Synthetic battery | battery | 0 | 9.2918 | 11.3272 | 1.2488 | 0.06244 | 0
8564 | Synthetic pumped | pumped | 0 | 12 | 16.4255 | 3.0922 | 0.06442 | 0
8564 | Synthetic battery | battery | 0 | 1.1513 | 1.2488 | 0 | 0 | 0
8565 | Synthetic pumped | pumped | 0 | 2.783 | 3.0922 | 0 | 0 | 0
8565 | Synthetic battery | battery | 0 | 0 | 0 | 0 | 0 | 0
8566 | Synthetic pumped | pumped | 0 | 0 | 0 | 0 | 0 | 0
8566 | Synthetic battery | battery | 0 | 0 | 0 | 0 | 0 | 0
8567 | Synthetic pumped | pumped | 0 | 0 | 0 | 0 | 0 | 0
8567 | Synthetic battery | battery | 0 | 0 | 0 | 0 | 0 | 0
8568 | Synthetic pumped | pumped | 0 | 0 | 0 | 0 | 0 | 0
8568 | Synthetic battery | battery | 0 | 0 | 0 | 0 | 0 | 0
8569 | Synthetic pumped | pumped | 0 | 0 | 0 | 0 | 0 | 0
8569 | Synthetic battery | battery | 0 | 0 | 0 | 0 | 0 | 0
8570 | Synthetic pumped | pumped | 0 | 0 | 0 | 0 | 0 | 0
8570 | Synthetic battery | battery | 0 | 0 | 0 | 0 | 0 | 0
8571 | Synthetic pumped | pumped | 0 | 0 | 0 | 0 | 0 | 0
8571 | Synthetic battery | battery | 0 | 0 | 0 | 0 | 0 | 0
8572 | Synthetic pumped | pumped | 0 | 0 | 0 | 0 | 0 | 0
8572 | Synthetic battery | battery | 0 | 0 | 0 | 0 | 0 | 0
8573 | Synthetic pumped | pumped | 0 | 0 | 0 | 0 | 0 | 0
8573 | Synthetic battery | battery | 0 | 0 | 0 | 0 | 0 | 0
8574 | Synthetic pumped | pumped | 0 | 0 | 0 | 0 | 0 | 0
8574 | Synthetic battery | battery | 0 | 0 | 0 | 0 | 0 | 0
8575 | Synthetic pumped | pumped | 0 | 0 | 0 | 0 | 0 | 0
8575 | Synthetic battery | battery | 0 | 0 | 0 | 0 | 0 | 0
8576 | Synthetic pumped | pumped | 3.4624 | 0 | 0 | 3.1161 | 0.064919 | 0
8576 | Synthetic battery | battery | 0 | 0 | 0 | 0 | 0 | 0
8577 | Synthetic pumped | pumped | 11.8478 | 0 | 3.1161 | 13.7792 | 0.28707 | 1.7764e-15
8577 | Synthetic battery | battery | 0 | 0 | 0 | 0 | 0 | 0
8578 | Synthetic pumped | pumped | 12 | 0 | 13.7792 | 24.5792 | 0.51207 | 0
8578 | Synthetic battery | battery | 7.5968 | 0 | 0 | 7.0039 | 0.3502 | 0
8579 | Synthetic pumped | pumped | 12 | 0 | 24.5792 | 35.3792 | 0.73707 | -3.5527e-15
8579 | Synthetic battery | battery | 10 | 0 | 7.0039 | 16.2235 | 0.81117 | 1.7764e-15
8580 | Synthetic pumped | pumped | 12 | 0 | 35.3792 | 46.1792 | 0.96207 | -3.5527e-15
8580 | Synthetic battery | battery | 4.0962 | 0 | 16.2235 | 20 | 1 | 4.4409e-16
8581 | Synthetic pumped | pumped | 2.0231 | 0 | 46.1792 | 48 | 1 | 0
8581 | Synthetic battery | battery | 0 | 0 | 20 | 20 | 1 | 0
8582 | Synthetic pumped | pumped | 0 | 0 | 48 | 48 | 1 | 0
8582 | Synthetic battery | battery | 0 | 0 | 20 | 20 | 1 | 0
8583 | Synthetic pumped | pumped | 0 | 0 | 48 | 48 | 1 | 0
8583 | Synthetic battery | battery | 0 | 0 | 20 | 20 | 1 | 0
8584 | Synthetic pumped | pumped | 0 | 0 | 48 | 48 | 1 | 0
8584 | Synthetic battery | battery | 0 | 0 | 20 | 20 | 1 | 0
8585 | Synthetic pumped | pumped | 0 | 5.4814 | 48 | 41.9096 | 0.87312 | -1.7764e-15
8585 | Synthetic battery | battery | 0 | 0 | 20 | 20 | 1 | 0
8586 | Synthetic pumped | pumped | 0 | 12 | 41.9096 | 28.5763 | 0.59534 | 0
8586 | Synthetic battery | battery | 0 | 8.7615 | 20 | 10.4968 | 0.52484 | 0
8587 | Synthetic pumped | pumped | 0 | 12 | 28.5763 | 15.2429 | 0.31756 | 0
8587 | Synthetic battery | battery | 0 | 9.6776 | 10.4968 | 0 | 0 | 0
8588 | Synthetic pumped | pumped | 0 | 12 | 15.2429 | 1.9096 | 0.039783 | 0
8588 | Synthetic battery | battery | 0 | 0 | 0 | 0 | 0 | 0
8589 | Synthetic pumped | pumped | 0 | 1.7186 | 1.9096 | 0 | 0 | 0
8589 | Synthetic battery | battery | 0 | 0 | 0 | 0 | 0 | 0
8590 | Synthetic pumped | pumped | 0 | 0 | 0 | 0 | 0 | 0
8590 | Synthetic battery | battery | 0 | 0 | 0 | 0 | 0 | 0
8591 | Synthetic pumped | pumped | 0 | 0 | 0 | 0 | 0 | 0
8591 | Synthetic battery | battery | 0 | 0 | 0 | 0 | 0 | 0
8592 | Synthetic pumped | pumped | 0 | 0 | 0 | 0 | 0 | 0
8592 | Synthetic battery | battery | 0 | 0 | 0 | 0 | 0 | 0
8593 | Synthetic pumped | pumped | 0 | 0 | 0 | 0 | 0 | 0
8593 | Synthetic battery | battery | 0 | 0 | 0 | 0 | 0 | 0
8594 | Synthetic pumped | pumped | 0 | 0 | 0 | 0 | 0 | 0
8594 | Synthetic battery | battery | 0 | 0 | 0 | 0 | 0 | 0
8595 | Synthetic pumped | pumped | 0 | 0 | 0 | 0 | 0 | 0
8595 | Synthetic battery | battery | 0 | 0 | 0 | 0 | 0 | 0
8596 | Synthetic pumped | pumped | 0 | 0 | 0 | 0 | 0 | 0
8596 | Synthetic battery | battery | 0 | 0 | 0 | 0 | 0 | 0
8597 | Synthetic pumped | pumped | 0 | 0 | 0 | 0 | 0 | 0
8597 | Synthetic battery | battery | 0 | 0 | 0 | 0 | 0 | 0
8598 | Synthetic pumped | pumped | 0 | 0 | 0 | 0 | 0 | 0
8598 | Synthetic battery | battery | 0 | 0 | 0 | 0 | 0 | 0
8599 | Synthetic pumped | pumped | 0 | 0 | 0 | 0 | 0 | 0
8599 | Synthetic battery | battery | 0 | 0 | 0 | 0 | 0 | 0
8600 | Synthetic pumped | pumped | 5.3522 | 0 | 0 | 4.817 | 0.10035 | 0
8600 | Synthetic battery | battery | 0 | 0 | 0 | 0 | 0 | 0
8601 | Synthetic pumped | pumped | 12 | 0 | 4.817 | 15.617 | 0.32535 | 0
8601 | Synthetic battery | battery | 5.3921 | 0 | 0 | 4.9713 | 0.24856 | 0
8602 | Synthetic pumped | pumped | 12 | 0 | 15.617 | 26.417 | 0.55035 | 0
8602 | Synthetic battery | battery | 10 | 0 | 4.9713 | 14.1908 | 0.70954 | 0
8603 | Synthetic pumped | pumped | 12 | 0 | 26.417 | 37.217 | 0.77535 | 0
8603 | Synthetic battery | battery | 6.3009 | 0 | 14.1908 | 20 | 1 | 0
8604 | Synthetic pumped | pumped | 11.9811 | 0 | 37.217 | 48 | 1 | 0
8604 | Synthetic battery | battery | 0 | 0 | 20 | 20 | 1 | 0
8605 | Synthetic pumped | pumped | 0 | 0 | 48 | 48 | 1 | 0
8605 | Synthetic battery | battery | 0 | 0 | 20 | 20 | 1 | 0
8606 | Synthetic pumped | pumped | 0 | 0 | 48 | 48 | 1 | 0
8606 | Synthetic battery | battery | 0 | 0 | 20 | 20 | 1 | 0
8607 | Synthetic pumped | pumped | 0 | 0 | 48 | 48 | 1 | 0
8607 | Synthetic battery | battery | 0 | 0 | 20 | 20 | 1 | 0
8608 | Synthetic pumped | pumped | 0 | 0 | 48 | 48 | 1 | 0
8608 | Synthetic battery | battery | 0 | 0 | 20 | 20 | 1 | 0
8609 | Synthetic pumped | pumped | 0 | 0 | 48 | 48 | 1 | 0
8609 | Synthetic battery | battery | 0 | 0 | 20 | 20 | 1 | 0
8610 | Synthetic pumped | pumped | 0 | 12 | 48 | 34.6667 | 0.72222 | 3.5527e-15
8610 | Synthetic battery | battery | 0 | 7.5968 | 20 | 11.7601 | 0.588 | 0
8611 | Synthetic pumped | pumped | 0 | 12 | 34.6667 | 21.3333 | 0.44444 | 0
8611 | Synthetic battery | battery | 0 | 10 | 11.7601 | 0.91358 | 0.045679 | 0
8612 | Synthetic pumped | pumped | 0 | 12 | 21.3333 | 8 | 0.16667 | 0
8612 | Synthetic battery | battery | 0 | 0.84228 | 0.91358 | 0 | 0 | 0
8613 | Synthetic pumped | pumped | 0 | 7.2 | 8 | 0 | 0 | 0
8613 | Synthetic battery | battery | 0 | 0 | 0 | 0 | 0 | 0
8614 | Synthetic pumped | pumped | 0 | 0 | 0 | 0 | 0 | 0
8614 | Synthetic battery | battery | 0 | 0 | 0 | 0 | 0 | 0
8615 | Synthetic pumped | pumped | 0 | 0 | 0 | 0 | 0 | 0
8615 | Synthetic battery | battery | 0 | 0 | 0 | 0 | 0 | 0
8616 | Synthetic pumped | pumped | 0 | 0 | 0 | 0 | 0 | 0
8616 | Synthetic battery | battery | 0 | 0 | 0 | 0 | 0 | 0
8617 | Synthetic pumped | pumped | 0 | 0 | 0 | 0 | 0 | 0
8617 | Synthetic battery | battery | 0 | 0 | 0 | 0 | 0 | 0
8618 | Synthetic pumped | pumped | 0 | 0 | 0 | 0 | 0 | 0
8618 | Synthetic battery | battery | 0 | 0 | 0 | 0 | 0 | 0
8619 | Synthetic pumped | pumped | 0 | 0 | 0 | 0 | 0 | 0
8619 | Synthetic battery | battery | 0 | 0 | 0 | 0 | 0 | 0
8620 | Synthetic pumped | pumped | 0 | 0 | 0 | 0 | 0 | 0
8620 | Synthetic battery | battery | 0 | 0 | 0 | 0 | 0 | 0
8621 | Synthetic pumped | pumped | 0 | 0 | 0 | 0 | 0 | 0
8621 | Synthetic battery | battery | 0 | 0 | 0 | 0 | 0 | 0
8622 | Synthetic pumped | pumped | 0 | 0 | 0 | 0 | 0 | 0
8622 | Synthetic battery | battery | 0 | 0 | 0 | 0 | 0 | 0
8623 | Synthetic pumped | pumped | 0 | 0 | 0 | 0 | 0 | 0
8623 | Synthetic battery | battery | 0 | 0 | 0 | 0 | 0 | 0
8624 | Synthetic pumped | pumped | 2.7642 | 0 | 0 | 2.4878 | 0.05183 | 0
8624 | Synthetic battery | battery | 0 | 0 | 0 | 0 | 0 | 0
8625 | Synthetic pumped | pumped | 10.5472 | 0 | 2.4878 | 11.9803 | 0.24959 | 0
8625 | Synthetic battery | battery | 0 | 0 | 0 | 0 | 0 | 0
8626 | Synthetic pumped | pumped | 12 | 0 | 11.9803 | 22.7803 | 0.47459 | 1.7764e-15
8626 | Synthetic battery | battery | 6.6507 | 0 | 0 | 6.1316 | 0.30658 | 0
8627 | Synthetic pumped | pumped | 12 | 0 | 22.7803 | 33.5803 | 0.69959 | 3.5527e-15
8627 | Synthetic battery | battery | 9.8776 | 0 | 6.1316 | 15.2383 | 0.76192 | -1.7764e-15
8628 | Synthetic pumped | pumped | 12 | 0 | 33.5803 | 44.3803 | 0.92459 | -3.5527e-15
8628 | Synthetic battery | battery | 5.1648 | 0 | 15.2383 | 20 | 1 | 0
8629 | Synthetic pumped | pumped | 4.0219 | 0 | 44.3803 | 48 | 1 | 0
8629 | Synthetic battery | battery | 0 | 0 | 20 | 20 | 1 | 0
8630 | Synthetic pumped | pumped | 0 | 0 | 48 | 48 | 1 | 0
8630 | Synthetic battery | battery | 0 | 0 | 20 | 20 | 1 | 0
8631 | Synthetic pumped | pumped | 0 | 0 | 48 | 48 | 1 | 0
8631 | Synthetic battery | battery | 0 | 0 | 20 | 20 | 1 | 0
8632 | Synthetic pumped | pumped | 0 | 0 | 48 | 48 | 1 | 0
8632 | Synthetic battery | battery | 0 | 0 | 20 | 20 | 1 | 0
8633 | Synthetic pumped | pumped | 0 | 6.5101 | 48 | 40.7666 | 0.8493 | 1.7764e-15
8633 | Synthetic battery | battery | 0 | 0 | 20 | 20 | 1 | 0
8634 | Synthetic pumped | pumped | 0 | 12 | 40.7666 | 27.4333 | 0.57153 | 0
8634 | Synthetic battery | battery | 0 | 8.0312 | 20 | 11.289 | 0.56445 | 0
8635 | Synthetic pumped | pumped | 0 | 12 | 27.4333 | 14.0999 | 0.29375 | 0
8635 | Synthetic battery | battery | 0 | 10 | 11.289 | 0.44247 | 0.022123 | 0
8636 | Synthetic pumped | pumped | 0 | 12 | 14.0999 | 0.76658 | 0.015971 | 0
8636 | Synthetic battery | battery | 0 | 0.40794 | 0.44247 | 5.5511e-17 | 2.7756e-18 | 0
8637 | Synthetic pumped | pumped | 0 | 0.68993 | 0.76658 | 0 | 0 | 0
8637 | Synthetic battery | battery | 0 | 5.1179e-17 | 5.5511e-17 | 0 | 0 | 0
8638 | Synthetic pumped | pumped | 0 | 0 | 0 | 0 | 0 | 0
8638 | Synthetic battery | battery | 0 | 0 | 0 | 0 | 0 | 0
8639 | Synthetic pumped | pumped | 0 | 0 | 0 | 0 | 0 | 0
8639 | Synthetic battery | battery | 0 | 0 | 0 | 0 | 0 | 0
8640 | Synthetic pumped | pumped | 0 | 0 | 0 | 0 | 0 | 0
8640 | Synthetic battery | battery | 0 | 0 | 0 | 0 | 0 | 0
8641 | Synthetic pumped | pumped | 0 | 0 | 0 | 0 | 0 | 0
8641 | Synthetic battery | battery | 0 | 0 | 0 | 0 | 0 | 0
8642 | Synthetic pumped | pumped | 0 | 0 | 0 | 0 | 0 | 0
8642 | Synthetic battery | battery | 0 | 0 | 0 | 0 | 0 | 0
8643 | Synthetic pumped | pumped | 0 | 0 | 0 | 0 | 0 | 0
8643 | Synthetic battery | battery | 0 | 0 | 0 | 0 | 0 | 0
8644 | Synthetic pumped | pumped | 0 | 0 | 0 | 0 | 0 | 0
8644 | Synthetic battery | battery | 0 | 0 | 0 | 0 | 0 | 0
8645 | Synthetic pumped | pumped | 0 | 0 | 0 | 0 | 0 | 0
8645 | Synthetic battery | battery | 0 | 0 | 0 | 0 | 0 | 0
8646 | Synthetic pumped | pumped | 0 | 0 | 0 | 0 | 0 | 0
8646 | Synthetic battery | battery | 0 | 0 | 0 | 0 | 0 | 0
8647 | Synthetic pumped | pumped | 0 | 0 | 0 | 0 | 0 | 0
8647 | Synthetic battery | battery | 0 | 0 | 0 | 0 | 0 | 0
8648 | Synthetic pumped | pumped | 1.868 | 0 | 0 | 1.6812 | 0.035024 | 0
8648 | Synthetic battery | battery | 0 | 0 | 0 | 0 | 0 | 0
8649 | Synthetic pumped | pumped | 12 | 0 | 1.6812 | 12.4812 | 0.26002 | 0
8649 | Synthetic battery | battery | 2.6046 | 0 | 0 | 2.4013 | 0.12007 | 0
8650 | Synthetic pumped | pumped | 12 | 0 | 12.4812 | 23.2812 | 0.48502 | 0
8650 | Synthetic battery | battery | 10 | 0 | 2.4013 | 11.6209 | 0.58104 | 0
8651 | Synthetic pumped | pumped | 12 | 0 | 23.2812 | 34.0812 | 0.71002 | 3.5527e-15
8651 | Synthetic battery | battery | 9.0885 | 0 | 11.6209 | 20 | 1 | 0
8652 | Synthetic pumped | pumped | 12 | 0 | 34.0812 | 44.8812 | 0.93502 | -3.5527e-15
8652 | Synthetic battery | battery | 0 | 0 | 20 | 20 | 1 | 0
8653 | Synthetic pumped | pumped | 3.4654 | 0 | 44.8812 | 48 | 1 | 0
8653 | Synthetic battery | battery | 0 | 0 | 20 | 20 | 1 | 0
8654 | Synthetic pumped | pumped | 0 | 0 | 48 | 48 | 1 | 0
8654 | Synthetic battery | battery | 0 | 0 | 20 | 20 | 1 | 0
8655 | Synthetic pumped | pumped | 0 | 0 | 48 | 48 | 1 | 0
8655 | Synthetic battery | battery | 0 | 0 | 20 | 20 | 1 | 0
8656 | Synthetic pumped | pumped | 0 | 0 | 48 | 48 | 1 | 0
8656 | Synthetic battery | battery | 0 | 0 | 20 | 20 | 1 | 0
8657 | Synthetic pumped | pumped | 0 | 2.0118 | 48 | 45.7647 | 0.95343 | 1.3323e-15
8657 | Synthetic battery | battery | 0 | 0 | 20 | 20 | 1 | 0
8658 | Synthetic pumped | pumped | 0 | 12 | 45.7647 | 32.4314 | 0.67565 | 3.5527e-15
8658 | Synthetic battery | battery | 0 | 7.2123 | 20 | 12.1772 | 0.60886 | 0
8659 | Synthetic pumped | pumped | 0 | 12 | 32.4314 | 19.0981 | 0.39788 | 0
8659 | Synthetic battery | battery | 0 | 10 | 12.1772 | 1.3307 | 0.066535 | 0
8660 | Synthetic pumped | pumped | 0 | 12 | 19.0981 | 5.7647 | 0.1201 | 0
8660 | Synthetic battery | battery | 0 | 1.2268 | 1.3307 | 0 | 0 | 0
8661 | Synthetic pumped | pumped | 0 | 5.1882 | 5.7647 | 0 | 0 | 0
8661 | Synthetic battery | battery | 0 | 0 | 0 | 0 | 0 | 0
8662 | Synthetic pumped | pumped | 0 | 0 | 0 | 0 | 0 | 0
8662 | Synthetic battery | battery | 0 | 0 | 0 | 0 | 0 | 0
8663 | Synthetic pumped | pumped | 0 | 0 | 0 | 0 | 0 | 0
8663 | Synthetic battery | battery | 0 | 0 | 0 | 0 | 0 | 0
8664 | Synthetic pumped | pumped | 0 | 0 | 0 | 0 | 0 | 0
8664 | Synthetic battery | battery | 0 | 0 | 0 | 0 | 0 | 0
8665 | Synthetic pumped | pumped | 0 | 0 | 0 | 0 | 0 | 0
8665 | Synthetic battery | battery | 0 | 0 | 0 | 0 | 0 | 0
8666 | Synthetic pumped | pumped | 0 | 0 | 0 | 0 | 0 | 0
8666 | Synthetic battery | battery | 0 | 0 | 0 | 0 | 0 | 0
8667 | Synthetic pumped | pumped | 0 | 0 | 0 | 0 | 0 | 0
8667 | Synthetic battery | battery | 0 | 0 | 0 | 0 | 0 | 0
8668 | Synthetic pumped | pumped | 0 | 0 | 0 | 0 | 0 | 0
8668 | Synthetic battery | battery | 0 | 0 | 0 | 0 | 0 | 0
8669 | Synthetic pumped | pumped | 0 | 0 | 0 | 0 | 0 | 0
8669 | Synthetic battery | battery | 0 | 0 | 0 | 0 | 0 | 0
8670 | Synthetic pumped | pumped | 0 | 0 | 0 | 0 | 0 | 0
8670 | Synthetic battery | battery | 0 | 0 | 0 | 0 | 0 | 0
8671 | Synthetic pumped | pumped | 0 | 0 | 0 | 0 | 0 | 0
8671 | Synthetic battery | battery | 0 | 0 | 0 | 0 | 0 | 0
8672 | Synthetic pumped | pumped | 0 | 0 | 0 | 0 | 0 | 0
8672 | Synthetic battery | battery | 0 | 0 | 0 | 0 | 0 | 0
8673 | Synthetic pumped | pumped | 12 | 0 | 0 | 10.8 | 0.225 | 0
8673 | Synthetic battery | battery | 1.9148 | 0 | 0 | 1.7654 | 0.08827 | 0
8674 | Synthetic pumped | pumped | 12 | 0 | 10.8 | 21.6 | 0.45 | 0
8674 | Synthetic battery | battery | 9.5413 | 0 | 1.7654 | 10.5621 | 0.5281 | 0
8675 | Synthetic pumped | pumped | 12 | 0 | 21.6 | 32.4 | 0.675 | 3.5527e-15
8675 | Synthetic battery | battery | 10 | 0 | 10.5621 | 19.7816 | 0.98908 | 0
8676 | Synthetic pumped | pumped | 12 | 0 | 32.4 | 43.2 | 0.9 | -3.5527e-15
8676 | Synthetic battery | battery | 0.23688 | 0 | 19.7816 | 20 | 1 | 0
8677 | Synthetic pumped | pumped | 5.3333 | 0 | 43.2 | 48 | 1 | 0
8677 | Synthetic battery | battery | 0 | 0 | 20 | 20 | 1 | 0
8678 | Synthetic pumped | pumped | 0 | 0 | 48 | 48 | 1 | 0
8678 | Synthetic battery | battery | 0 | 0 | 20 | 20 | 1 | 0
8679 | Synthetic pumped | pumped | 0 | 0 | 48 | 48 | 1 | 0
8679 | Synthetic battery | battery | 0 | 0 | 20 | 20 | 1 | 0
8680 | Synthetic pumped | pumped | 0 | 0 | 48 | 48 | 1 | 0
8680 | Synthetic battery | battery | 0 | 0 | 20 | 20 | 1 | 0
8681 | Synthetic pumped | pumped | 0 | 6.9078 | 48 | 40.3247 | 0.8401 | 0
8681 | Synthetic battery | battery | 0 | 0 | 20 | 20 | 1 | 0
8682 | Synthetic pumped | pumped | 0 | 12 | 40.3247 | 26.9914 | 0.56232 | 0
8682 | Synthetic battery | battery | 0 | 10 | 20 | 9.1535 | 0.45767 | 0
8683 | Synthetic pumped | pumped | 0 | 12 | 26.9914 | 13.658 | 0.28454 | 0
8683 | Synthetic battery | battery | 0 | 8.4391 | 9.1535 | 0 | 0 | 0
8684 | Synthetic pumped | pumped | 0 | 12 | 13.658 | 0.32471 | 0.0067647 | 0
8684 | Synthetic battery | battery | 0 | 0 | 0 | 0 | 0 | 0
8685 | Synthetic pumped | pumped | 0 | 0.29224 | 0.32471 | -5.5511e-17 | -1.1565e-18 | 0
8685 | Synthetic battery | battery | 0 | 0 | 0 | 0 | 0 | 0
8686 | Synthetic pumped | pumped | 0 | -4.996e-17 | -5.5511e-17 | 0 | 0 | 0
8686 | Synthetic battery | battery | 0 | 0 | 0 | 0 | 0 | 0
8687 | Synthetic pumped | pumped | 0 | 0 | 0 | 0 | 0 | 0
8687 | Synthetic battery | battery | 0 | 0 | 0 | 0 | 0 | 0
8688 | Synthetic pumped | pumped | 0 | 0 | 0 | 0 | 0 | 0
8688 | Synthetic battery | battery | 0 | 0 | 0 | 0 | 0 | 0
8689 | Synthetic pumped | pumped | 0 | 0 | 0 | 0 | 0 | 0
8689 | Synthetic battery | battery | 0 | 0 | 0 | 0 | 0 | 0
8690 | Synthetic pumped | pumped | 0 | 0 | 0 | 0 | 0 | 0
8690 | Synthetic battery | battery | 0 | 0 | 0 | 0 | 0 | 0
8691 | Synthetic pumped | pumped | 0 | 0 | 0 | 0 | 0 | 0
8691 | Synthetic battery | battery | 0 | 0 | 0 | 0 | 0 | 0
8692 | Synthetic pumped | pumped | 0 | 0 | 0 | 0 | 0 | 0
8692 | Synthetic battery | battery | 0 | 0 | 0 | 0 | 0 | 0
8693 | Synthetic pumped | pumped | 0 | 0 | 0 | 0 | 0 | 0
8693 | Synthetic battery | battery | 0 | 0 | 0 | 0 | 0 | 0
8694 | Synthetic pumped | pumped | 0 | 0 | 0 | 0 | 0 | 0
8694 | Synthetic battery | battery | 0 | 0 | 0 | 0 | 0 | 0
8695 | Synthetic pumped | pumped | 0 | 0 | 0 | 0 | 0 | 0
8695 | Synthetic battery | battery | 0 | 0 | 0 | 0 | 0 | 0
8696 | Synthetic pumped | pumped | 6.4464 | 0 | 0 | 5.8017 | 0.12087 | 0
8696 | Synthetic battery | battery | 0 | 0 | 0 | 0 | 0 | 0
8697 | Synthetic pumped | pumped | 8.5539 | 0 | 5.8017 | 13.5002 | 0.28126 | 8.8818e-16
8697 | Synthetic battery | battery | 0 | 0 | 0 | 0 | 0 | 0
8698 | Synthetic pumped | pumped | 12 | 0 | 13.5002 | 24.3002 | 0.50626 | 0
8698 | Synthetic battery | battery | 6.677 | 0 | 0 | 6.1558 | 0.30779 | 0
8699 | Synthetic pumped | pumped | 12 | 0 | 24.3002 | 35.1002 | 0.73126 | -3.5527e-15
8699 | Synthetic battery | battery | 10 | 0 | 6.1558 | 15.3754 | 0.76877 | 0
8700 | Synthetic pumped | pumped | 12 | 0 | 35.1002 | 45.9002 | 0.95626 | -3.5527e-15
8700 | Synthetic battery | battery | 5.0161 | 0 | 15.3754 | 20 | 1 | 0
8701 | Synthetic pumped | pumped | 2.3331 | 0 | 45.9002 | 48 | 1 | 0
8701 | Synthetic battery | battery | 0 | 0 | 20 | 20 | 1 | 0
8702 | Synthetic pumped | pumped | 0 | 0 | 48 | 48 | 1 | 0
8702 | Synthetic battery | battery | 0 | 0 | 20 | 20 | 1 | 0
8703 | Synthetic pumped | pumped | 0 | 0 | 48 | 48 | 1 | 0
8703 | Synthetic battery | battery | 0 | 0 | 20 | 20 | 1 | 0
8704 | Synthetic pumped | pumped | 0 | 0 | 48 | 48 | 1 | 0
8704 | Synthetic battery | battery | 0 | 0 | 20 | 20 | 1 | 0
8705 | Synthetic pumped | pumped | 0 | 7.8207 | 48 | 39.3104 | 0.81897 | 1.7764e-15
8705 | Synthetic battery | battery | 0 | 0 | 20 | 20 | 1 | 0
8706 | Synthetic pumped | pumped | 0 | 12 | 39.3104 | 25.977 | 0.54119 | 0
8706 | Synthetic battery | battery | 0 | 10 | 20 | 9.1535 | 0.45767 | 0
8707 | Synthetic pumped | pumped | 0 | 12 | 25.977 | 12.6437 | 0.26341 | 0
8707 | Synthetic battery | battery | 0 | 8.4391 | 9.1535 | 0 | 0 | 0
8708 | Synthetic pumped | pumped | 0 | 11.3793 | 12.6437 | 0 | 0 | 0
8708 | Synthetic battery | battery | 0 | 0 | 0 | 0 | 0 | 0
8709 | Synthetic pumped | pumped | 0 | 0 | 0 | 0 | 0 | 0
8709 | Synthetic battery | battery | 0 | 0 | 0 | 0 | 0 | 0
8710 | Synthetic pumped | pumped | 0 | 0 | 0 | 0 | 0 | 0
8710 | Synthetic battery | battery | 0 | 0 | 0 | 0 | 0 | 0
8711 | Synthetic pumped | pumped | 0 | 0 | 0 | 0 | 0 | 0
8711 | Synthetic battery | battery | 0 | 0 | 0 | 0 | 0 | 0
8712 | Synthetic pumped | pumped | 0 | 0 | 0 | 0 | 0 | 0
8712 | Synthetic battery | battery | 0 | 0 | 0 | 0 | 0 | 0
8713 | Synthetic pumped | pumped | 0 | 0 | 0 | 0 | 0 | 0
8713 | Synthetic battery | battery | 0 | 0 | 0 | 0 | 0 | 0
8714 | Synthetic pumped | pumped | 0 | 0 | 0 | 0 | 0 | 0
8714 | Synthetic battery | battery | 0 | 0 | 0 | 0 | 0 | 0
8715 | Synthetic pumped | pumped | 0 | 0 | 0 | 0 | 0 | 0
8715 | Synthetic battery | battery | 0 | 0 | 0 | 0 | 0 | 0
8716 | Synthetic pumped | pumped | 0 | 0 | 0 | 0 | 0 | 0
8716 | Synthetic battery | battery | 0 | 0 | 0 | 0 | 0 | 0
8717 | Synthetic pumped | pumped | 0 | 0 | 0 | 0 | 0 | 0
8717 | Synthetic battery | battery | 0 | 0 | 0 | 0 | 0 | 0
8718 | Synthetic pumped | pumped | 0 | 0 | 0 | 0 | 0 | 0
8718 | Synthetic battery | battery | 0 | 0 | 0 | 0 | 0 | 0
8719 | Synthetic pumped | pumped | 0 | 0 | 0 | 0 | 0 | 0
8719 | Synthetic battery | battery | 0 | 0 | 0 | 0 | 0 | 0
8720 | Synthetic pumped | pumped | 11.6068 | 0 | 0 | 10.4461 | 0.21763 | 0
8720 | Synthetic battery | battery | 0 | 0 | 0 | 0 | 0 | 0
8721 | Synthetic pumped | pumped | 12 | 0 | 10.4461 | 21.2461 | 0.44263 | 0
8721 | Synthetic battery | battery | 6.8084 | 0 | 0 | 6.2771 | 0.31385 | 0
8722 | Synthetic pumped | pumped | 12 | 0 | 21.2461 | 32.0461 | 0.66763 | 0
8722 | Synthetic battery | battery | 10 | 0 | 6.2771 | 15.4966 | 0.77483 | 0
8723 | Synthetic pumped | pumped | 12 | 0 | 32.0461 | 42.8461 | 0.89263 | -3.5527e-15
8723 | Synthetic battery | battery | 4.8846 | 0 | 15.4966 | 20 | 1 | 0
8724 | Synthetic pumped | pumped | 5.7265 | 0 | 42.8461 | 48 | 1 | 0
8724 | Synthetic battery | battery | 0 | 0 | 20 | 20 | 1 | 0
8725 | Synthetic pumped | pumped | 0 | 0 | 48 | 48 | 1 | 0
8725 | Synthetic battery | battery | 0 | 0 | 20 | 20 | 1 | 0
8726 | Synthetic pumped | pumped | 0 | 0 | 48 | 48 | 1 | 0
8726 | Synthetic battery | battery | 0 | 0 | 20 | 20 | 1 | 0
8727 | Synthetic pumped | pumped | 0 | 0 | 48 | 48 | 1 | 0
8727 | Synthetic battery | battery | 0 | 0 | 20 | 20 | 1 | 0
8728 | Synthetic pumped | pumped | 0 | 0 | 48 | 48 | 1 | 0
8728 | Synthetic battery | battery | 0 | 0 | 20 | 20 | 1 | 0
8729 | Synthetic pumped | pumped | 0 | 0 | 48 | 48 | 1 | 0
8729 | Synthetic battery | battery | 0 | 0 | 20 | 20 | 1 | 0
8730 | Synthetic pumped | pumped | 0 | 12 | 48 | 34.6667 | 0.72222 | 3.5527e-15
8730 | Synthetic battery | battery | 0 | 2.6631 | 20 | 17.1114 | 0.85557 | 1.3323e-15
8731 | Synthetic pumped | pumped | 0 | 12 | 34.6667 | 21.3333 | 0.44444 | 0
8731 | Synthetic battery | battery | 0 | 8.406 | 17.1114 | 7.9939 | 0.3997 | 0
8732 | Synthetic pumped | pumped | 0 | 12 | 21.3333 | 8 | 0.16667 | 0
8732 | Synthetic battery | battery | 0 | 7.37 | 7.9939 | 0 | 0 | 0
8733 | Synthetic pumped | pumped | 0 | 7.2 | 8 | 0 | 0 | 0
8733 | Synthetic battery | battery | 0 | 0 | 0 | 0 | 0 | 0
8734 | Synthetic pumped | pumped | 0 | 0 | 0 | 0 | 0 | 0
8734 | Synthetic battery | battery | 0 | 0 | 0 | 0 | 0 | 0
8735 | Synthetic pumped | pumped | 0 | 0 | 0 | 0 | 0 | 0
8735 | Synthetic battery | battery | 0 | 0 | 0 | 0 | 0 | 0
8736 | Synthetic pumped | pumped | 0 | 0 | 0 | 0 | 0 | 0
8736 | Synthetic battery | battery | 0 | 0 | 0 | 0 | 0 | 0
8737 | Synthetic pumped | pumped | 0 | 0 | 0 | 0 | 0 | 0
8737 | Synthetic battery | battery | 0 | 0 | 0 | 0 | 0 | 0
8738 | Synthetic pumped | pumped | 0 | 0 | 0 | 0 | 0 | 0
8738 | Synthetic battery | battery | 0 | 0 | 0 | 0 | 0 | 0
8739 | Synthetic pumped | pumped | 0 | 0 | 0 | 0 | 0 | 0
8739 | Synthetic battery | battery | 0 | 0 | 0 | 0 | 0 | 0
8740 | Synthetic pumped | pumped | 0 | 0 | 0 | 0 | 0 | 0
8740 | Synthetic battery | battery | 0 | 0 | 0 | 0 | 0 | 0
8741 | Synthetic pumped | pumped | 0 | 0 | 0 | 0 | 0 | 0
8741 | Synthetic battery | battery | 0 | 0 | 0 | 0 | 0 | 0
8742 | Synthetic pumped | pumped | 0 | 0 | 0 | 0 | 0 | 0
8742 | Synthetic battery | battery | 0 | 0 | 0 | 0 | 0 | 0
8743 | Synthetic pumped | pumped | 0 | 0 | 0 | 0 | 0 | 0
8743 | Synthetic battery | battery | 0 | 0 | 0 | 0 | 0 | 0
8744 | Synthetic pumped | pumped | 0 | 0 | 0 | 0 | 0 | 0
8744 | Synthetic battery | battery | 0 | 0 | 0 | 0 | 0 | 0
8745 | Synthetic pumped | pumped | 7.0314 | 0 | 0 | 6.3283 | 0.13184 | 0
8745 | Synthetic battery | battery | 0 | 0 | 0 | 0 | 0 | 0
8746 | Synthetic pumped | pumped | 12 | 0 | 6.3283 | 17.1283 | 0.35684 | 0
8746 | Synthetic battery | battery | 4.4713 | 0 | 0 | 4.1223 | 0.20612 | 0
8747 | Synthetic pumped | pumped | 12 | 0 | 17.1283 | 27.9283 | 0.58184 | 0
8747 | Synthetic battery | battery | 1.3942 | 0 | 4.1223 | 5.4077 | 0.27039 | -2.2204e-16
8748 | Synthetic pumped | pumped | 12 | 0 | 27.9283 | 38.7283 | 0.80684 | 0
8748 | Synthetic battery | battery | 10 | 0 | 5.4077 | 14.6273 | 0.73136 | 0
8749 | Synthetic pumped | pumped | 10.3019 | 0 | 38.7283 | 48 | 1 | 0
8749 | Synthetic battery | battery | 5.8275 | 0 | 14.6273 | 20 | 1 | 0
8750 | Synthetic pumped | pumped | 0 | 0 | 48 | 48 | 1 | 0
8750 | Synthetic battery | battery | 0 | 0 | 20 | 20 | 1 | 0
8751 | Synthetic pumped | pumped | 0 | 0 | 48 | 48 | 1 | 0
8751 | Synthetic battery | battery | 0 | 0 | 20 | 20 | 1 | 0
8752 | Synthetic pumped | pumped | 0 | 0 | 48 | 48 | 1 | 0
8752 | Synthetic battery | battery | 0 | 0 | 20 | 20 | 1 | 0
8753 | Synthetic pumped | pumped | 0 | 0 | 48 | 48 | 1 | 0
8753 | Synthetic battery | battery | 0 | 0 | 20 | 20 | 1 | 0
8754 | Synthetic pumped | pumped | 0 | 0 | 48 | 48 | 1 | 0
8754 | Synthetic battery | battery | 0 | 0 | 20 | 20 | 1 | 0
8755 | Synthetic pumped | pumped | 0 | 3.2649 | 48 | 44.3724 | 0.92442 | 8.8818e-16
8755 | Synthetic battery | battery | 0 | 0 | 20 | 20 | 1 | 0
8756 | Synthetic pumped | pumped | 0 | 6.2847 | 44.3724 | 37.3894 | 0.77894 | -8.8818e-16
8756 | Synthetic battery | battery | 0 | 0 | 20 | 20 | 1 | 0
8757 | Synthetic pumped | pumped | 0 | 4.2582 | 37.3894 | 32.6581 | 0.68038 | -2.6645e-15
8757 | Synthetic battery | battery | 0 | 0 | 20 | 20 | 1 | 0
8758 | Synthetic pumped | pumped | 0 | 3.0291 | 32.6581 | 29.2924 | 0.61026 | -8.8818e-16
8758 | Synthetic battery | battery | 0 | 0 | 20 | 20 | 1 | 0
8759 | Synthetic pumped | pumped | 0 | 0 | 29.2924 | 29.2924 | 0.61026 | 0
8759 | Synthetic battery | battery | 0 | 0 | 20 | 20 | 1 | 0

## 逐日统计
序号 | 开始小时 | 结束小时 | 最大总需求MW | 本地负荷MWh | 外送MWh | 总需求MWh | 煤电MWh | 燃气MWh | 常规水电MWh | 生物质MWh | 风电MWh | 光伏MWh | 抽蓄充电MWh | 抽蓄放电MWh | 电池充电MWh | 电池放电MWh | 弃风MWh | 弃光MWh | 缺供MWh | 备用不足MW·h
1 | 0 | 23 | 102.1748 | 2022.3913 | 0 | 2022.3913 | 1082.3218 | 48.2251 | 139.6914 | 163.0395 | 344.9805 | 257.5203 | 53.3333 | 43.2 | 21.693 | 18.4391 | 0 | 57.146 | 0 | 0
2 | 24 | 47 | 97.1825 | 1939.6469 | 0 | 1939.6469 | 1058.8954 | 48 | 137.7045 | 156.6543 | 315.5847 | 236.1951 | 53.3333 | 43.2 | 21.693 | 18.4391 | 0 | 121.964 | 0 | 0
3 | 48 | 71 | 98.9705 | 2025.9673 | 0 | 2025.9673 | 1120.5955 | 55.2317 | 159.048 | 171.2077 | 226.0874 | 307.1843 | 53.3333 | 43.2 | 21.693 | 18.4391 | 0 | 71.2522 | 0 | 0
4 | 72 | 95 | 98.8415 | 2032.493 | 0 | 2032.493 | 1114.0677 | 54.3758 | 154.628 | 167.2351 | 260.2817 | 295.2919 | 53.3333 | 43.2 | 21.693 | 18.4391 | 0 | 49.0239 | 0 | 0
5 | 96 | 119 | 100.8664 | 1995.2744 | 0 | 1995.2744 | 1078.1439 | 48 | 128.795 | 159.4962 | 337.9645 | 256.262 | 53.3333 | 43.2 | 21.693 | 18.4391 | 0 | 81.2984 | 0 | 0
6 | 120 | 143 | 93.256 | 1877.3307 | 0 | 1877.3307 | 1039.7053 | 48 | 104.0171 | 141.6086 | 349.5517 | 207.8353 | 53.3333 | 43.2 | 21.693 | 18.4391 | 0 | 124.0342 | 0 | 0
7 | 144 | 167 | 96.2643 | 1887.6204 | 0 | 1887.6204 | 1061.3709 | 48 | 121.2144 | 149.21 | 285.4314 | 235.7811 | 53.3333 | 43.2 | 21.693 | 18.4391 | 0 | 151.1987 | 0 | 0
8 | 168 | 191 | 98.9113 | 1987.1208 | 0 | 1987.1208 | 1072.6504 | 48 | 146.2259 | 162.8927 | 289.0536 | 281.6856 | 53.3333 | 43.2 | 21.693 | 18.4391 | 0 | 138.3519 | 0 | 0
9 | 192 | 215 | 102.6765 | 2045.0095 | 0 | 2045.0095 | 1120.0708 | 57.3821 | 158.8272 | 170.0119 | 240.4278 | 311.677 | 53.3333 | 43.2 | 21.693 | 18.4391 | 0 | 54.9529 | 0 | 0
10 | 216 | 239 | 100.2486 | 2053.2967 | 0 | 2053.2967 | 1104.4628 | 52.8673 | 149.7067 | 164.5206 | 307.8343 | 287.2922 | 53.3333 | 43.2 | 21.693 | 18.4391 | 0 | 75.9946 | 0 | 0
11 | 240 | 263 | 96.8066 | 1975.8308 | 0 | 1975.8308 | 1058.2295 | 48 | 124.6863 | 157.1771 | 365.2938 | 235.8315 | 53.3333 | 43.2 | 21.693 | 18.4391 | 0 | 72.6605 | 0 | 0
12 | 264 | 287 | 96.6034 | 1949.1567 | 0 | 1949.1567 | 1051.7007 | 48 | 123.7035 | 152.2767 | 347.2901 | 239.573 | 53.3333 | 43.2 | 21.693 | 18.4391 | 0 | 145.1633 | 0 | 0
13 | 288 | 311 | 95.3682 | 1917.2253 | 0 | 1917.2253 | 1078.3198 | 49.753 | 135.7097 | 159.712 | 241.8852 | 265.2328 | 53.3333 | 43.2 | 21.693 | 18.4391 | 0 | 135.8735 | 0 | 0
14 | 312 | 335 | 94.5092 | 1886.699 | 0 | 1886.699 | 1095.4006 | 51.4294 | 141.2153 | 162 | 169.1181 | 280.9228 | 53.3333 | 43.2 | 21.693 | 18.4391 | 0 | 87.9244 | 0 | 0
15 | 336 | 359 | 94.8494 | 1910.5262 | 0 | 1910.5262 | 1066.1221 | 48 | 147.1339 | 157.8284 | 245.1021 | 259.7271 | 53.3333 | 43.2 | 21.693 | 18.4391 | 0 | 125.0345 | 0 | 0
16 | 360 | 383 | 101.2299 | 2047.3963 | 0 | 2047.3963 | 1135.5681 | 55.1615 | 173.6705 | 183.683 | 181.4183 | 331.2822 | 53.3333 | 43.2 | 21.693 | 18.4391 | 0 | 44.2245 | 0 | 0
17 | 384 | 407 | 98.7132 | 2022.386 | 0 | 2022.386 | 1143.5796 | 55.5124 | 175.6857 | 183.0128 | 173.6423 | 303.0828 | 53.3333 | 43.2 | 13.3088 | 11.3125 | 0 | 0 | 0 | 0
18 | 408 | 431 | 101.921 | 2071.1173 | 0 | 2071.1173 | 1158.604 | 63.9067 | 176.5036 | 174.108 | 210.3409 | 299.3869 | 53.3333 | 43.2 | 10.6629 | 9.0635 | 0 | 0 | 0 | 0
19 | 432 | 455 | 98.4203 | 1981.5536 | 0 | 1981.5536 | 1094.918 | 49.3655 | 140.044 | 162 | 253.2951 | 295.3183 | 53.3333 | 43.2 | 21.693 | 18.4391 | 0 | 112.5747 | 0 | 0
20 | 456 | 479 | 97.4954 | 1945.7284 | 0 | 1945.7284 | 1073.5273 | 48 | 132.0311 | 160.3466 | 286.3819 | 258.8287 | 53.3333 | 43.2 | 21.693 | 18.4391 | 0 | 106.3233 | 0 | 0
21 | 480 | 503 | 97.0568 | 1947.9154 | 0 | 1947.9154 | 1051.9143 | 48 | 114.5649 | 154.6459 | 360.7388 | 231.4389 | 53.3333 | 43.2 | 21.693 | 18.4391 | 0 | 137.1005 | 0 | 0
22 | 504 | 527 | 98.2394 | 1953.8336 | 0 | 1953.8336 | 1036.2178 | 48 | 97.8711 | 128.4842 | 470.2272 | 186.4206 | 53.3333 | 43.2 | 21.693 | 18.4391 | 0 | 198.104 | 0 | 0
23 | 528 | 551 | 98.9606 | 1964.5083 | 0 | 1964.5083 | 1042.4107 | 48 | 104.6075 | 139.459 | 433.408 | 210.0104 | 53.3333 | 43.2 | 21.693 | 18.4391 | 0 | 197.993 | 0 | 0
24 | 552 | 575 | 97.2966 | 1983.9595 | 0 | 1983.9595 | 1053.1239 | 48 | 108.9276 | 134.718 | 446.1794 | 206.3979 | 53.3333 | 43.2 | 21.693 | 18.4391 | 0 | 139.3597 | 0 | 0
25 | 576 | 599 | 97.8424 | 1948.8329 | 0 | 1948.8329 | 1041.6083 | 48 | 101.8698 | 129.606 | 451.4848 | 189.6513 | 53.3333 | 43.2 | 21.693 | 18.4391 | 0 | 164.3073 | 0 | 0
26 | 600 | 623 | 96.0957 | 1920.4866 | 0 | 1920.4866 | 1039.1284 | 48 | 108.6231 | 132.6551 | 403.7497 | 201.7176 | 53.3333 | 43.2 | 21.693 | 18.4391 | 0 | 110.1621 | 0 | 0
27 | 624 | 647 | 96.7842 | 1914.302 | 0 | 1914.302 | 1059.4372 | 48 | 116.9781 | 153.7839 | 310.1919 | 239.2982 | 53.3333 | 43.2 | 21.693 | 18.4391 | 0 | 121.5494 | 0 | 0
28 | 648 | 671 | 93.4446 | 1864.7496 | 0 | 1864.7496 | 1035.5063 | 48 | 102.0445 | 128.4465 | 378.7174 | 185.4222 | 53.3333 | 43.2 | 21.693 | 18.4391 | 0 | 154.3782 | 0 | 0
29 | 672 | 695 | 97.9291 | 1933.4281 | 0 | 1933.4281 | 1039.1137 | 48 | 102.1496 | 123.3201 | 444.1711 | 190.0609 | 53.3333 | 43.2 | 21.693 | 18.4391 | 0 | 170.7329 | 0 | 0
30 | 696 | 719 | 100.6652 | 2054.9235 | 0 | 2054.9235 | 1060.3869 | 48 | 117.8349 | 154.6303 | 451.4499 | 236.0089 | 53.3333 | 43.2 | 21.693 | 18.4391 | 0 | 103.0338 | 0 | 0
31 | 720 | 743 | 95.4972 | 1928.0911 | 0 | 1928.0911 | 1032.1724 | 48 | 94.6157 | 121.5171 | 464.5064 | 180.6668 | 53.3333 | 43.2 | 21.693 | 18.4391 | 0 | 207.2933 | 0 | 0
32 | 744 | 767 | 95.7502 | 1958.3955 | 0 | 1958.3955 | 1044.4282 | 48 | 120.7296 | 152.4483 | 391.3401 | 214.8367 | 53.3333 | 43.2 | 21.693 | 18.4391 | 0 | 138.7149 | 0 | 0
33 | 768 | 791 | 104.3469 | 2068.928 | 0 | 2068.928 | 1106.7182 | 51.248 | 146.2124 | 167.2097 | 330.3918 | 280.5351 | 53.3333 | 43.2 | 21.693 | 18.4391 | 0 | 90.8742 | 0 | 0
34 | 792 | 815 | 100.3395 | 2016.892 | 0 | 2016.892 | 1093.2232 | 51.2077 | 136.6814 | 167.5041 | 312.4639 | 269.1989 | 53.3333 | 43.2 | 21.693 | 18.4391 | 0 | 64.8713 | 0 | 0
35 | 816 | 839 | 98.4451 | 2020.1627 | 0 | 2020.1627 | 1072.6372 | 50.3788 | 127.6625 | 162 | 364.8445 | 256.027 | 53.3333 | 43.2 | 21.693 | 18.4391 | 0 | 143.5094 | 0 | 0
36 | 840 | 863 | 96.761 | 1943.3616 | 0 | 1943.3616 | 1065.8301 | 48 | 137.2785 | 153.0845 | 303.3881 | 249.1676 | 53.3333 | 43.2 | 21.693 | 18.4391 | 0 | 135.9194 | 0 | 0
37 | 864 | 887 | 101.3942 | 2081.7187 | 0 | 2081.7187 | 1125.3177 | 58.8808 | 154.3178 | 173.1696 | 281.0949 | 302.3252 | 53.3333 | 43.2 | 21.693 | 18.4391 | 0 | 31.4211 | 0 | 0
38 | 888 | 911 | 95.7335 | 1937.4238 | 0 | 1937.4238 | 1086.0886 | 48.4159 | 140.9534 | 162.8021 | 237.5008 | 275.0504 | 53.3333 | 43.2 | 21.693 | 18.4391 | 0 | 124.5332 | 0 | 0
39 | 912 | 935 | 103.7062 | 2056.5788 | 0 | 2056.5788 | 1113.9366 | 55.7862 | 152.8519 | 168.1557 | 268.2156 | 311.0201 | 53.3333 | 43.2 | 21.693 | 18.4391 | 0 | 57.5976 | 0 | 0
40 | 936 | 959 | 103.6694 | 2093.3059 | 0 | 2093.3059 | 1122.4367 | 61.502 | 149.2073 | 169.5948 | 293.8674 | 310.0851 | 53.3333 | 43.2 | 21.693 | 18.4391 | 0 | 78.6377 | 0 | 0
41 | 960 | 983 | 97.1099 | 1988.0025 | 0 | 1988.0025 | 1083.4661 | 48.1016 | 133.2966 | 161.5671 | 300.397 | 274.5614 | 53.3333 | 43.2 | 21.693 | 18.4391 | 0 | 128.009 | 0 | 0
42 | 984 | 1007 | 101.2115 | 2005.776 | 0 | 2005.776 | 1081.5609 | 48 | 141.3784 | 163.6921 | 316.7439 | 267.7879 | 53.3333 | 43.2 | 21.693 | 18.4391 | 0 | 129.783 | 0 | 0
43 | 1008 | 1031 | 97.1039 | 1988.8681 | 0 | 1988.8681 | 1110.663 | 58.9878 | 150.1205 | 169.9163 | 221.5299 | 291.0378 | 53.3333 | 43.2 | 21.693 | 18.4391 | 0 | 58.4086 | 0 | 0
44 | 1032 | 1055 | 98.5765 | 2008.4708 | 0 | 2008.4708 | 1100.2913 | 50.4899 | 147.8951 | 166.726 | 269.3708 | 287.085 | 53.3333 | 43.2 | 21.693 | 18.4391 | 0 | 65.3977 | 0 | 0
45 | 1056 | 1079 | 100.5725 | 2059.1883 | 0 | 2059.1883 | 1103.95 | 54.6099 | 152.1785 | 166.7477 | 304.3969 | 290.6925 | 53.3333 | 43.2 | 21.693 | 18.4391 | 0 | 40.7998 | 0 | 0
46 | 1080 | 1103 | 98.4063 | 1962.0233 | 0 | 1962.0233 | 1079.674 | 49.8424 | 131.5566 | 159.7998 | 297.2959 | 257.2418 | 53.3333 | 43.2 | 21.693 | 18.4391 | 0 | 57.8312 | 0 | 0
47 | 1104 | 1127 | 97.4652 | 1977.1221 | 0 | 1977.1221 | 1060.6841 | 48.3118 | 125.1334 | 152.4286 | 371.2478 | 232.7037 | 53.3333 | 43.2 | 21.693 | 18.4391 | 0 | 83.8714 | 0 | 0
48 | 1128 | 1151 | 100.6012 | 2042.5478 | 0 | 2042.5478 | 1093.3709 | 52.2032 | 138.9467 | 164.195 | 330.3165 | 276.9027 | 53.3333 | 43.2 | 21.693 | 18.4391 | 0 | 112.5691 | 0 | 0
49 | 1152 | 1175 | 98.8201 | 1973.1342 | 0 | 1973.1342 | 1097.9039 | 48.1771 | 139.7525 | 166.5231 | 259.1113 | 275.0536 | 53.3333 | 43.2 | 21.693 | 18.4391 | 0 | 101.7551 | 0 | 0
50 | 1176 | 1199 | 96.1775 | 1949.5808 | 0 | 1949.5808 | 1097.2418 | 52.4355 | 142.4532 | 163.6516 | 224.6456 | 282.5404 | 53.3333 | 43.2 | 21.693 | 18.4391 | 0 | 87.8571 | 0 | 0
51 | 1200 | 1223 | 105.1672 | 2120.9689 | 0 | 2120.9689 | 1092.8418 | 52.1935 | 138.2531 | 161.9492 | 408.7224 | 280.3962 | 53.3333 | 43.2 | 21.693 | 18.4391 | 0 | 65.8671 | 0 | 0
52 | 1224 | 1247 | 99.2071 | 1999.948 | 0 | 1999.948 | 1066.2769 | 48 | 127.46 | 156.3629 | 368.2211 | 247.0144 | 53.3333 | 43.2 | 21.693 | 18.4391 | 0 | 122.2407 | 0 | 0
53 | 1248 | 1271 | 98.7533 | 1962.5396 | 0 | 1962.5396 | 1091.7648 | 48 | 134.0383 | 163.9611 | 274.0658 | 264.0968 | 53.3333 | 43.2 | 21.693 | 18.4391 | 0 | 106.0029 | 0 | 0
54 | 1272 | 1295 | 100.2737 | 2052.6406 | 0 | 2052.6406 | 1082.5998 | 49.3449 | 139.0473 | 161.9928 | 359.7052 | 273.3379 | 53.3333 | 43.2 | 21.693 | 18.4391 | 0 | 134.652 | 0 | 0
55 | 1296 | 1319 | 101.0634 | 2037.4269 | 0 | 2037.4269 | 1085.3146 | 48.8351 | 138.8407 | 163.0291 | 348.8045 | 265.9902 | 53.3333 | 43.2 | 21.693 | 18.4391 | 0 | 72.1357 | 0 | 0
56 | 1320 | 1343 | 99.0235 | 1992.2999 | 0 | 1992.2999 | 1082.4341 | 50.8548 | 140.7338 | 163.1182 | 310.3304 | 258.2158 | 53.3333 | 43.2 | 21.693 | 18.4391 | 0 | 52.9552 | 0 | 0
57 | 1344 | 1367 | 96.0969 | 1978.8224 | 0 | 1978.8224 | 1083.4665 | 50.6526 | 131.197 | 163.8113 | 307.2629 | 255.8194 | 53.3333 | 43.2 | 21.693 | 18.4391 | 0 | 54.9326 | 0 | 0
58 | 1368 | 1391 | 98.8343 | 2026.786 | 0 | 2026.786 | 1089.6079 | 49.1341 | 142.487 | 162.7874 | 324.8135 | 271.3433 | 53.3333 | 43.2 | 21.693 | 18.4391 | 0 | 137.6365 | 0 | 0
59 | 1392 | 1415 | 99.0856 | 2017.7635 | 0 | 2017.7635 | 1105.2844 | 51.0617 | 151.339 | 171.9787 | 273.2313 | 278.2556 | 53.3333 | 43.2 | 21.693 | 18.4391 | 0 | 34.3762 | 0 | 0
60 | 1416 | 1439 | 97.8207 | 1996.0485 | 0 | 1996.0485 | 1098.7891 | 48.9632 | 138.7802 | 164.9764 | 275.1324 | 282.7944 | 53.3333 | 43.2 | 21.693 | 18.4391 | 0 | 97.6982 | 0 | 0
61 | 1440 | 1463 | 102.2516 | 2069.0351 | 0 | 2069.0351 | 1113.5287 | 56.902 | 139.0074 | 170.9506 | 296.2755 | 305.7581 | 53.3333 | 43.2 | 21.693 | 18.4391 | 0 | 75.9155 | 0 | 0
62 | 1464 | 1487 | 101.2489 | 2063.4355 | 0 | 2063.4355 | 1091.7418 | 53.1 | 134.3442 | 162.6694 | 365.3673 | 269.6 | 53.3333 | 43.2 | 21.693 | 18.4391 | 0 | 113.923 | 0 | 0
63 | 1488 | 1511 | 96.3398 | 1915.8928 | 0 | 1915.8928 | 1068.2874 | 48 | 120.1688 | 161.1842 | 280.8727 | 250.7669 | 53.3333 | 43.2 | 21.693 | 18.4391 | 0 | 62.4798 | 0 | 0
64 | 1512 | 1535 | 97.2137 | 1967.8437 | 0 | 1967.8437 | 1070.3986 | 48.4002 | 132.8272 | 157.0216 | 312.1001 | 260.4834 | 53.3333 | 43.2 | 21.693 | 18.4391 | 0 | 149.3045 | 0 | 0
65 | 1536 | 1559 | 103.8409 | 2109.229 | 0 | 2109.229 | 1123.6401 | 60.7136 | 155.632 | 174.4903 | 310.2421 | 297.8982 | 53.3333 | 43.2 | 21.693 | 18.4391 | 0 | 17.0069 | 0 | 0
66 | 1560 | 1583 | 98.8388 | 2009.7792 | 0 | 2009.7792 | 1086.271 | 48.1113 | 135.5152 | 166.7951 | 319.441 | 267.033 | 53.3333 | 43.2 | 21.693 | 18.4391 | 0 | 60.5737 | 0 | 0
67 | 1584 | 1607 | 99.4309 | 2034.2889 | 0 | 2034.2889 | 1097.3428 | 52.3815 | 139.5545 | 166.614 | 314.262 | 277.5213 | 53.3333 | 43.2 | 21.693 | 18.4391 | 0 | 97.2144 | 0 | 0
68 | 1608 | 1631 | 98.3263 | 2022.1421 | 0 | 2022.1421 | 1103.2237 | 52.3117 | 142.7434 | 169.7697 | 275.1742 | 292.3067 | 53.3333 | 43.2 | 21.693 | 18.4391 | 0 | 49.761 | 0 | 0
69 | 1632 | 1655 | 102.6083 | 2090.1627 | 0 | 2090.1627 | 1131.3035 | 63.4777 | 149.4317 | 171.1811 | 284.8172 | 303.3388 | 53.3333 | 43.2 | 21.693 | 18.4391 | 0 | 41.6759 | 0 | 0
70 | 1656 | 1679 | 97.9684 | 1981.6399 | 0 | 1981.6399 | 1058.2421 | 48 | 127.6622 | 157.5097 | 367.327 | 236.2861 | 53.3333 | 43.2 | 21.693 | 18.4391 | 0 | 83.0827 | 0 | 0
71 | 1680 | 1703 | 100.9269 | 2033.8375 | 0 | 2033.8375 | 1118.2819 | 57.2403 | 140.7613 | 168.0891 | 261.4103 | 301.4419 | 53.3333 | 43.2 | 21.693 | 18.4391 | 0 | 76.5065 | 0 | 0
72 | 1704 | 1727 | 97.7412 | 2013.0744 | 0 | 2013.0744 | 1090.5699 | 48 | 139.4206 | 169.3598 | 306.6417 | 272.4696 | 53.3333 | 43.2 | 21.693 | 18.4391 | 0 | 91.8025 | 0 | 0
73 | 1728 | 1751 | 102.9714 | 2117.4817 | 0 | 2117.4817 | 1130.1785 | 60.6335 | 149.0765 | 176.6655 | 299.9975 | 314.3174 | 53.3333 | 43.2 | 21.693 | 18.4391 | 0 | 55.586 | 0 | 0
74 | 1752 | 1775 | 102.4697 | 2106.1989 | 0 | 2106.1989 | 1099.3059 | 52.8998 | 135.8775 | 167.3341 | 393.5466 | 270.6223 | 53.3333 | 43.2 | 21.693 | 18.4391 | 0 | 59.4604 | 0 | 0
75 | 1776 | 1799 | 102.8931 | 2053.0068 | 0 | 2053.0068 | 1084.3877 | 48 | 135.9954 | 165.9333 | 363.798 | 268.2796 | 53.3333 | 43.2 | 21.693 | 18.4391 | 0 | 88.6534 | 0 | 0
76 | 1800 | 1823 | 102.1835 | 2061.886 | 0 | 2061.886 | 1124.6535 | 56.8972 | 147.311 | 178.9812 | 256.2634 | 311.167 | 53.3333 | 43.2 | 21.693 | 18.4391 | 0 | 73.8506 | 0 | 0
77 | 1824 | 1847 | 99.8939 | 2012.6125 | 0 | 2012.6125 | 1141.0809 | 60.3686 | 161.376 | 184.44 | 178.3083 | 300.426 | 53.3333 | 43.2 | 21.693 | 18.4391 | 0 | 6.8403 | 0 | 0
78 | 1848 | 1871 | 101.5311 | 2100.3371 | 0 | 2100.3371 | 1169.2923 | 76.235 | 172.5232 | 185.2854 | 168.0104 | 342.3781 | 53.3333 | 43.2 | 21.693 | 18.4391 | 0 | 11.775 | 0 | 0
79 | 1872 | 1895 | 100.7579 | 2058.8675 | 0 | 2058.8675 | 1108.1589 | 55.6895 | 146.693 | 167.1073 | 319.3886 | 275.2176 | 53.3333 | 43.2 | 21.693 | 18.4391 | 0 | 23.511 | 0 | 0
80 | 1896 | 1919 | 98.9507 | 2045.7629 | 0 | 2045.7629 | 1129.8683 | 52.4705 | 153.2216 | 177.9507 | 244.6496 | 300.9895 | 53.3333 | 43.2 | 21.693 | 18.4391 | 0 | 93.6075 | 0 | 0
81 | 1920 | 1943 | 104.4091 | 2152.4783 | 0 | 2152.4783 | 1132.6336 | 60.8734 | 150.7917 | 174 | 348.3358 | 299.231 | 53.3333 | 43.2 | 21.693 | 18.4391 | 0 | 11.3446 | 0 | 0
82 | 1944 | 1967 | 101.1106 | 2052.198 | 0 | 2052.198 | 1102.1573 | 48.8282 | 130.2522 | 162 | 348.4938 | 273.8538 | 53.3333 | 43.2 | 21.693 | 18.4391 | 0 | 134.6572 | 0 | 0
83 | 1968 | 1991 | 97.4576 | 1957.7911 | 0 | 1957.7911 | 1063.4959 | 48 | 129.03 | 157.1836 | 320.4632 | 253.0057 | 53.3333 | 43.2 | 21.693 | 18.4391 | 0 | 123.9588 | 0 | 0
84 | 1992 | 2015 | 99.0792 | 2048.5515 | 0 | 2048.5515 | 1104.1148 | 49.6537 | 142.6136 | 170.8222 | 305.9795 | 288.7551 | 53.3333 | 43.2 | 21.693 | 18.4391 | 0 | 48.1972 | 0 | 0
85 | 2016 | 2039 | 103.0564 | 2126.1107 | 0 | 2126.1107 | 1143.5325 | 67.5732 | 152.0705 | 173.3036 | 262.1222 | 340.8961 | 53.3333 | 43.2 | 21.693 | 18.4391 | 0 | 70.1945 | 0 | 0
86 | 2040 | 2063 | 105.733 | 2106.9633 | 0 | 2106.9633 | 1120.8456 | 57.7631 | 145.9095 | 172.5797 | 316.5418 | 306.7109 | 53.3333 | 43.2 | 21.693 | 18.4391 | 0 | 105.6035 | 0 | 0
87 | 2064 | 2087 | 104.9753 | 2138.5773 | 0 | 2138.5773 | 1130.6441 | 56.0301 | 146.9444 | 167.6998 | 341.3885 | 309.2576 | 53.3333 | 43.2 | 21.693 | 18.4391 | 0 | 97.994 | 0 | 0
88 | 2088 | 2111 | 107.3354 | 2145.0923 | 0 | 2145.0923 | 1125.6842 | 60.6211 | 149.5772 | 171.6429 | 349.2294 | 301.7247 | 53.3333 | 43.2 | 21.693 | 18.4391 | 0 | 46.6257 | 0 | 0
89 | 2112 | 2135 | 107.3617 | 2153.0927 | 0 | 2153.0927 | 1139.3659 | 70.3339 | 151.2099 | 171.8407 | 305.7597 | 327.9699 | 53.3333 | 43.2 | 21.693 | 18.4391 | 0 | 70.025 | 0 | 0
90 | 2136 | 2159 | 100.168 | 1996.6481 | 0 | 1996.6481 | 1072.0774 | 48 | 131.7256 | 163.8208 | 335.0199 | 259.3917 | 53.3333 | 43.2 | 21.693 | 18.4391 | 0 | 90.8288 | 0 | 0
91 | 2160 | 2183 | 104.7401 | 2117.315 | 0 | 2117.315 | 1126.8807 | 56.1851 | 139.3809 | 175.1904 | 330.5131 | 302.5521 | 53.3333 | 43.2 | 21.693 | 18.4391 | 0 | 113.7553 | 0 | 0
92 | 2184 | 2207 | 109.9467 | 2212.9685 | 0 | 2212.9685 | 1146.4191 | 74.5255 | 146.7617 | 184.1109 | 343.5582 | 330.9803 | 53.3333 | 43.2 | 21.693 | 18.4391 | 0 | 51.2159 | 0 | 0
93 | 2208 | 2231 | 107.2146 | 2183.081 | 0 | 2183.081 | 1141.1039 | 67.8516 | 148.1947 | 176.4223 | 355.179 | 307.7169 | 53.3333 | 43.2 | 21.693 | 18.4391 | 0 | 26.1072 | 0 | 0
94 | 2232 | 2255 | 101.9656 | 2091.0648 | 0 | 2091.0648 | 1109.8561 | 50.64 | 133.543 | 169.3951 | 341.1282 | 299.8897 | 53.3333 | 43.2 | 21.693 | 18.4391 | 0 | 98.8315 | 0 | 0
95 | 2256 | 2279 | 107.5583 | 2186.4949 | 0 | 2186.4949 | 1140.0617 | 56.2349 | 140.2084 | 181.0825 | 356.7222 | 325.5727 | 53.3333 | 43.2 | 21.693 | 18.4391 | 0 | 70.4788 | 0 | 0
96 | 2280 | 2303 | 106.9444 | 2187.6361 | 0 | 2187.6361 | 1148.0469 | 67.6321 | 146.8409 | 175.2861 | 346.5434 | 316.6739 | 53.3333 | 43.2 | 21.693 | 18.4391 | 0 | 18.5262 | 0 | 0
97 | 2304 | 2327 | 99.9913 | 2013.0439 | 0 | 2013.0439 | 1064.651 | 48 | 122.3066 | 163.1123 | 379.2849 | 249.0764 | 53.3333 | 43.2 | 21.693 | 18.4391 | 0 | 147.985 | 0 | 0
98 | 2328 | 2351 | 102.8236 | 2128.6945 | 0 | 2128.6945 | 1151.9522 | 64.8758 | 143.622 | 184.8719 | 252.38 | 344.3799 | 53.3333 | 43.2 | 21.693 | 18.4391 | 0 | 65.9192 | 0 | 0
99 | 2352 | 2375 | 107.185 | 2156.1261 | 0 | 2156.1261 | 1149.7984 | 69.3254 | 153.6427 | 182.027 | 286.3566 | 328.3633 | 53.3333 | 43.2 | 21.693 | 18.4391 | 0 | 1.907 | 0 | 0
100 | 2376 | 2399 | 103.8572 | 2114.4841 | 0 | 2114.4841 | 1113.1743 | 51.6367 | 144.514 | 181.7568 | 348.117 | 288.6726 | 53.3333 | 43.2 | 21.693 | 18.4391 | 0 | 15.076 | 0 | 0
101 | 2400 | 2423 | 105.8261 | 2168.4071 | 0 | 2168.4071 | 1142.3083 | 65.2627 | 155.3563 | 182.4002 | 329.0035 | 307.1558 | 53.3333 | 43.2 | 19.6427 | 16.6963 | 0 | 0 | 0 | 0
102 | 2424 | 2447 | 110.8994 | 2230.5417 | 0 | 2230.5417 | 1149.2223 | 74.4946 | 145.5068 | 175.0894 | 366.1467 | 333.4692 | 53.3333 | 43.2 | 21.693 | 18.4391 | 0 | 72.6457 | 0 | 0
103 | 2448 | 2471 | 106.3296 | 2151.8866 | 0 | 2151.8866 | 1126.2744 | 59.0223 | 138.7399 | 172.7656 | 371.294 | 297.1778 | 53.3333 | 43.2 | 21.693 | 18.4391 | 0 | 53.7674 | 0 | 0
104 | 2472 | 2495 | 102.2608 | 2063.0605 | 0 | 2063.0605 | 1103.019 | 50.0799 | 133.0782 | 168.6741 | 347.7298 | 273.8668 | 53.3333 | 43.2 | 21.693 | 18.4391 | 0 | 53.9051 | 0 | 0
105 | 2496 | 2519 | 102.0205 | 2086.7115 | 0 | 2086.7115 | 1086.4037 | 49.8035 | 131.4172 | 163.884 | 405.5993 | 262.9911 | 53.3333 | 43.2 | 21.693 | 18.4391 | 0 | 39.117 | 0 | 0
106 | 2520 | 2543 | 106.6314 | 2146.5033 | 0 | 2146.5033 | 1131.9529 | 55.3453 | 142.8126 | 181.0257 | 345.474 | 303.2802 | 53.3333 | 43.2 | 21.693 | 18.4391 | 0 | 61.1499 | 0 | 0
107 | 2544 | 2567 | 104.8444 | 2121.7614 | 0 | 2121.7614 | 1148.884 | 59.9455 | 148.7945 | 186 | 285.7303 | 305.7944 | 53.3333 | 43.2 | 21.693 | 18.4391 | 0 | 7.254 | 0 | 0
108 | 2568 | 2591 | 110.0465 | 2247.1947 | 0 | 2247.1947 | 1192.558 | 113.2758 | 174.5344 | 196.1551 | 254.3806 | 325.5547 | 48.758 | 39.494 | 0 | 0 | 0 | 0 | 0 | 0
109 | 2592 | 2615 | 103.1704 | 2130.9726 | 0 | 2130.9726 | 1150.8532 | 71.0332 | 144.4901 | 181.7623 | 265.581 | 330.64 | 53.3333 | 43.2 | 21.693 | 18.4391 | 0 | 52.6897 | 0 | 0
110 | 2616 | 2639 | 106.424 | 2150.9362 | 0 | 2150.9362 | 1134.7957 | 63.8296 | 140.7044 | 178.7999 | 322.4836 | 323.7102 | 53.3333 | 43.2 | 21.693 | 18.4391 | 0 | 80.8109 | 0 | 0
111 | 2640 | 2663 | 100.3847 | 2050.5061 | 0 | 2050.5061 | 1130.522 | 63.4124 | 141.0344 | 177.2555 | 240.683 | 310.9861 | 53.3333 | 43.2 | 21.693 | 18.4391 | 0 | 13.7403 | 0 | 0
112 | 2664 | 2687 | 100.6201 | 2067.8935 | 0 | 2067.8935 | 1105.6203 | 51.0147 | 139.9536 | 179.9212 | 322.606 | 282.1649 | 53.3333 | 43.2 | 21.693 | 18.4391 | 0 | 29.8451 | 0 | 0
113 | 2688 | 2711 | 107.2537 | 2192.0688 | 0 | 2192.0688 | 1178.5277 | 84.958 | 158.2113 | 186 | 238.1215 | 359.6375 | 53.3333 | 43.2 | 21.693 | 18.4391 | 0 | 23.5247 | 0 | 0
114 | 2712 | 2735 | 110.1114 | 2235.1361 | 0 | 2235.1361 | 1197.1468 | 140.7259 | 173.845 | 197.4005 | 211.9377 | 321.6451 | 36.8968 | 29.8864 | 3.697 | 3.1424 | 0 | 0 | 0 | 0
115 | 2736 | 2759 | 104.5335 | 2133.5315 | 0 | 2133.5315 | 1136.5107 | 62.7225 | 152.7602 | 185.2578 | 303.0008 | 306.6667 | 53.3333 | 43.2 | 21.693 | 18.4391 | 0 | 3.6655 | 0 | 0
116 | 2760 | 2783 | 107.3013 | 2224.3845 | 0 | 2224.3845 | 1150.7608 | 80.7335 | 158.0052 | 188.7558 | 334.3081 | 325.2084 | 53.3333 | 43.2 | 21.693 | 18.4391 | 0 | 10.6681 | 0 | 0
117 | 2784 | 2807 | 104.9397 | 2174.3523 | 0 | 2174.3523 | 1134.141 | 60.1906 | 148.4143 | 180.0136 | 365.2959 | 299.6842 | 53.3333 | 43.2 | 21.693 | 18.4391 | 0 | 22.4681 | 0 | 0
118 | 2808 | 2831 | 106.4371 | 2213.0244 | 0 | 2213.0244 | 1150.4801 | 65.9436 | 144.2978 | 181.993 | 351.3637 | 332.3336 | 53.3333 | 43.2 | 21.693 | 18.4391 | 0 | 44.7002 | 0 | 0
119 | 2832 | 2855 | 106.6713 | 2186.8758 | 0 | 2186.8758 | 1128.5838 | 62.0513 | 140.7328 | 179.4277 | 379.1872 | 310.2803 | 53.3333 | 43.2 | 21.693 | 18.4391 | 0 | 54.7757 | 0 | 0
120 | 2856 | 2879 | 108.0177 | 2152.8861 | 0 | 2152.8861 | 1151.7318 | 74.1697 | 145.945 | 184.559 | 273.2287 | 336.6391 | 53.3333 | 43.2 | 21.693 | 18.4391 | 0 | 65.8907 | 0 | 0
121 | 2880 | 2903 | 103.6447 | 2152.9156 | 0 | 2152.9156 | 1161.0608 | 82.1234 | 149.7681 | 185.5807 | 251.7895 | 335.9804 | 53.3333 | 43.2 | 21.693 | 18.4391 | 0 | 23.4598 | 0 | 0
122 | 2904 | 2927 | 106.5954 | 2163.9423 | 0 | 2163.9423 | 1139.3651 | 60.9758 | 145.4867 | 178.0487 | 355.8177 | 297.6355 | 53.3333 | 43.2 | 21.693 | 18.4391 | 0 | 18.6045 | 0 | 0
123 | 2928 | 2951 | 105.1472 | 2189.3774 | 0 | 2189.3774 | 1141.6306 | 58.3499 | 137.2297 | 180.344 | 370.7186 | 314.4919 | 53.3333 | 43.2 | 21.693 | 18.4391 | 0 | 60.9472 | 0 | 0
124 | 2952 | 2975 | 105.6076 | 2136.9551 | 0 | 2136.9551 | 1134.6258 | 53.5724 | 137.179 | 177.574 | 352.4188 | 294.9724 | 53.3333 | 43.2 | 21.693 | 18.4391 | 0 | 12.7972 | 0 | 0
125 | 2976 | 2999 | 106.0648 | 2157.9322 | 0 | 2157.9322 | 1158.2599 | 74.9741 | 140.436 | 182.2432 | 274.8463 | 340.5601 | 53.3333 | 43.2 | 21.693 | 18.4391 | 0 | 76.0999 | 0 | 0
126 | 3000 | 3023 | 105.1238 | 2130.397 | 0 | 2130.397 | 1162.9361 | 78.7484 | 145.6685 | 185.6633 | 221.9955 | 348.7724 | 53.3333 | 43.2 | 21.693 | 18.4391 | 0 | 47.9204 | 0 | 0
127 | 3024 | 3047 | 105.9978 | 2143.8134 | 0 | 2143.8134 | 1167.4674 | 78.9105 | 153.8683 | 186.9972 | 228.0262 | 341.9311 | 53.3333 | 43.2 | 21.693 | 18.4391 | 0 | 44.4307 | 0 | 0
128 | 3048 | 3071 | 108.86 | 2256.1177 | 0 | 2256.1177 | 1174.7649 | 111.7442 | 160.97 | 188.0832 | 265.5732 | 368.3695 | 53.3333 | 43.2 | 21.693 | 18.4391 | 0 | 32.0944 | 0 | 0
129 | 3072 | 3095 | 107.9494 | 2164.8607 | 0 | 2164.8607 | 1132.3009 | 68.4667 | 137.9409 | 178.9692 | 350.7334 | 309.8368 | 53.3333 | 43.2 | 21.693 | 18.4391 | 0 | 10.0618 | 0 | 0
130 | 3096 | 3119 | 106.7632 | 2202.771 | 0 | 2202.771 | 1121.7237 | 54.2457 | 138.7566 | 177.4106 | 433.1378 | 290.8839 | 53.3333 | 43.2 | 21.693 | 18.4391 | 0 | 29.1861 | 0 | 0
131 | 3120 | 3143 | 112.4605 | 2286.7864 | 0 | 2286.7864 | 1154.8923 | 71.9947 | 146.9794 | 179.5128 | 417.2531 | 329.5413 | 53.3333 | 43.2 | 21.693 | 18.4391 | 0 | 26.1906 | 0 | 0
132 | 3144 | 3167 | 105.1798 | 2121.949 | 0 | 2121.949 | 1113.8845 | 54.2717 | 128.4554 | 167.4882 | 388.4298 | 282.8068 | 53.3333 | 43.2 | 21.693 | 18.4391 | 0 | 53.5836 | 0 | 0
133 | 3168 | 3191 | 103.2498 | 2119.2587 | 0 | 2119.2587 | 1097.8514 | 48.9884 | 129.7325 | 182.1488 | 394.5901 | 279.3348 | 53.3333 | 43.2 | 21.693 | 18.4391 | 0 | 63.8677 | 0 | 0
134 | 3192 | 3215 | 108.2089 | 2201.0274 | 0 | 2201.0274 | 1183.9819 | 91.6033 | 157.5135 | 188.9327 | 272.3012 | 316.0171 | 47.7495 | 38.6771 | 1.6675 | 1.4174 | 0 | 0 | 0 | 0
135 | 3216 | 3239 | 111.5361 | 2291.3486 | 0 | 2291.3486 | 1180.9197 | 121 | 166.0235 | 189.4941 | 264.2036 | 383.0951 | 53.3333 | 43.2 | 21.693 | 18.4391 | 0 | 6.4603 | 0 | 0
136 | 3240 | 3263 | 104.8528 | 2156.2903 | 0 | 2156.2903 | 1170.3856 | 93.3734 | 157.0613 | 186.3067 | 232.6794 | 329.0832 | 53.3333 | 43.2 | 16.4403 | 13.9742 | 0 | 0 | 0 | 0
137 | 3264 | 3287 | 105.0868 | 2187.9445 | 0 | 2187.9445 | 1152.5254 | 74.2117 | 143.8356 | 182.2528 | 317.445 | 331.0612 | 53.3333 | 43.2 | 21.693 | 18.4391 | 0 | 53.4914 | 0 | 0
138 | 3288 | 3311 | 107.3499 | 2222.7443 | 0 | 2222.7443 | 1157.8304 | 79.2449 | 148.992 | 182.1118 | 340.9196 | 327.0329 | 53.3333 | 43.2 | 21.693 | 18.4391 | 0 | 57.9971 | 0 | 0
139 | 3312 | 3335 | 106.1377 | 2115.7381 | 0 | 2115.7381 | 1120.9211 | 51.4432 | 130.3712 | 173.0736 | 357.667 | 295.6492 | 53.3333 | 43.2 | 21.693 | 18.4391 | 0 | 84.3789 | 0 | 0
140 | 3336 | 3359 | 108.3534 | 2250.843 | 0 | 2250.843 | 1144.9954 | 58.5407 | 136.1172 | 184.5199 | 420.8467 | 319.2103 | 53.3333 | 43.2 | 21.693 | 18.4391 | 0 | 63.8635 | 0 | 0
141 | 3360 | 3383 | 110.7396 | 2247.0184 | 0 | 2247.0184 | 1157.9514 | 80.439 | 148.8542 | 184.9925 | 368.3672 | 319.8015 | 53.3333 | 43.2 | 21.693 | 18.4391 | 0 | 2.2819 | 0 | 0
142 | 3384 | 3407 | 105.9486 | 2190.2868 | 0 | 2190.2868 | 1130.0316 | 59.1823 | 140.5983 | 184.0372 | 395.2261 | 294.5986 | 53.3333 | 43.2 | 21.693 | 18.4391 | 0 | 26.5059 | 0 | 0
143 | 3408 | 3431 | 107.4328 | 2176.4203 | 0 | 2176.4203 | 1150.424 | 68.0754 | 149.7409 | 186.8921 | 311.2356 | 323.4396 | 53.3333 | 43.2 | 21.693 | 18.4391 | 0 | 14.6518 | 0 | 0
144 | 3432 | 3455 | 109.2623 | 2248.3919 | 0 | 2248.3919 | 1163.3292 | 78.4244 | 154.4627 | 186.4063 | 348.7079 | 330.4486 | 53.3333 | 43.2 | 21.693 | 18.4391 | 0 | 13.7051 | 0 | 0
145 | 3456 | 3479 | 110.6286 | 2268.0308 | 0 | 2268.0308 | 1169.5545 | 80.8625 | 155.3931 | 186.9012 | 343.7412 | 344.9657 | 53.3333 | 43.2 | 21.693 | 18.4391 | 0 | 19.682 | 0 | 0
146 | 3480 | 3503 | 110.5856 | 2228.9135 | 0 | 2228.9135 | 1170.3292 | 89.1713 | 157.0702 | 188.7144 | 298.2929 | 338.2731 | 53.3333 | 43.2 | 18.6952 | 15.891 | 0 | 0 | 0 | 0
147 | 3504 | 3527 | 109.8974 | 2213.6934 | 0 | 2213.6934 | 1148.6807 | 68.5061 | 141.6581 | 185.6008 | 351.2136 | 331.4215 | 53.3333 | 43.2 | 21.693 | 18.4391 | 0 | 54.074 | 0 | 0
148 | 3528 | 3551 | 111.2639 | 2245.2216 | 0 | 2245.2216 | 1172.4998 | 84.5662 | 155.4019 | 187.1697 | 317.453 | 341.5183 | 53.3333 | 43.2 | 21.693 | 18.4391 | 0 | 29.166 | 0 | 0
149 | 3552 | 3575 | 108.0283 | 2254.3931 | 0 | 2254.3931 | 1188.1812 | 101.4837 | 165.856 | 194.1009 | 259.1882 | 358.9705 | 53.3333 | 43.2 | 21.693 | 18.4391 | 0 | 1.0145 | 0 | 0
150 | 3576 | 3599 | 111.6993 | 2293.5791 | 0 | 2293.5791 | 1204.27 | 160.819 | 172.6167 | 195.2221 | 230.0402 | 337.876 | 38.2366 | 30.9717 | 0 | 0 | 0 | 0 | 0 | 0
151 | 3600 | 3623 | 114.2393 | 2325.3168 | 0 | 2325.3168 | 1200.0707 | 179.1858 | 175.8086 | 196.3508 | 226.4758 | 355.6695 | 43.3359 | 35.102 | 0.069567 | 0.059132 | 0 | 0 | 0 | 0
152 | 3624 | 3647 | 107.6479 | 2193.0311 | 0 | 2193.0311 | 1171.8773 | 82.3545 | 148.684 | 186 | 269.0969 | 348.4057 | 53.3333 | 43.2 | 21.693 | 18.4391 | 0 | 26.5164 | 0 | 0
153 | 3648 | 3671 | 104.8905 | 2171.0408 | 0 | 2171.0408 | 1157.8259 | 79.5986 | 149.4527 | 187.1732 | 277.9358 | 332.4208 | 53.3333 | 43.2 | 21.5521 | 18.3193 | 0 | 0 | 0 | 0
154 | 3672 | 3695 | 106.2042 | 2198.2571 | 0 | 2198.2571 | 1161.8157 | 82.1392 | 140.0377 | 181.2698 | 306.5858 | 339.7963 | 53.3333 | 43.2 | 21.693 | 18.4391 | 0 | 46.3527 | 0 | 0
155 | 3696 | 3719 | 105.945 | 2190.8174 | 0 | 2190.8174 | 1148.1142 | 66.0028 | 144.0717 | 184.1297 | 337.8955 | 323.9908 | 53.3333 | 43.2 | 21.693 | 18.4391 | 0 | 72.132 | 0 | 0
156 | 3720 | 3743 | 107.5145 | 2220.1689 | 0 | 2220.1689 | 1159.1239 | 71.2792 | 146.0492 | 187.6828 | 338.5093 | 330.9117 | 53.3333 | 43.2 | 21.693 | 18.4391 | 0 | 19.6768 | 0 | 0
157 | 3744 | 3767 | 112.374 | 2277.5982 | 0 | 2277.5982 | 1168.1624 | 85.9525 | 150.1437 | 188.2293 | 379.3822 | 317.7228 | 53.3333 | 43.2 | 12.41 | 10.5485 | 0 | 0 | 0 | 0
158 | 3768 | 3791 | 107.5408 | 2218.1571 | 0 | 2218.1571 | 1154.8992 | 67.2497 | 147.9472 | 189.1039 | 369.1886 | 302.7863 | 53.3333 | 43.2 | 19.2295 | 16.3451 | 0 | 0 | 0 | 0
159 | 3792 | 3815 | 112.5347 | 2279.3463 | 0 | 2279.3463 | 1172.0581 | 96.7578 | 149.8388 | 184.5059 | 335.6266 | 353.9464 | 53.3333 | 43.2 | 21.693 | 18.4391 | 0 | 56.4533 | 0 | 0
160 | 3816 | 3839 | 106.3991 | 2147.976 | 0 | 2147.976 | 1140.4187 | 60.2697 | 133.7952 | 183.1328 | 340.9905 | 302.7563 | 53.3333 | 43.2 | 21.693 | 18.4391 | 0 | 64.3709 | 0 | 0
161 | 3840 | 3863 | 104.3807 | 2132.3392 | 0 | 2132.3392 | 1149.737 | 66.5713 | 147.0183 | 189.5378 | 277.6605 | 315.2015 | 53.3333 | 43.2 | 21.693 | 18.4391 | 0 | 18.4259 | 0 | 0
162 | 3864 | 3887 | 107.5041 | 2231.407 | 0 | 2231.407 | 1183.5943 | 104.3743 | 155.7829 | 187.2758 | 261.0986 | 352.6685 | 53.3333 | 43.2 | 21.693 | 18.4391 | 0 | 6.2049 | 0 | 0
163 | 3888 | 3911 | 111.5173 | 2259.7717 | 0 | 2259.7717 | 1182.972 | 96.7505 | 157.659 | 190.1743 | 296.3784 | 349.2248 | 53.3333 | 43.2 | 21.693 | 18.4391 | 0 | 0.52458 | 0 | 0
164 | 3912 | 3935 | 106.8173 | 2199.1557 | 0 | 2199.1557 | 1191.0061 | 90.7315 | 153.6242 | 191.2405 | 268.3036 | 314.7121 | 53.3333 | 43.2 | 2.1936 | 1.8645 | 0 | 0 | 0 | 0
165 | 3936 | 3959 | 108.0885 | 2226.4357 | 0 | 2226.4357 | 1167.3167 | 95.6668 | 153.1736 | 189.9716 | 297.4842 | 336.2101 | 53.3333 | 43.2 | 21.693 | 18.4391 | 0 | 16.1525 | 0 | 0
166 | 3960 | 3983 | 111.9704 | 2316.2962 | 0 | 2316.2962 | 1181.426 | 98.9401 | 152.7342 | 187.1693 | 328.0549 | 381.3592 | 53.3333 | 43.2 | 21.693 | 18.4391 | 0 | 43.872 | 0 | 0
167 | 3984 | 4007 | 108.2431 | 2220.7903 | 0 | 2220.7903 | 1172.5168 | 85.4351 | 152.2936 | 188.2677 | 290.4583 | 345.2061 | 53.3333 | 43.2 | 21.693 | 18.4391 | 0 | 5.5504 | 0 | 0
168 | 4008 | 4031 | 108.6352 | 2240.2142 | 0 | 2240.2142 | 1175.1811 | 87.2437 | 152.267 | 188.2472 | 295.8114 | 354.8511 | 53.3333 | 43.2 | 21.693 | 18.4391 | 0 | 15.9281 | 0 | 0
169 | 4032 | 4055 | 112.494 | 2275.9842 | 0 | 2275.9842 | 1195.3688 | 118.2352 | 156.5282 | 186 | 291.2421 | 338.4993 | 50.2509 | 40.7032 | 2.2777 | 1.9361 | 0 | 0 | 0 | 0
170 | 4056 | 4079 | 108.7868 | 2205.7595 | 0 | 2205.7595 | 1181.9855 | 103.3655 | 152.1656 | 186.5958 | 232.9769 | 362.0576 | 53.3333 | 43.2 | 21.693 | 18.4391 | 0 | 34.9276 | 0 | 0
171 | 4080 | 4103 | 110.5138 | 2254.2768 | 0 | 2254.2768 | 1191.6795 | 116.5196 | 157.882 | 194.4669 | 296.0208 | 305.897 | 42.4536 | 34.3874 | 0.8193 | 0.6964 | 0 | 0 | 0 | 0
172 | 4104 | 4127 | 108.5755 | 2274.9487 | 0 | 2274.9487 | 1175.3565 | 87.4591 | 150.6384 | 186.1745 | 329.0796 | 359.6279 | 53.3333 | 43.2 | 21.693 | 18.4391 | 0 | 41.9283 | 0 | 0
173 | 4128 | 4151 | 109.8712 | 2260.7862 | 0 | 2260.7862 | 1168.2793 | 87.9552 | 152.2938 | 191.0093 | 339.0698 | 335.3856 | 53.3333 | 43.2 | 20.4903 | 17.4167 | 0 | 3.2091 | 0 | 0
174 | 4152 | 4175 | 113.2543 | 2294.1644 | 0 | 2294.1644 | 1183.1427 | 126.1072 | 155.9228 | 188.846 | 281.0407 | 372.4923 | 53.3333 | 43.2 | 21.693 | 18.4391 | 0 | 31.491 | 0 | 0
175 | 4176 | 4199 | 108.2182 | 2229.7924 | 0 | 2229.7924 | 1162.269 | 88.1966 | 149.9996 | 185.6265 | 312.3807 | 344.7072 | 53.3333 | 43.2 | 21.693 | 18.4391 | 0 | 14.1403 | 0 | 0
176 | 4200 | 4223 | 106.5878 | 2212.7739 | 0 | 2212.7739 | 1167.1047 | 69.0716 | 141.0811 | 186 | 316.4329 | 346.4709 | 53.3333 | 43.2 | 21.693 | 18.4391 | 0 | 58.2638 | 0 | 0
177 | 4224 | 4247 | 109.8817 | 2277.5604 | 0 | 2277.5604 | 1186.4806 | 95.9257 | 155.7287 | 196.0157 | 341.5697 | 312.1815 | 50.4691 | 40.88 | 5.0158 | 4.2634 | 0 | 0 | 0 | 0
178 | 4248 | 4271 | 111.0575 | 2274.433 | 0 | 2274.433 | 1193.223 | 116.2535 | 158.0951 | 196.4768 | 309.4505 | 307.7544 | 35.8963 | 29.076 | 0 | 0 | 0 | 0 | 0 | 0
179 | 4272 | 4295 | 109.7713 | 2246.3286 | 0 | 2246.3286 | 1176.198 | 71.8577 | 140.9121 | 186 | 338.8274 | 345.9208 | 53.3333 | 43.2 | 21.693 | 18.4391 | 0 | 43.4571 | 0 | 0
180 | 4296 | 4319 | 112.1114 | 2288.9638 | 0 | 2288.9638 | 1196.6906 | 147.3712 | 161.6002 | 196.2927 | 273.2622 | 321.9176 | 42.6044 | 34.5096 | 0.50553 | 0.4297 | 0 | 0 | 0 | 0
181 | 4320 | 4343 | 105.6657 | 2206.5871 | 0 | 2206.5871 | 1172.4818 | 92.0697 | 152.9288 | 187.1565 | 278.2393 | 336.9877 | 53.3333 | 43.2 | 20.956 | 17.8126 | 0 | 1.4471 | 0 | 0
182 | 4344 | 4367 | 106.0459 | 2171.2653 | 0 | 2171.2653 | 1132.953 | 56.3915 | 127.2493 | 181.2003 | 380.4071 | 306.4513 | 53.3333 | 43.2 | 21.693 | 18.4391 | 0 | 85.7634 | 0 | 0
183 | 4368 | 4391 | 107.0113 | 2229.566 | 0 | 2229.566 | 1153.9521 | 69.7894 | 134.4248 | 176.232 | 381.1533 | 327.4017 | 53.3333 | 43.2 | 21.693 | 18.4391 | 0 | 59.8742 | 0 | 0
184 | 4392 | 4415 | 108.6244 | 2214.489 | 0 | 2214.489 | 1120.3112 | 55.4986 | 130.6037 | 182.1488 | 440.6332 | 298.6807 | 53.3333 | 43.2 | 21.693 | 18.4391 | 0 | 88.9087 | 0 | 0
185 | 4416 | 4439 | 110.6666 | 2277.1594 | 0 | 2277.1594 | 1184.6946 | 95.9818 | 150.0147 | 190.0866 | 357.4743 | 308.562 | 49.2861 | 39.9218 | 1.935 | 1.6447 | 0 | 0 | 0 | 0
186 | 4440 | 4463 | 112.4441 | 2271.7166 | 0 | 2271.7166 | 1170.669 | 90.2975 | 139.9771 | 180.4448 | 351.7574 | 351.9582 | 53.3333 | 43.2 | 21.693 | 18.4391 | 0 | 48.7436 | 0 | 0
187 | 4464 | 4487 | 108.9092 | 2202.5675 | 0 | 2202.5675 | 1128.2453 | 54.2077 | 126.7432 | 184.1459 | 415.6452 | 306.9675 | 53.3333 | 43.2 | 21.693 | 18.4391 | 0 | 81.7842 | 0 | 0
188 | 4488 | 4511 | 110.5208 | 2279.3011 | 0 | 2279.3011 | 1164.7091 | 76.8081 | 147.2784 | 188.8404 | 385.0275 | 329.7676 | 53.3333 | 43.2 | 19.9776 | 16.981 | 0 | 0 | 0 | 0
189 | 4512 | 4535 | 106.3306 | 2218.5657 | 0 | 2218.5657 | 1162.1594 | 70.6541 | 144.1 | 186 | 335.8786 | 332.9001 | 53.3333 | 43.2 | 19.9547 | 16.9615 | 0 | 0 | 0 | 0
190 | 4536 | 4559 | 109.8766 | 2284.4982 | 0 | 2284.4982 | 1167.9453 | 86.3822 | 149.3765 | 190.9292 | 367.8601 | 335.3922 | 53.3333 | 43.2 | 21.693 | 18.4391 | 0 | 7.9583 | 0 | 0
191 | 4560 | 4583 | 108.6127 | 2240.7302 | 0 | 2240.7302 | 1163.0014 | 74.6707 | 142.1754 | 188.0904 | 356.2217 | 329.958 | 53.3333 | 43.2 | 21.693 | 18.4391 | 0 | 12.6995 | 0 | 0
192 | 4584 | 4607 | 114.5881 | 2334.8221 | 0 | 2334.8221 | 1175.3556 | 96.4487 | 151.7255 | 191.7665 | 390.8685 | 342.0446 | 53.3333 | 43.2 | 21.693 | 18.4391 | 0 | 1.2583 | 0 | 0
193 | 4608 | 4631 | 110.6921 | 2257.7464 | 0 | 2257.7464 | 1169.4778 | 75.0458 | 146.9378 | 188.9572 | 389.385 | 299.1707 | 53.3333 | 43.2 | 7.2978 | 6.2031 | 0 | 0 | 0 | 0
194 | 4632 | 4655 | 108.8674 | 2242.2907 | 0 | 2242.2907 | 1177.9808 | 87.9053 | 149.8361 | 187.635 | 308.9422 | 342.7786 | 53.3333 | 43.2 | 17.6938 | 15.0397 | 0 | 0 | 0 | 0
195 | 4656 | 4679 | 111.0849 | 2283.1272 | 0 | 2283.1272 | 1183.5309 | 101.3037 | 151.2934 | 187.1692 | 317.0434 | 356.1739 | 53.3333 | 43.2 | 21.693 | 18.4391 | 0 | 3.0997 | 0 | 0
196 | 4680 | 4703 | 110.7759 | 2234.2596 | 0 | 2234.2596 | 1196.0682 | 116.6345 | 156.425 | 193.166 | 213.9068 | 370.4477 | 53.3333 | 43.2 | 15.0351 | 12.7798 | 0 | 0 | 0 | 0
197 | 4704 | 4727 | 112.5121 | 2348.4459 | 0 | 2348.4459 | 1210.7059 | 162.1333 | 163.4109 | 197.5462 | 256.1625 | 367.5515 | 43.2039 | 34.9951 | 5.7048 | 4.8491 | 0 | 0 | 0 | 0
198 | 4728 | 4751 | 112.9791 | 2335.8962 | 0 | 2335.8962 | 1214.7626 | 246.9717 | 194.5069 | 207.1891 | 165.1693 | 309.3883 | 11.0085 | 8.9169 | 0 | 0 | 0 | 0 | 0 | 0
199 | 4752 | 4775 | 106.2543 | 2176.1171 | 0 | 2176.1171 | 1187.1859 | 85.1245 | 145.1277 | 186 | 236.1544 | 349.9118 | 53.3333 | 43.2 | 21.693 | 18.4391 | 0 | 0.79098 | 0 | 0
200 | 4776 | 4799 | 112.3549 | 2311.2279 | 0 | 2311.2279 | 1210.7185 | 194.4516 | 173.8833 | 199.9587 | 187.1034 | 352.0957 | 35.7319 | 28.9428 | 1.2946 | 1.1004 | 0 | 0 | 0 | 0
201 | 4800 | 4823 | 107.2996 | 2225.2476 | 0 | 2225.2476 | 1193.2149 | 124.6981 | 159.1742 | 193.9001 | 200.2934 | 366.5831 | 53.3333 | 43.2 | 16.5523 | 14.0694 | 0 | 0 | 0 | 0
202 | 4824 | 4847 | 110.2463 | 2260.4276 | 0 | 2260.4276 | 1183.7282 | 130.3738 | 159.4441 | 191.2357 | 246.9917 | 360.7399 | 52.9838 | 42.9169 | 13.4591 | 11.4402 | 0 | 0 | 0 | 0
203 | 4848 | 4871 | 108.1326 | 2237.1064 | 0 | 2237.1064 | 1172.7972 | 82.177 | 143.782 | 186 | 314.7325 | 351.005 | 53.3333 | 43.2 | 21.693 | 18.4391 | 0 | 37.5136 | 0 | 0
204 | 4872 | 4895 | 109.4272 | 2279.145 | 0 | 2279.145 | 1178.9377 | 110.2726 | 153.4337 | 192.0472 | 298.8197 | 358.2504 | 53.3333 | 43.2 | 16.5527 | 14.0698 | 0 | 1.4188 | 0 | 0
205 | 4896 | 4919 | 110.3039 | 2273.7371 | 0 | 2273.7371 | 1179.4974 | 84.115 | 141.6578 | 186 | 340.3129 | 355.5413 | 53.3333 | 43.2 | 21.693 | 18.4391 | 0 | 55.138 | 0 | 0
206 | 4920 | 4943 | 112.5087 | 2331.8779 | 0 | 2331.8779 | 1201.8696 | 193.3804 | 173.609 | 201.0586 | 229.5636 | 338.2378 | 30.7425 | 24.9014 | 0 | 0 | 0 | 0 | 0 | 0
207 | 4944 | 4967 | 107.1593 | 2234.7457 | 0 | 2234.7457 | 1179.0044 | 91.1909 | 143.8225 | 186 | 289.1399 | 358.9753 | 53.3333 | 43.2 | 21.693 | 18.4391 | 0 | 43.7137 | 0 | 0
208 | 4968 | 4991 | 108.7194 | 2265.1451 | 0 | 2265.1451 | 1187.8911 | 115.5795 | 154.5095 | 191.3631 | 268.9064 | 358.596 | 53.3333 | 43.2 | 10.4484 | 8.8812 | 0 | 0 | 0 | 0
209 | 4992 | 5015 | 110.0518 | 2280.3979 | 0 | 2280.3979 | 1189.5904 | 138.965 | 158.3715 | 187.5959 | 228.198 | 391.0643 | 53.3333 | 43.2 | 21.693 | 18.4391 | 0 | 2.9369 | 0 | 0
210 | 5016 | 5039 | 108.6536 | 2266.6313 | 0 | 2266.6313 | 1192.5476 | 118.0596 | 156.3512 | 189.027 | 245.2064 | 378.8269 | 53.3333 | 43.2 | 21.693 | 18.4391 | 0 | 34.352 | 0 | 0
211 | 5040 | 5063 | 112.0171 | 2330.1382 | 0 | 2330.1382 | 1205.7096 | 191.7244 | 174.2936 | 199.0013 | 235.1745 | 330.2286 | 31.5467 | 25.5528 | 0 | 0 | 0 | 0 | 0 | 0
212 | 5064 | 5087 | 108.2068 | 2173.4626 | 0 | 2173.4626 | 1178.3828 | 93.056 | 143.8662 | 186 | 214.2949 | 371.25 | 53.3333 | 43.2 | 21.693 | 18.4391 | 0 | 44.1084 | 0 | 0
213 | 5088 | 5111 | 111.8494 | 2285.9858 | 0 | 2285.9858 | 1190.0173 | 134.7041 | 162.2671 | 186 | 223.8749 | 402.5097 | 53.3333 | 43.2 | 21.693 | 18.4391 | 0 | 13.7312 | 0 | 0
214 | 5112 | 5135 | 108.7644 | 2238.3938 | 0 | 2238.3938 | 1182.8372 | 99.9226 | 165.8065 | 187.8715 | 272.9999 | 340.5999 | 53.3333 | 43.2 | 10.0702 | 8.5596 | 0 | 0 | 0 | 0
215 | 5136 | 5159 | 107.9088 | 2194.3373 | 0 | 2194.3373 | 1137.788 | 62.956 | 139.9488 | 179.4711 | 363.5054 | 324.0553 | 53.3333 | 43.2 | 21.693 | 18.4391 | 0 | 94.3155 | 0 | 0
216 | 5160 | 5183 | 107.2602 | 2188.3984 | 0 | 2188.3984 | 1133.5352 | 64.5017 | 141.5321 | 176.7261 | 376.555 | 308.9356 | 53.3333 | 43.2 | 21.693 | 18.4391 | 0 | 18.6668 | 0 | 0
217 | 5184 | 5207 | 104.6992 | 2122.0776 | 0 | 2122.0776 | 1111.4243 | 51.9963 | 134.4641 | 172.7523 | 382.487 | 282.3409 | 53.3333 | 43.2 | 21.693 | 18.4391 | 0 | 39.6098 | 0 | 0
218 | 5208 | 5231 | 107.6171 | 2184.3674 | 0 | 2184.3674 | 1121.1856 | 59.0159 | 136.7418 | 182.5425 | 388.3302 | 309.9387 | 53.3333 | 43.2 | 21.693 | 18.4391 | 0 | 61.9168 | 0 | 0
219 | 5232 | 5255 | 112.6591 | 2270.0068 | 0 | 2270.0068 | 1158.5943 | 76.3924 | 154.6559 | 188.0333 | 373.5833 | 332.135 | 53.3333 | 43.2 | 21.693 | 18.4391 | 0 | 19.2612 | 0 | 0
220 | 5256 | 5279 | 108.9432 | 2261.5124 | 0 | 2261.5124 | 1164.8952 | 72.3092 | 156.4603 | 188.0001 | 365.0466 | 328.1883 | 53.3333 | 43.2 | 21.693 | 18.4391 | 0 | 1.073 | 0 | 0
221 | 5280 | 5303 | 104.5139 | 2175.3013 | 0 | 2175.3013 | 1158.1463 | 64.4956 | 152.0075 | 186.0766 | 309.7672 | 317.9463 | 53.3333 | 43.2 | 20.0315 | 17.0268 | 0 | 0 | 0 | 0
222 | 5304 | 5327 | 109.5522 | 2305.4172 | 0 | 2305.4172 | 1177.2185 | 96.3081 | 165.1035 | 182.0412 | 366.543 | 328.6426 | 52.9926 | 42.924 | 2.4742 | 2.103 | 0 | 0 | 0 | 0
223 | 5328 | 5351 | 102.6595 | 2097.3653 | 0 | 2097.3653 | 1099.5674 | 49.4831 | 129.4386 | 170.82 | 379.5733 | 281.8702 | 53.3333 | 43.2 | 21.693 | 18.4391 | 0 | 118.7719 | 0 | 0
224 | 5352 | 5375 | 105.9276 | 2185.107 | 0 | 2185.107 | 1141.2235 | 72.5151 | 150.0353 | 181.7696 | 321.0776 | 331.8733 | 53.3333 | 43.2 | 21.693 | 18.4391 | 0 | 38.3165 | 0 | 0
225 | 5376 | 5399 | 107.9753 | 2172.8615 | 0 | 2172.8615 | 1130.1999 | 65.8127 | 138.8532 | 177.8951 | 356.4502 | 317.0377 | 53.3333 | 43.2 | 21.693 | 18.4391 | 0 | 41.3206 | 0 | 0
226 | 5400 | 5423 | 107.3003 | 2178.2958 | 0 | 2178.2958 | 1111.2751 | 53.3098 | 132.0139 | 169.6617 | 437.4637 | 287.9589 | 53.3333 | 43.2 | 21.693 | 18.4391 | 0 | 70.6971 | 0 | 0
227 | 5424 | 5447 | 108.5157 | 2231.5731 | 0 | 2231.5731 | 1133.6018 | 64.2168 | 137.4891 | 178.446 | 419.8499 | 311.3568 | 53.3333 | 43.2 | 21.693 | 18.4391 | 0 | 66.9653 | 0 | 0
228 | 5448 | 5471 | 106.7396 | 2168.4201 | 0 | 2168.4201 | 1128.2386 | 54.7855 | 138.9432 | 186 | 370.7201 | 303.12 | 53.3333 | 43.2 | 21.693 | 18.4391 | 0 | 64.0374 | 0 | 0
229 | 5472 | 5495 | 111.791 | 2295.1933 | 0 | 2295.1933 | 1194.6527 | 118.9068 | 167.2856 | 194.7951 | 285.8721 | 344.7301 | 53.3333 | 43.2 | 6.105 | 5.1892 | 0 | 0 | 0 | 0
230 | 5496 | 5519 | 107.2386 | 2204.6651 | 0 | 2204.6651 | 1195.095 | 102.8415 | 168.2589 | 193.2171 | 255.6171 | 296.7776 | 37.5894 | 30.4474 | 0 | 0 | 0 | 0 | 0 | 0
231 | 5520 | 5543 | 105.8317 | 2194.8519 | 0 | 2194.8519 | 1151.5993 | 67.3317 | 141.3501 | 184.2676 | 324.9095 | 338.7809 | 53.3333 | 43.2 | 21.693 | 18.4391 | 0 | 68.9554 | 0 | 0
232 | 5544 | 5567 | 106.8006 | 2200.3848 | 0 | 2200.3848 | 1169.1894 | 71.4987 | 150.9522 | 186 | 286.0061 | 350.1256 | 53.3333 | 43.2 | 21.693 | 18.4391 | 0 | 40.839 | 0 | 0
233 | 5568 | 5591 | 111.4395 | 2300.4349 | 0 | 2300.4349 | 1190.3943 | 118.377 | 166.1716 | 190.242 | 297.9918 | 348.4734 | 52.6614 | 42.6558 | 8.0632 | 6.8537 | 0 | 0 | 0 | 0
234 | 5592 | 5615 | 111.8335 | 2270.7714 | 0 | 2270.7714 | 1159.4446 | 76.4067 | 154.4404 | 183.6885 | 384.7756 | 325.4029 | 53.3333 | 43.2 | 21.693 | 18.4391 | 0 | 21.0232 | 0 | 0
235 | 5616 | 5639 | 109.6414 | 2207.3929 | 0 | 2207.3929 | 1150.1485 | 75.1169 | 149.8256 | 184.4795 | 334.6223 | 326.5874 | 53.3333 | 43.2 | 21.693 | 18.4391 | 0 | 34.5276 | 0 | 0
236 | 5640 | 5663 | 103.6456 | 2127.3494 | 0 | 2127.3494 | 1141.6941 | 61.3615 | 145.2919 | 181.2383 | 309.9977 | 301.1531 | 53.3333 | 43.2 | 21.693 | 18.4391 | 0 | 32.4475 | 0 | 0
237 | 5664 | 5687 | 109.5726 | 2209.8832 | 0 | 2209.8832 | 1157.4139 | 71.1091 | 148.8882 | 177.2399 | 328.9423 | 339.6771 | 53.3333 | 43.2 | 21.693 | 18.4391 | 0 | 41.3978 | 0 | 0
238 | 5688 | 5711 | 103.9952 | 2087.6024 | 0 | 2087.6024 | 1086.5351 | 50.5552 | 128.7951 | 178.0997 | 390.2552 | 266.7493 | 53.3333 | 43.2 | 21.693 | 18.4391 | 0 | 73.5435 | 0 | 0
239 | 5712 | 5735 | 108.3304 | 2239.4562 | 0 | 2239.4562 | 1151.879 | 70.0265 | 150.5353 | 180.0721 | 372.1388 | 328.1917 | 53.3333 | 43.2 | 21.693 | 18.4391 | 0 | 18.5159 | 0 | 0
240 | 5736 | 5759 | 105.6178 | 2176.7114 | 0 | 2176.7114 | 1152.0979 | 78.2428 | 142.7802 | 177.9645 | 294.7599 | 344.2534 | 53.3333 | 43.2 | 21.693 | 18.4391 | 0 | 68.1871 | 0 | 0
241 | 5760 | 5783 | 106.0159 | 2159.6127 | 0 | 2159.6127 | 1135.2422 | 59.3084 | 138.7455 | 181.0336 | 335.3391 | 323.3312 | 53.3333 | 43.2 | 21.693 | 18.4391 | 0 | 84.495 | 0 | 0
242 | 5784 | 5807 | 108.343 | 2157.4103 | 0 | 2157.4103 | 1133.1587 | 58.8962 | 138.2362 | 182.7476 | 343.6396 | 314.1194 | 53.3333 | 43.2 | 21.693 | 18.4391 | 0 | 31.572 | 0 | 0
243 | 5808 | 5831 | 108.5981 | 2213.2267 | 0 | 2213.2267 | 1161.9457 | 72.8607 | 150.3993 | 186 | 309.1953 | 346.2131 | 53.3333 | 43.2 | 21.693 | 18.4391 | 0 | 42.4579 | 0 | 0
244 | 5832 | 5855 | 103.8018 | 2133.2587 | 0 | 2133.2587 | 1169.4613 | 79.687 | 160.7736 | 179.7811 | 247.9938 | 307.456 | 53.3333 | 43.2 | 11.7386 | 9.9778 | 0 | 0 | 0 | 0
245 | 5856 | 5879 | 101.8442 | 2061.3487 | 0 | 2061.3487 | 1102.2711 | 52.2284 | 135.7815 | 184.934 | 312.3468 | 287.174 | 53.3333 | 43.2 | 21.693 | 18.4391 | 0 | 59.6791 | 0 | 0
246 | 5880 | 5903 | 106.6555 | 2167.7936 | 0 | 2167.7936 | 1173.4629 | 75.7645 | 163.426 | 188.6136 | 267.1123 | 311.291 | 53.3333 | 43.2 | 11.623 | 9.8796 | 0 | 0 | 0 | 0
247 | 5904 | 5927 | 110.4022 | 2209.5947 | 0 | 2209.5947 | 1158.9076 | 78.2405 | 156.8057 | 183.1227 | 311.2943 | 334.6112 | 53.3333 | 43.2 | 21.693 | 18.4391 | 0 | 19.0663 | 0 | 0
248 | 5928 | 5951 | 102.3407 | 2127.0636 | 0 | 2127.0636 | 1144.4874 | 64.7514 | 149.7889 | 185.6756 | 262.7816 | 332.966 | 53.3333 | 43.2 | 21.693 | 18.4391 | 0 | 30.856 | 0 | 0
249 | 5952 | 5975 | 107.4473 | 2207.5615 | 0 | 2207.5615 | 1174.2688 | 86.0012 | 161.9015 | 184.2905 | 303.9115 | 305.9523 | 46.1283 | 37.3639 | 0 | 0 | 0 | 0 | 0 | 0
250 | 5976 | 5999 | 106.7034 | 2154.2775 | 0 | 2154.2775 | 1101.7788 | 50.0736 | 131.5878 | 168.1868 | 438.7208 | 277.3169 | 53.3333 | 43.2 | 21.693 | 18.4391 | 0 | 84.9079 | 0 | 0
251 | 6000 | 6023 | 103.4928 | 2088.9181 | 0 | 2088.9181 | 1085.7377 | 52.1414 | 119.8486 | 165.5665 | 418.8157 | 260.1955 | 53.3333 | 43.2 | 21.693 | 18.4391 | 0 | 51.2818 | 0 | 0
252 | 6024 | 6047 | 102.5879 | 2043.7351 | 0 | 2043.7351 | 1070.3489 | 48 | 127.0915 | 166.9366 | 389.0183 | 255.7271 | 53.3333 | 43.2 | 21.693 | 18.4391 | 0 | 144.5592 | 0 | 0
253 | 6048 | 6071 | 106.4238 | 2175.6753 | 0 | 2175.6753 | 1135.2574 | 61.2137 | 153.714 | 187.1594 | 352.9444 | 298.7737 | 53.3333 | 43.2 | 21.693 | 18.4391 | 0 | 7.93 | 0 | 0
254 | 6072 | 6095 | 110.9757 | 2234.6164 | 0 | 2234.6164 | 1174.5933 | 89.6965 | 164.0526 | 190.7802 | 310.8494 | 315.5974 | 51.6751 | 41.8568 | 7.5644 | 6.4297 | 0 | 0 | 0 | 0
255 | 6096 | 6119 | 111.1943 | 2238.7359 | 0 | 2238.7359 | 1164.8917 | 93.0014 | 160.2467 | 185.4979 | 303.2563 | 345.2292 | 53.3333 | 43.2 | 21.693 | 18.4391 | 0 | 47.4404 | 0 | 0
256 | 6120 | 6143 | 105.3243 | 2135.1108 | 0 | 2135.1108 | 1144.3117 | 58.9745 | 149.6487 | 184.4089 | 297.0654 | 314.0889 | 53.3333 | 43.2 | 21.693 | 18.4391 | 0 | 26.8637 | 0 | 0
257 | 6144 | 6167 | 108.7602 | 2220.298 | 0 | 2220.298 | 1163.0072 | 69.8426 | 153.9571 | 176.6213 | 358.9868 | 310.5304 | 53.3333 | 43.2 | 16.7607 | 14.2466 | 0 | 0 | 0 | 0
258 | 6168 | 6191 | 101.1989 | 2030.922 | 0 | 2030.922 | 1075.5636 | 51.673 | 125.4917 | 161.1884 | 380.0844 | 250.3082 | 53.3333 | 43.2 | 21.693 | 18.4391 | 0 | 92.3733 | 0 | 0
259 | 6192 | 6215 | 105.6539 | 2122.5341 | 0 | 2122.5341 | 1113.0299 | 53.3179 | 136.1907 | 170.5977 | 359.5315 | 303.2536 | 53.3333 | 43.2 | 21.693 | 18.4391 | 0 | 89.7843 | 0 | 0
260 | 6216 | 6239 | 105.1183 | 2139.7177 | 0 | 2139.7177 | 1127.5534 | 60.0036 | 141.4922 | 176.1893 | 351.659 | 296.2076 | 53.3333 | 43.2 | 21.693 | 18.4391 | 0 | 38.101 | 0 | 0
261 | 6240 | 6263 | 102.8689 | 2091.1654 | 0 | 2091.1654 | 1117.8442 | 53.3429 | 141.4261 | 183.868 | 313.0567 | 295.0149 | 53.3333 | 43.2 | 21.693 | 18.4391 | 0 | 23.0482 | 0 | 0
262 | 6264 | 6287 | 105.8908 | 2189.7234 | 0 | 2189.7234 | 1169.5596 | 107.4029 | 167.8156 | 191.3869 | 204.3154 | 362.6304 | 53.3333 | 43.2 | 21.693 | 18.4391 | 0 | 26.4293 | 0 | 0
263 | 6288 | 6311 | 105.5016 | 2163.8208 | 0 | 2163.8208 | 1157.3313 | 69.8912 | 149.7935 | 185.2727 | 280.1607 | 334.7587 | 53.3333 | 43.2 | 21.693 | 18.4391 | 0 | 68.7908 | 0 | 0
264 | 6312 | 6335 | 104.7548 | 2089.8886 | 0 | 2089.8886 | 1149.3286 | 71.8114 | 154.6632 | 179.5227 | 239.1984 | 308.7516 | 53.3333 | 43.2 | 21.693 | 18.4391 | 0 | 16.109 | 0 | 0
265 | 6336 | 6359 | 106.295 | 2160.1607 | 0 | 2160.1607 | 1161.9205 | 78.9016 | 150.3754 | 181.275 | 244.7321 | 356.3434 | 53.3333 | 43.2 | 21.693 | 18.4391 | 0 | 66.3351 | 0 | 0
266 | 6360 | 6383 | 100.4485 | 1999.2067 | 0 | 1999.2067 | 1089.5426 | 53.0166 | 120.3641 | 160.6925 | 330.3728 | 258.6054 | 53.3333 | 43.2 | 21.693 | 18.4391 | 0 | 74.6468 | 0 | 0
267 | 6384 | 6407 | 102.7563 | 2057.3853 | 0 | 2057.3853 | 1070.765 | 48 | 123.8065 | 168.8652 | 401.5603 | 257.7755 | 53.3333 | 43.2 | 21.693 | 18.4391 | 0 | 146.7866 | 0 | 0
268 | 6408 | 6431 | 109.0203 | 2187.8021 | 0 | 2187.8021 | 1156.8989 | 79.8769 | 157.566 | 185.3505 | 289.9765 | 331.5205 | 53.3333 | 43.2 | 21.693 | 18.4391 | 0 | 8.8646 | 0 | 0
269 | 6432 | 6455 | 103.3224 | 2109.495 | 0 | 2109.495 | 1135.1685 | 60.6539 | 151.1295 | 179.8165 | 289.9683 | 306.1456 | 53.3333 | 43.2 | 21.693 | 18.4391 | 0 | 13.1756 | 0 | 0
270 | 6456 | 6479 | 102.9467 | 2095.2965 | 0 | 2095.2965 | 1137.4116 | 65.4284 | 145.7065 | 177.9851 | 272.3074 | 309.8448 | 53.3333 | 43.2 | 21.693 | 18.4391 | 0 | 46.3075 | 0 | 0
271 | 6480 | 6503 | 102.7079 | 2056.6943 | 0 | 2056.6943 | 1138.0935 | 60.312 | 140.8464 | 174.0536 | 240.5016 | 316.2745 | 53.3333 | 43.2 | 21.693 | 18.4391 | 0 | 95.5784 | 0 | 0
272 | 6504 | 6527 | 96.6585 | 2000.0706 | 0 | 2000.0706 | 1107.1707 | 55.8113 | 135.5097 | 173.0848 | 256.2967 | 285.5847 | 53.3333 | 43.2 | 21.693 | 18.4391 | 0 | 65.0462 | 0 | 0
273 | 6528 | 6551 | 105.0799 | 2125.0892 | 0 | 2125.0892 | 1151.6019 | 75.0023 | 146.7417 | 183.0608 | 243.3099 | 338.76 | 53.3333 | 43.2 | 21.693 | 18.4391 | 0 | 65.5824 | 0 | 0
274 | 6552 | 6575 | 105.4811 | 2138.7798 | 0 | 2138.7798 | 1149.3598 | 65.4397 | 160.7945 | 182.6778 | 272.354 | 321.5414 | 53.3333 | 43.2 | 21.693 | 18.4391 | 0 | 39.9669 | 0 | 0
275 | 6576 | 6599 | 106.1673 | 2131.2181 | 0 | 2131.2181 | 1136.0308 | 69.5847 | 150.602 | 174.1313 | 307.0618 | 307.1948 | 53.3333 | 43.2 | 21.693 | 18.4391 | 0 | 42.3344 | 0 | 0
276 | 6600 | 6623 | 100.1654 | 2051.0131 | 0 | 2051.0131 | 1092.1286 | 48.2927 | 137.3129 | 164.4696 | 351.4507 | 270.7459 | 53.3333 | 43.2 | 21.693 | 18.4391 | 0 | 131.3335 | 0 | 0
277 | 6624 | 6647 | 107.9621 | 2173.6941 | 0 | 2173.6941 | 1145.8701 | 72.994 | 149.5018 | 178.3492 | 300.5404 | 339.8258 | 53.3333 | 43.2 | 21.693 | 18.4391 | 0 | 74.1292 | 0 | 0
278 | 6648 | 6671 | 102.2495 | 2044.2574 | 0 | 2044.2574 | 1096.746 | 49.077 | 135.6231 | 163.0595 | 334.5961 | 278.543 | 53.3333 | 43.2 | 21.693 | 18.4391 | 0 | 127.4592 | 0 | 0
279 | 6672 | 6695 | 105.4782 | 2139.2254 | 0 | 2139.2254 | 1106.2168 | 50.9374 | 140.261 | 168.0584 | 407.2427 | 279.8964 | 53.3333 | 43.2 | 21.693 | 18.4391 | 0 | 77.3544 | 0 | 0
280 | 6696 | 6719 | 104.6732 | 2120.5739 | 0 | 2120.5739 | 1107.1114 | 48 | 143.4628 | 177.3807 | 375.4889 | 282.5174 | 53.3333 | 43.2 | 21.693 | 18.4391 | 0 | 40.3655 | 0 | 0
281 | 6720 | 6743 | 104.9357 | 2161.0855 | 0 | 2161.0855 | 1146.2004 | 70.4041 | 164.2779 | 184.3197 | 280.6676 | 328.6031 | 53.3333 | 43.2 | 21.693 | 18.4391 | 0 | 18.7099 | 0 | 0
282 | 6744 | 6767 | 107.8197 | 2172.1625 | 0 | 2172.1625 | 1154.6161 | 75.1904 | 167.4354 | 181.5089 | 266.5554 | 340.2437 | 53.3333 | 43.2 | 21.693 | 18.4391 | 0 | 15.5497 | 0 | 0
283 | 6768 | 6791 | 102.7379 | 2084.8274 | 0 | 2084.8274 | 1125.8183 | 55.5606 | 154.1812 | 179.0789 | 281.4848 | 302.0909 | 53.3333 | 43.2 | 21.693 | 18.4391 | 0 | 28.8892 | 0 | 0
284 | 6792 | 6815 | 104.1874 | 2082.096 | 0 | 2082.096 | 1131.6913 | 55.9484 | 158.8616 | 184.2495 | 258.3541 | 306.3785 | 53.3333 | 43.2 | 21.693 | 18.4391 | 0 | 8.7014 | 0 | 0
285 | 6816 | 6839 | 105.3474 | 2129.9646 | 0 | 2129.9646 | 1155.5845 | 79.0362 | 165.8686 | 180.9815 | 232.8716 | 328.7583 | 53.3333 | 43.2 | 20.0187 | 17.0159 | 0 | 0 | 0 | 0
286 | 6840 | 6863 | 97.465 | 1957.601 | 0 | 1957.601 | 1124.9851 | 59.9256 | 139.8292 | 168.4815 | 184.1262 | 293.6407 | 53.3333 | 43.2 | 21.693 | 18.4391 | 0 | 73.4345 | 0 | 0
287 | 6864 | 6887 | 98.9014 | 1984.7258 | 0 | 1984.7258 | 1109.1419 | 51.3144 | 140.795 | 167.9279 | 243.208 | 285.7259 | 53.3333 | 43.2 | 21.693 | 18.4391 | 0 | 115.0791 | 0 | 0
288 | 6888 | 6911 | 103.4109 | 2081.5691 | 0 | 2081.5691 | 1118.485 | 57.7883 | 148.9239 | 176.3743 | 301.295 | 292.0899 | 53.3333 | 43.2 | 21.693 | 18.4391 | 0 | 38.7584 | 0 | 0
289 | 6912 | 6935 | 103.0994 | 2123.1727 | 0 | 2123.1727 | 1149.8463 | 71.0708 | 157.6389 | 176.142 | 237.6856 | 344.1764 | 53.3333 | 43.2 | 21.693 | 18.4391 | 0 | 43.1126 | 0 | 0
290 | 6936 | 6959 | 104.0032 | 2059.6624 | 0 | 2059.6624 | 1110.8089 | 49.2972 | 140.7493 | 167.9703 | 319.5643 | 284.6597 | 53.3333 | 43.2 | 21.693 | 18.4391 | 0 | 99.4501 | 0 | 0
291 | 6960 | 6983 | 103.3082 | 2073.4581 | 0 | 2073.4581 | 1096.5397 | 51.8307 | 143.3771 | 166.6633 | 346.8107 | 281.6239 | 53.3333 | 43.2 | 21.693 | 18.4391 | 0 | 18.5089 | 0 | 0
292 | 6984 | 7007 | 101.0921 | 2046.0167 | 0 | 2046.0167 | 1118.9116 | 58.8072 | 144.1425 | 173.2507 | 263.2744 | 301.0176 | 53.3333 | 43.2 | 21.693 | 18.4391 | 0 | 45.0675 | 0 | 0
293 | 7008 | 7031 | 100.0595 | 2032.329 | 0 | 2032.329 | 1106.2956 | 52.4432 | 140.7099 | 167.8993 | 291.232 | 287.1362 | 53.3333 | 43.2 | 21.693 | 18.4391 | 0 | 40.537 | 0 | 0
294 | 7032 | 7055 | 97.6459 | 1976.9621 | 0 | 1976.9621 | 1083.2245 | 50.1624 | 127.953 | 163.6337 | 312.1847 | 253.1911 | 53.3333 | 43.2 | 21.693 | 18.4391 | 0 | 75.4752 | 0 | 0
295 | 7056 | 7079 | 99.3503 | 2038.0992 | 0 | 2038.0992 | 1107.1536 | 50.9512 | 140.3932 | 167.5685 | 295.338 | 290.0821 | 53.3333 | 43.2 | 21.693 | 18.4391 | 0 | 117.4288 | 0 | 0
296 | 7080 | 7103 | 98.1249 | 1992.783 | 0 | 1992.783 | 1068.5933 | 48 | 131.5218 | 157.4828 | 334.0207 | 266.5517 | 53.3333 | 43.2 | 21.693 | 18.4391 | 0 | 42.9724 | 0 | 0
297 | 7104 | 7127 | 103.825 | 2106.4767 | 0 | 2106.4767 | 1114.6499 | 57.1649 | 141.6206 | 168.0405 | 350.725 | 287.663 | 53.3333 | 43.2 | 21.693 | 18.4391 | 0 | 46.5935 | 0 | 0
298 | 7128 | 7151 | 99.6568 | 2001.9605 | 0 | 2001.9605 | 1093.1844 | 48.4985 | 131.4557 | 162.8672 | 309.2632 | 270.0788 | 53.3333 | 43.2 | 21.693 | 18.4391 | 0 | 122.3499 | 0 | 0
299 | 7152 | 7175 | 100.4712 | 2014.5849 | 0 | 2014.5849 | 1082.8609 | 48 | 123.1426 | 160.3713 | 351.5525 | 262.0449 | 53.3333 | 43.2 | 21.693 | 18.4391 | 0 | 66.7914 | 0 | 0
300 | 7176 | 7199 | 99.301 | 1962.6602 | 0 | 1962.6602 | 1046.2421 | 48 | 108.6967 | 151.0977 | 402.9704 | 219.0406 | 53.3333 | 43.2 | 21.693 | 18.4391 | 0 | 106.2408 | 0 | 0
301 | 7200 | 7223 | 100.3235 | 1983.2365 | 0 | 1983.2365 | 1056.6334 | 48 | 130.9254 | 161.0667 | 349.9386 | 250.0596 | 53.3333 | 43.2 | 21.693 | 18.4391 | 0 | 106.1489 | 0 | 0
302 | 7224 | 7247 | 101.2935 | 2095.8771 | 0 | 2095.8771 | 1121.5463 | 59.3661 | 150.4846 | 171.9195 | 302.8901 | 303.0578 | 53.3333 | 43.2 | 21.693 | 18.4391 | 0 | 47.1023 | 0 | 0
303 | 7248 | 7271 | 101.6557 | 2034.8655 | 0 | 2034.8655 | 1107.695 | 54.0197 | 140.0959 | 169.1645 | 289.4757 | 287.8021 | 53.3333 | 43.2 | 21.693 | 18.4391 | 0 | 39.2186 | 0 | 0
304 | 7272 | 7295 | 101.2265 | 2010.8392 | 0 | 2010.8392 | 1107.127 | 52.7066 | 137.3869 | 163.0144 | 286.8343 | 277.1573 | 53.3333 | 43.2 | 21.693 | 18.4391 | 0 | 119.246 | 0 | 0
305 | 7296 | 7319 | 100.0189 | 2012.6435 | 0 | 2012.6435 | 1100.4423 | 53.9714 | 138.2312 | 165.5974 | 292.7945 | 274.9938 | 53.3333 | 43.2 | 21.693 | 18.4391 | 0 | 56.9356 | 0 | 0
306 | 7320 | 7343 | 100.6285 | 1993.0442 | 0 | 1993.0442 | 1090.716 | 48 | 134.4275 | 162 | 300.036 | 271.252 | 53.3333 | 43.2 | 21.693 | 18.4391 | 0 | 149.5065 | 0 | 0
307 | 7344 | 7367 | 96.9103 | 1999.5982 | 0 | 1999.5982 | 1096.2934 | 53.3748 | 137.6178 | 162.9075 | 290.8207 | 271.9714 | 53.3333 | 43.2 | 21.693 | 18.4391 | 0 | 76.051 | 0 | 0
308 | 7368 | 7391 | 96.6982 | 1916.7258 | 0 | 1916.7258 | 1065.9486 | 48 | 134.7407 | 161.4602 | 272.5852 | 247.3783 | 53.3333 | 43.2 | 21.693 | 18.4391 | 0 | 124.0711 | 0 | 0
309 | 7392 | 7415 | 102.5795 | 2031.7038 | 0 | 2031.7038 | 1095.0622 | 53.2702 | 146.7895 | 170.4401 | 313.0033 | 266.5259 | 53.3333 | 43.2 | 21.693 | 18.4391 | 0 | 47.429 | 0 | 0
310 | 7416 | 7439 | 101.9581 | 2119.1158 | 0 | 2119.1158 | 1147.5345 | 64.55 | 162.9201 | 181.6818 | 254.9046 | 320.912 | 53.3333 | 43.2 | 21.693 | 18.4391 | 0 | 47.3689 | 0 | 0
311 | 7440 | 7463 | 103.3161 | 2077.9399 | 0 | 2077.9399 | 1135.6578 | 66.8279 | 164.3654 | 179.5343 | 239.4599 | 305.4819 | 53.3333 | 43.2 | 21.693 | 18.4391 | 0 | 19.9066 | 0 | 0
312 | 7464 | 7487 | 102.8321 | 2036.9295 | 0 | 2036.9295 | 1110.1082 | 55.2637 | 141.4963 | 168.333 | 291.0419 | 284.0737 | 53.3333 | 43.2 | 21.693 | 18.4391 | 0 | 52.1906 | 0 | 0
313 | 7488 | 7511 | 101.7704 | 2078.7436 | 0 | 2078.7436 | 1103.5405 | 52.1807 | 133.8988 | 168.7824 | 348.4382 | 285.2902 | 53.3333 | 43.2 | 21.693 | 18.4391 | 0 | 119.9015 | 0 | 0
314 | 7512 | 7535 | 95.5562 | 1910.9473 | 0 | 1910.9473 | 1061.7947 | 48 | 112.6785 | 154.0608 | 305.3177 | 242.483 | 53.3333 | 43.2 | 21.693 | 18.4391 | 0 | 157.3212 | 0 | 0
315 | 7536 | 7559 | 97.3127 | 1969.1131 | 0 | 1969.1131 | 1067.4313 | 48 | 135.1005 | 165.4648 | 286.4635 | 280.0403 | 53.3333 | 43.2 | 21.693 | 18.4391 | 0 | 133.3019 | 0 | 0
316 | 7560 | 7583 | 104.7881 | 2084.4134 | 0 | 2084.4134 | 1145.8131 | 71.9737 | 163.6542 | 174.5203 | 221.8108 | 320.0286 | 53.3333 | 43.2 | 21.693 | 18.4391 | 0 | 11.705 | 0 | 0
317 | 7584 | 7607 | 95.2357 | 1946.6292 | 0 | 1946.6292 | 1077.738 | 50.0362 | 141.4904 | 167.3309 | 260.6802 | 262.7408 | 53.3333 | 43.2 | 21.693 | 18.4391 | 0 | 126.4551 | 0 | 0
318 | 7608 | 7631 | 103.6219 | 2077.6113 | 0 | 2077.6113 | 1137.1493 | 67.6741 | 164.5431 | 174.8923 | 237.83 | 308.9097 | 53.3333 | 43.2 | 21.693 | 18.4391 | 0 | 12.0953 | 0 | 0
319 | 7632 | 7655 | 99.6792 | 2000.2506 | 0 | 2000.2506 | 1106.6663 | 58.4041 | 144.3438 | 168.8309 | 244.9601 | 290.4327 | 53.3333 | 43.2 | 21.693 | 18.4391 | 0 | 78.8219 | 0 | 0
320 | 7656 | 7679 | 98.5513 | 1956.5559 | 0 | 1956.5559 | 1085.6502 | 48 | 136.4327 | 162.8336 | 277.6689 | 259.3578 | 53.3333 | 43.2 | 21.693 | 18.4391 | 0 | 105.3732 | 0 | 0
321 | 7680 | 7703 | 100.2621 | 2013.2617 | 0 | 2013.2617 | 1118.1286 | 53.0525 | 148.9348 | 171.9762 | 237.1495 | 297.4075 | 53.3333 | 43.2 | 21.693 | 18.4391 | 0 | 74.4925 | 0 | 0
322 | 7704 | 7727 | 99.236 | 1969.0943 | 0 | 1969.0943 | 1106.8213 | 50.6101 | 150.6733 | 174.6303 | 206.5267 | 293.22 | 53.3333 | 43.2 | 21.693 | 18.4391 | 0 | 31.1308 | 0 | 0
323 | 7728 | 7751 | 99.3147 | 2033.6855 | 0 | 2033.6855 | 1122.1474 | 57.3366 | 161.8324 | 175.7527 | 228.6479 | 301.3558 | 53.3333 | 43.2 | 21.693 | 18.4391 | 0 | 21.3711 | 0 | 0
324 | 7752 | 7775 | 99.8993 | 2046.3214 | 0 | 2046.3214 | 1126.6521 | 61.2514 | 154.4245 | 174.2215 | 221.9689 | 321.1901 | 53.3333 | 43.2 | 21.693 | 18.4391 | 0 | 41.7707 | 0 | 0
325 | 7776 | 7799 | 100.7422 | 2056.1326 | 0 | 2056.1326 | 1127.1557 | 59.5437 | 150.258 | 170.3433 | 257.0227 | 305.1964 | 53.3333 | 43.2 | 21.693 | 18.4391 | 0 | 97.8982 | 0 | 0
326 | 7800 | 7823 | 98.0459 | 1953.7782 | 0 | 1953.7782 | 1074.4708 | 48 | 128.0455 | 162.1906 | 305.9927 | 248.4659 | 53.3333 | 43.2 | 21.693 | 18.4391 | 0 | 109.2282 | 0 | 0
327 | 7824 | 7847 | 95.7094 | 1934.5923 | 0 | 1934.5923 | 1070.5044 | 49.6542 | 125.2845 | 158.7824 | 290.4919 | 253.2621 | 53.3333 | 43.2 | 21.693 | 18.4391 | 0 | 137.5393 | 0 | 0
328 | 7848 | 7871 | 99.6394 | 2018.1731 | 0 | 2018.1731 | 1093.6646 | 49.4743 | 137.4248 | 168.5464 | 302.6752 | 279.7751 | 53.3333 | 43.2 | 21.693 | 18.4391 | 0 | 114.6229 | 0 | 0
329 | 7872 | 7895 | 93.9355 | 1894.9186 | 0 | 1894.9186 | 1052.2627 | 48 | 110.1164 | 146.0763 | 324.7597 | 227.0908 | 53.3333 | 43.2 | 21.693 | 18.4391 | 0 | 65.548 | 0 | 0
330 | 7896 | 7919 | 98.6933 | 2016.8753 | 0 | 2016.8753 | 1083.2723 | 48.526 | 123.7253 | 160.5555 | 343.4962 | 270.6872 | 53.3333 | 43.2 | 21.693 | 18.4391 | 0 | 149.6982 | 0 | 0
331 | 7920 | 7943 | 96.9466 | 1968.2165 | 0 | 1968.2165 | 1060.6454 | 48 | 127.3943 | 156.9201 | 355.9168 | 232.7271 | 53.3333 | 43.2 | 21.693 | 18.4391 | 0 | 155.8398 | 0 | 0
332 | 7944 | 7967 | 96.9806 | 1960.1331 | 0 | 1960.1331 | 1071.5223 | 48 | 131.2477 | 159.4617 | 312.8506 | 250.4381 | 53.3333 | 43.2 | 21.693 | 18.4391 | 0 | 52.6817 | 0 | 0
333 | 7968 | 7991 | 100.0972 | 2054.4343 | 0 | 2054.4343 | 1096.9547 | 52.9865 | 134.5943 | 162.1154 | 347.4567 | 273.7141 | 53.3333 | 43.2 | 21.693 | 18.4391 | 0 | 107.8849 | 0 | 0
334 | 7992 | 8015 | 96.3936 | 1915.1715 | 0 | 1915.1715 | 1055.7017 | 48.3252 | 113.4499 | 149.0061 | 334.619 | 227.4569 | 53.3333 | 43.2 | 21.693 | 18.4391 | 0 | 86.8799 | 0 | 0
335 | 8016 | 8039 | 93.4816 | 1874.9916 | 0 | 1874.9916 | 1036.1369 | 48 | 112.1602 | 134.0321 | 359.9169 | 198.1328 | 53.3333 | 43.2 | 21.693 | 18.4391 | 0 | 169.5092 | 0 | 0
336 | 8040 | 8063 | 99.5614 | 2014.7467 | 0 | 2014.7467 | 1089.852 | 52.2387 | 142.3987 | 163.6046 | 297.921 | 282.1189 | 53.3333 | 43.2 | 21.693 | 18.4391 | 0 | 82.7431 | 0 | 0
337 | 8064 | 8087 | 94.4663 | 1934.3188 | 0 | 1934.3188 | 1070.1698 | 48 | 133.6833 | 155.5526 | 284.3184 | 255.9819 | 53.3333 | 43.2 | 21.693 | 18.4391 | 0 | 138.9978 | 0 | 0
338 | 8088 | 8111 | 99.5975 | 1996.4626 | 0 | 1996.4626 | 1087.8904 | 49.4312 | 146.9493 | 162.2555 | 284.4983 | 278.8251 | 53.3333 | 43.2 | 21.693 | 18.4391 | 0 | 116.4814 | 0 | 0
339 | 8112 | 8135 | 100.644 | 2042.3568 | 0 | 2042.3568 | 1110.1931 | 56.6454 | 154.7465 | 166.513 | 257.2779 | 310.3683 | 53.3333 | 43.2 | 21.693 | 18.4391 | 0 | 62.7021 | 0 | 0
340 | 8136 | 8159 | 99.3117 | 2043.1925 | 0 | 2043.1925 | 1103.1357 | 51.4724 | 145.0553 | 162 | 316.1184 | 278.7981 | 53.3333 | 43.2 | 21.693 | 18.4391 | 0 | 94.065 | 0 | 0
341 | 8160 | 8183 | 101.7764 | 2014.8792 | 0 | 2014.8792 | 1076.2192 | 48 | 130.8813 | 157.18 | 374.6586 | 241.3274 | 53.3333 | 43.2 | 21.693 | 18.4391 | 0 | 81.2773 | 0 | 0
342 | 8184 | 8207 | 94.4387 | 1859.097 | 0 | 1859.097 | 1042.3876 | 48 | 94.1698 | 130.2274 | 365.6 | 192.0995 | 53.3333 | 43.2 | 21.693 | 18.4391 | 0 | 185.4562 | 0 | 0
343 | 8208 | 8231 | 93.3289 | 1885.4323 | 0 | 1885.4323 | 1033.3451 | 48 | 96.2071 | 121.9448 | 412.8463 | 186.4763 | 53.3333 | 43.2 | 21.693 | 18.4391 | 0 | 216.4273 | 0 | 0
344 | 8232 | 8255 | 97.2379 | 1972.931 | 0 | 1972.931 | 1061.035 | 48 | 135.1322 | 159.5982 | 336.9477 | 245.6052 | 53.3333 | 43.2 | 21.693 | 18.4391 | 0 | 96.6527 | 0 | 0
345 | 8256 | 8279 | 101.785 | 2043.773 | 0 | 2043.773 | 1096.733 | 51.0576 | 139.8972 | 164.7184 | 337.8407 | 266.9134 | 53.3333 | 43.2 | 21.693 | 18.4391 | 0 | 69.4076 | 0 | 0
346 | 8280 | 8303 | 96.7278 | 1957.0207 | 0 | 1957.0207 | 1041.4754 | 48 | 122.6564 | 140.6498 | 390.5443 | 227.0821 | 53.3333 | 43.2 | 21.693 | 18.4391 | 0 | 168.1229 | 0 | 0
347 | 8304 | 8327 | 98.941 | 2032.9956 | 0 | 2032.9956 | 1074.2337 | 49.2241 | 134.1269 | 159.27 | 378.1085 | 251.4198 | 53.3333 | 43.2 | 21.693 | 18.4391 | 0 | 77.2145 | 0 | 0
348 | 8328 | 8351 | 99.9414 | 2063.8511 | 0 | 2063.8511 | 1078.6303 | 50.34 | 135.6576 | 163.5482 | 385.7742 | 263.2881 | 53.3333 | 43.2 | 21.693 | 18.4391 | 0 | 116.8353 | 0 | 0
349 | 8352 | 8375 | 99.0708 | 1956.9014 | 0 | 1956.9014 | 1054.5515 | 48 | 126.0349 | 151.6701 | 353.1239 | 236.9083 | 53.3333 | 43.2 | 21.693 | 18.4391 | 0 | 133.4615 | 0 | 0
350 | 8376 | 8399 | 98.1365 | 1965.9041 | 0 | 1965.9041 | 1065.7847 | 48 | 134.8567 | 157.8994 | 330.3094 | 242.4411 | 53.3333 | 43.2 | 21.693 | 18.4391 | 0 | 107.9607 | 0 | 0
351 | 8400 | 8423 | 97.4585 | 1986.7526 | 0 | 1986.7526 | 1067.8822 | 48 | 142.4178 | 161.5608 | 330.9564 | 249.3227 | 53.3333 | 43.2 | 21.693 | 18.4391 | 0 | 86.6047 | 0 | 0
352 | 8424 | 8447 | 101.3386 | 2030.7851 | 0 | 2030.7851 | 1101.3505 | 50.5748 | 146.1347 | 161.558 | 307.4031 | 277.1513 | 53.3333 | 43.2 | 21.693 | 18.4391 | 0 | 31.7364 | 0 | 0
353 | 8448 | 8471 | 98.1321 | 1968.419 | 0 | 1968.419 | 1070.7717 | 48 | 135.0595 | 161.5763 | 309.5959 | 256.8029 | 53.3333 | 43.2 | 21.693 | 18.4391 | 0 | 142.8011 | 0 | 0
354 | 8472 | 8495 | 97.778 | 1979.6207 | 0 | 1979.6207 | 1079.8662 | 48.3454 | 140.0582 | 162.813 | 289.2862 | 272.6389 | 53.3333 | 43.2 | 21.693 | 18.4391 | 0 | 110.8978 | 0 | 0
355 | 8496 | 8519 | 97.9839 | 2016.9426 | 0 | 2016.9426 | 1084.571 | 48.5124 | 136.7413 | 161.7766 | 327.6991 | 271.0294 | 53.3333 | 43.2 | 21.693 | 18.4391 | 0 | 96.3789 | 0 | 0
356 | 8520 | 8543 | 92.6934 | 1862.8979 | 0 | 1862.8979 | 1042.2661 | 48 | 110.4481 | 137.2058 | 332.3849 | 205.9803 | 53.3333 | 43.2 | 21.693 | 18.4391 | 0 | 203.989 | 0 | 0
357 | 8544 | 8567 | 96.9691 | 1969.0023 | 0 | 1969.0023 | 1042.1354 | 48 | 115.7246 | 143.4149 | 417.9192 | 215.1955 | 53.3333 | 43.2 | 21.693 | 18.4391 | 0 | 93.2883 | 0 | 0
358 | 8568 | 8591 | 97.3876 | 1981.1244 | 0 | 1981.1244 | 1058.6773 | 48 | 118.5375 | 147.7486 | 390.3106 | 231.2378 | 53.3333 | 43.2 | 21.693 | 18.4391 | 0 | 73.6291 | 0 | 0
359 | 8592 | 8615 | 96.9748 | 1985.6237 | 0 | 1985.6237 | 1051.196 | 48 | 126.4215 | 156.1207 | 374.0727 | 243.1999 | 53.3333 | 43.2 | 21.693 | 18.4391 | 0 | 124.2732 | 0 | 0
360 | 8616 | 8639 | 101.4778 | 2006.9953 | 0 | 2006.9953 | 1061.9196 | 48.9209 | 129.2928 | 156.0353 | 364.9623 | 259.2516 | 53.3333 | 43.2 | 21.693 | 18.4391 | 0 | 59.9193 | 0 | 0
361 | 8640 | 8663 | 96.757 | 1969.921 | 0 | 1969.921 | 1061.4987 | 48 | 132.8982 | 159.7535 | 319.5236 | 261.6342 | 53.3333 | 43.2 | 21.693 | 18.4391 | 0 | 109.209 | 0 | 0
362 | 8664 | 8687 | 97.3565 | 1977.4991 | 0 | 1977.4991 | 1095.4196 | 53.437 | 149.0057 | 164.5295 | 241.4429 | 287.0518 | 53.3333 | 43.2 | 21.693 | 18.4391 | 0 | 101.041 | 0 | 0
363 | 8688 | 8711 | 93.2046 | 1879.9992 | 0 | 1879.9992 | 1057.7061 | 48 | 122.1139 | 153.4451 | 282.9434 | 229.178 | 53.3333 | 43.2 | 21.693 | 18.4391 | 0 | 84.3557 | 0 | 0
364 | 8712 | 8735 | 93.2523 | 1871.0987 | 0 | 1871.0987 | 1055.4666 | 48 | 137.716 | 151.0626 | 249.9797 | 242.2612 | 53.3333 | 43.2 | 21.693 | 18.4391 | 0 | 164.6522 | 0 | 0
365 | 8736 | 8759 | 98.8768 | 2024.5358 | 0 | 2024.5358 | 1135.4656 | 53.6271 | 157.6492 | 181.3053 | 260.9137 | 293.7645 | 53.3333 | 16.8369 | 21.693 | 0 | 0 | 28.575 | 0 | 0

## 逐月统计
序号 | 开始小时 | 结束小时 | 最大总需求MW | 本地负荷MWh | 外送MWh | 总需求MWh | 煤电MWh | 燃气MWh | 常规水电MWh | 生物质MWh | 风电MWh | 光伏MWh | 抽蓄充电MWh | 抽蓄放电MWh | 电池充电MWh | 电池放电MWh | 弃风MWh | 弃光MWh | 缺供MWh | 备用不足MW·h
1 | 0 | 743 | 102.6765 | 60988.8011 | 0 | 60988.8011 | 33299.274 | 1553.2106 | 4040.3286 | 4759.2871 | 10045.7902 | 7703.0044 | 1653.3333 | 1339.2 | 653.07 | 555.1095 | 0 | 3459.0098 | 0 | 0
2 | 744 | 1415 | 105.1672 | 56320.6766 | 0 | 56320.6766 | 30519.0135 | 1432.6554 | 3912.0026 | 4580.2069 | 8653.3199 | 7598.3225 | 1493.3333 | 1209.6 | 607.4053 | 516.2945 | 0 | 2513.1598 | 0 | 0
3 | 1416 | 2159 | 107.3617 | 63740.066 | 0 | 63740.066 | 34373.098 | 1716.4724 | 4428.0474 | 5249.2019 | 9426.3598 | 8961.8924 | 1653.3333 | 1339.2 | 672.4844 | 571.6118 | 0 | 2229.6581 | 0 | 0
4 | 2160 | 2879 | 110.8994 | 64519.5438 | 0 | 64519.5438 | 34122.2408 | 2014.9215 | 4377.6488 | 5400.396 | 9652.9381 | 9342.764 | 1578.9882 | 1278.9804 | 609.0519 | 517.6941 | 0 | 1300.4202 | 0 | 0
5 | 2880 | 3623 | 114.2393 | 68344.2782 | 0 | 68344.2782 | 35827.6453 | 2517.4989 | 4609.846 | 5713.1434 | 9961.3341 | 10113.2488 | 1622.6553 | 1314.3508 | 600.8918 | 510.758 | 0 | 926.5162 | 0 | 0
6 | 3624 | 4343 | 113.2543 | 67025.1618 | 0 | 67025.1618 | 35188.3056 | 2737.7052 | 4520.3494 | 5649.7723 | 9210.0534 | 10092.07 | 1555.0076 | 1259.5562 | 517.6176 | 439.975 | 0 | 621.0249 | 0 | 0
7 | 4344 | 5087 | 114.5881 | 70071.8546 | 0 | 70071.8546 | 36517.5976 | 3370.2928 | 4687.405 | 5876.7354 | 9348.4278 | 10636.9007 | 1534.5034 | 1242.9477 | 492.9945 | 419.0453 | 0 | 610.0623 | 0 | 0
8 | 5088 | 5831 | 112.6591 | 68304.3674 | 0 | 68304.3674 | 35610.2385 | 2295.5645 | 4577.717 | 5655.1924 | 10561.8898 | 10003.0753 | 1636.5767 | 1325.6272 | 589.0701 | 500.7096 | 0 | 1206.6448 | 0 | 0
9 | 5832 | 6551 | 111.1943 | 63816.9604 | 0 | 63816.9604 | 34021.5695 | 2004.0627 | 4377.5431 | 5363.7847 | 9272.129 | 9168.6892 | 1591.1367 | 1288.8207 | 590.0128 | 501.5109 | 0 | 1409.5435 | 0 | 0
10 | 6552 | 7295 | 107.9621 | 64005.7774 | 0 | 64005.7774 | 34471.2985 | 1757.8121 | 4448.0247 | 5279.201 | 9441.0574 | 9023.1386 | 1653.3333 | 1339.2 | 670.8101 | 570.1886 | 0 | 1968.3091 | 0 | 0
11 | 7296 | 8015 | 104.7881 | 60046.7537 | 0 | 60046.7537 | 32887.4504 | 1610.2874 | 4190.1361 | 4979.2491 | 8507.3902 | 8273.8592 | 1600 | 1296 | 650.7914 | 553.1727 | 0 | 2565.0204 | 0 | 0
12 | 8016 | 8759 | 101.785 | 61170.0721 | 0 | 61170.0721 | 33187.9661 | 1527.8271 | 4084.8326 | 4810.5701 | 10265.1983 | 7753.4861 | 1653.3333 | 1312.8369 | 672.4844 | 553.1727 | 0 | 3428.6652 | 0 | 0

## 资料校核
序号 | 校核结果

## 口径说明
项目 | 说明
数据来源 | 公开合成脚本
费用来源 | 公开合成参数表 examples/synthetic_case_costs.csv
基年/目标 | 2025有效存量；2027增量为候选项目
外送 | 联络线外送功率=额定MW×逐时外送系数，计入固定需求
网架 | 单区域合成模型，不含线路潮流
水电 | M1–M12水文相对系数×0.42试算利用率×容量×月小时数；月间不借用
储能 | 库容=额定MW×储能时长h；往返效率按平方根分解，年初SOC=0
成本 | 随算例公开的合成试算成本，不是项目报价
可靠性 | 风光/储能规划可信容量保守取0；不等于ELCC或概率可靠性认证
时间 | 365日规划年共8760小时；闰年省略2月29日；逐时功率和库存保留原始值